## Total
Master CAISO Control Area Generating Capability List | [5 empty] | Key to Color Coding Used In Table Below
Revised to reflect known CAISO Control Area generating resource information as of: | [5 empty] | TEXT | Physical unit which is scheduled individually
Monday, December 19, 2016 | [5 empty] | TEXT | Aggregated Scheduling Unit composed of multiple physical units
[6 empty] | TEXT | Physical unit which is part of the preceding Aggregated Unit
ISO Index | Classification | QF | Aggregate | Resource ID | Generating Unit Name / Description |  | PTO Area | Owner or QF ID | ISO Classification | Unit Type | Fuel Type | Zone | Demand Zone |  | Comments | River System |  | Record Status
[6 empty] | Net Dependable | [7 empty] | Commercial |  |  | Nameplate | A-Active Control Area Units AND C-Contract Units Outside Ctrl Area
[6 empty] | Capacity (MW) | [7 empty] | Operating Date |  |  | Capacity (MW)
124900 | Participating Unit | No | No | ELCAP_1_SOLAR | 2097 Helton | 1.5 | PGAE | Pristine Sun, LLC | SOLAR | PHOTO VOLTAIC | SUN | NP15 | PGE3 | 2015-05-01 |  |  | 1.5 | A
60600 | Participating Unit | Yes | No | PTLOMA_6_NTCCGN | AEI MCRD STEAM TURBINE | 2.58 | SDGE | SDG&E Exempt | COGENERATION | STEAM | HEAT RECOVERY | SP15 | SDG1 | 1989-01-01 | SDGE QF 162 |  | 2.58 | A
34200 | Participating Unit | Yes | No | CHEVCO_6_UNIT 2 | AERA ENERGY LLC. (Coalinga) | 12.5 | PGAE | Pacific Gas & Electric Company | COGENERATION |  | NATURAL GAS | NP15 | PGE3 | 1988-06-03 | PGE QF 25C249 |  | 12.5 | A
83400 | Participating Unit | No | No | COLTON_6_AGUAM1 | AGUA MANSA GENERATING FACILITY | 43 | SCE | City of Colton | PEAKER | COMBUSTION TURBINE | NATURAL GAS | SP15 | SCE1 | 2003-06-27 |  |  | 43 | A
118400 | Participating Unit | No | No | LASSEN_6_AGV1 | AGV 1 | 1.8 | PGAE | Amedee Geothermal Venture 1 | GEOTHERMAL | STEAM | GEOTHERMAL | NP15 | PGE3 | 2014-04-07 |  |  | 2.2 | A
1400 | Participating Unit | No | Yes | BNNIEN_7_ALTAPH | ALTA POWER HOUSE | 1 | PGAE | PG&E | HYDRO | HYDRO | WATER | NP15 | PGE3 | 1902-01-01 |  | Bear River | 1 | A
1401 | Non-Participating | No | No |  | Alta Unit 1 |  | PGAE | PG&E | HYDRO | HYDRO | WATER | NP15 | PGE3 | 1902-01-01 |  | Bear River | 1 | A
34600 | Participating Unit | Yes | Yes | FLOWD2_2_UNIT 1 | ALTAMONT POWER (AGGREGATE) | 42.1 | PGAE | Pacific Gas & Electric Company | WIND | WIND | WIND | NP15 | PGE3 | 1985-01-01 |  |  | 42.1 | A
34601 | Non-Participating | Yes | No |  | Altamont Power LLC (3-4) |  | PGAE | 16W014 | WIND | WIND | WIND | NP15 | PGE3 | 1985-04-11 |  |  | 4.05 | A
34604 | Non-Participating | Yes | No |  | Altamont Power LLC (6-4) |  | PGAE | 16W017 | WIND | WIND | WIND | NP15 | PGE3 | 1987-01-01 |  |  | 19 | A
34602 | Non-Participating | Yes | No |  | Altamont Power LLC (4-4) |  | PGAE | 16W015 | WIND | WIND | WIND | NP15 | PGE3 | 1987-01-01 |  |  | 19 | A
1500 | Participating Unit | No | No | ANAHM_7_CT | ANAHEIM COMBUSTION TURBINE | 42.81 | SCE | City of Anaheim (MSS Agreement - S14) | PEAKER | COMBUSTION TURBINE | NATURAL GAS | SP15 | ANA1 | 1990-01-01 |  |  | 49.2 | A
35300 | Participating Unit | Yes | Yes | ANTLPE_2_QF | ANTELOPE VALLEY AREA LUMPED UNITS | 206.5 | SCE | Southern California Edison | WIND | WIND | WIND | SP15 | SCE1 | 1982-01-01 |  |  | 206.5 | A
35318 | Non-Participating | Yes | No |  | TEHACHAPI CUMMINGS/COUNTY WATER DISTRICT |  | SCE | 4013 | HYDRO | HYDRO | WATER | SP15 | SCE1 | 1983-10-01 |  |  | 0.04 | A
35307 | Non-Participating | Yes | No |  | CAMERON RIDGE LLC (IV) |  | SCE | 6091 | WIND | WIND | WIND | SP15 | SCE1 | 1985-12-31 |  |  | 12.76 | A
35322 | Non-Participating | Yes | No |  | On Wind Energy, LLC |  | SCE | 6012 | WIND | WIND | WIND | SP15 | SCE1 | 1982-12-28 |  |  | 2.4 | A
35313 | Non-Participating | Yes | No |  | OAK CREEK ENERGY SYSTEMS, INC |  | SCE | 6234 | WIND | WIND | WIND | SP15 | SCE1 | 1986-02-10 |  |  | 27.9 | A
35319 | Non-Participating | Yes | No |  | TEHACHAPI POWER PURCHASE CONTRACT TRUST |  | SCE | 6037 | WIND | WIND | WIND | SP15 | SCE1 | 1986-12-15 |  |  | 56 | A
35308 | Non-Participating | Yes | No |  | RIDGETOP ENERGY LLC (II) |  | SCE | 6092 | WIND | WIND | WIND | SP15 | SCE1 | 1988-01-01 |  |  | 28 | A
126500 | Participating Unit | No | No | VALLEY_5_SOLAR2 | AP North Lake Solar | 20 | SCE | SUNE DB APNL LLC | SOLAR | PHOTO VOLTAIC | SUN | SP15 | SCE1 | 2015-08-11 |  |  | 20 | A
108900 | Participating Unit | No | No | AVSOLR_2_SOLAR | AV Solar Ranch 1 | 241.5 | SCE | SCE | SOLAR | PHOTO VOLTAIC | SUN | SP15 | SCE1 | 2014-06-19 |  |  | 250 | A
121200 | Participating Unit | Yes | No | ADMEST_6_SOLAR | Adams East | 19 | PGAE | RE Adams East LLC | SOLAR | PHOTO VOLTAIC | SUN | NP15 | PGE3 | 2014-12-13 |  |  | 19 | A
127600 | Participating Unit | No | No | VICTOR_1_SOLAR4 | Adelanto Solar | 20 | SCE | Adelanto Solar, LLC | SOLAR | PHOTO VOLTAIC | SUN | SP15 | SCE1 | 2015-09-03 |  |  | 20 | A
125800 | Participating Unit | No | No | VICTOR_1_SOLAR3 | Adelanto Solar 2 | 7 | SCE | Adelanto Solar II, LLC | SOLAR | PHOTO VOLTAIC | SUN | SP15 | SCE1 | 2015-07-01 |  |  | 7 | A
130500 | Participating Unit | No | No | ADERA_1_SOLAR1 | Adera Solar | 20 | PGAE | Adera Solar, LLC | SOLAR | PHOTO VOLTAIC | SUN | NP15 | PGE3 | 2015-12-23 |  |  | 20 | A
118500 | Participating Unit | No | No | ADOBEE_1_SOLAR | Adobe Solar | 20 | PGAE | Adobe Solar, LLC | SOLAR | PHOTO VOLTAIC | SUN | NP15 | PGE3 | 2014-05-21 |  |  | 20 | A
47600 | Participating Unit | Yes | Yes | CALPIN_1_AGNEW | Agnews Power Plant | 28 | PGAE | O.L.S. Energy-Agnews, Inc. | COGENERATION | COMBINED CYCLE | NATURAL GAS | NP15 | PGE3 | 1990-10-19 |  |  | 32 | A
47602 | Non-Participating | Yes | No |  | Agnews Power Plant STG |  | PGAE | O.L.S. Energy-Agnews, Inc. | THERMAL | STEAM | HEAT RECOVERY | NP15 | PGE3 | 1990-10-19 |  |  | 7.6 | A
47601 | Non-Participating | Yes | No |  | Agnews Power Plant CTG |  | PGAE | O.L.S. Energy-Agnews, Inc. | THERMAL | COMBUSTION TURBINE | NATURAL GAS | NP15 | PGE3 | 1990-10-19 |  |  | 24.4 | A
103500 | Participating Unit | No | No | AGUCAL_5_SOLAR1 | Agua Caliente Solar | 290 | SDGE | Agua Caliente Solar, LLC | SOLAR | PHOTO VOLTAIC | SUN | SP15 | PGE3 | 2014-06-10 |  |  | 290 | A
93500 | Participating Unit | Yes | Yes | ADLIN_1_UNITS | Aidlin Power Plant | 22 | PGAE | Geysers Power Co. | GEOTHERMAL | STEAM | GEOTHERMAL | NP15 | PGE3 |  | Formerly QF 04G019 |  | 23 | A
47900 | Non-Participating | Yes | No |  | Aidlin Unit 2 |  | PGAE | Geysers Power Co. | GEOTHERMAL | STEAM | GEOTHERMAL | NP15 | PGE3 | 1989-05-28 |  |  |  | A
47800 | Non-Participating | Yes | No |  | Aidlin Unit 1 |  | PGAE | Geysers Power Co. | GEOTHERMAL | STEAM | GEOTHERMAL | NP15 | PGE3 | 1989-06-16 |  |  |  | A
400 | Participating Unit | No | No | ALMEGT_1_UNIT 1 | Alameda GT Unit 1 | 23.8 | PGAE | NCPA (MSS Agreement - S14) | PEAKER | COMBUSTION TURBINE | NATURAL GAS | NP15 | NCP1 | 1986-01-01 |  |  | 25.4 | A
500 | Participating Unit | No | No | ALMEGT_1_UNIT 2 | Alameda GT Unit 2 | 25.4 | PGAE | NCPA (MSS Agreement - S14) | PEAKER | COMBUSTION TURBINE | NATURAL GAS | NP15 | NCP1 | 1986-01-01 |  |  | 25.4 | A
600 | Participating Unit | No | No | ALAMIT_7_UNIT 1 | Alamitos 1 | 174.56 | SCE | AES | THERMAL | STEAM | NATURAL GAS | SP15 | SCE1 | 1956-01-01 |  |  | 175 | A
700 | Participating Unit | No | No | ALAMIT_7_UNIT 2 | Alamitos 2 | 175 | SCE | AES | THERMAL | STEAM | NATURAL GAS | SP15 | SCE1 | 1957-01-01 |  |  | 176 | A
800 | Participating Unit | No | No | ALAMIT_7_UNIT 3 | Alamitos 3 | 332.18 | SCE | AES | THERMAL | STEAM | NATURAL GAS | SP15 | SCE1 | 1961-01-01 |  |  | 322 | A
900 | Participating Unit | No | No | ALAMIT_7_UNIT 4 | Alamitos 4 | 335.67 | SCE | AES | THERMAL | STEAM | NATURAL GAS | SP15 | SCE1 | 1962-01-01 |  |  | 320 | A
1000 | Participating Unit | No | No | ALAMIT_7_UNIT 5 | Alamitos 5 | 497.97 | SCE | AES | THERMAL | STEAM | NATURAL GAS | SP15 | SCE1 | 1999-01-01 |  |  | 482 | A
1100 | Participating Unit | No | No | ALAMIT_7_UNIT 6 | Alamitos 6 | 495 | SCE | AES | THERMAL | STEAM | NATURAL GAS | SP15 | SCE1 | 1966-01-01 |  |  | 481 | A
1300 | Participating Unit | No | No | ALAMO_6_UNIT | Alamo R (CDWR) | 17 | SCE | CDWR | HYDRO | HYDRO | WATER | SP15 | SCE1 | 1986-01-01 |  |  | 18 | A
125600 | Participating Unit | No | No | VICTOR_1_SOLAR2 | Alamo Solar | 20 | SCE | Alamo Solar, LLC | SOLAR | PHOTO VOLTAIC | SUN | SP15 | SCE1 | 2015-05-15 |  |  | 20 | A
108100 | Participating Unit | No | No | ALPSLR_1_SPSSLR | Alpaugh 50 LLC | 50 | PGAE | Alpaugh 50, LLC | SOLAR | PHOTO VOLTAIC | SUN | NP15 | PGE3 | 2013-03-08 |  |  | 50 | A
108200 | Participating Unit | No | No | ALPSLR_1_NTHSLR | Alpaugh North, LLC | 20 | PGAE | Alpaugh North, LLC | SOLAR | PHOTO VOLTAIC | SUN | NP15 | PGE3 | 2013-03-08 |  |  | 20 | A
107800 | Participating Unit | No | No | NEENCH_6_SOLAR | Alpine Solar | 66 | SCE | NRG Solar Alpine LLC | SOLAR | PHOTO VOLTAIC | SUN | SP15 | SCE1 | 2013-01-18 |  |  | 66 | A
107200 | Participating Unit | Yes | No | ALT6DN_2_WIND7 | Alta 2012 Alta Wind 7 | 168 | SCE | Alta Wind VII, LLC | WIND | WIND | WIND | SP15 | SCE1 | 2013-01-01 |  |  | 168 | A
117300 | Participating Unit | No | No | ALTA6E_2_WIND10 | Alta Wind 10 | 138 | SCE | Alta Interconnection Management III, LLC | WIND | WIND | WIND | SP15 | SCE1 |  | Phased Implementation: 138 MW commercial out of 500 MW total at completion. As of 3/13/2014 |  | 138 | A
117400 | Participating Unit | No | No | ALTA6B_2_WIND11 | Alta Wind 11 | 90 | SCE | Alta Interconnection Management III, LLC | WIND | WIND | WIND | SP15 | SCE1 |  | Phased Implementation: 90 MW commercial out of 250 MW total at completion. As of 3/17/2014 |  | 90 | A
65600 | Participating Unit | Yes | No | CHINO_6_SMPPAP | AltaGas Pomona Energy Inc. | 44 | SCE | AltaGas Pomona Energy Inc. | COGENERATION | COMBUSTION TURBINE | NATURAL GAS | SP15 | SCE1 | 1985-11-18 | Formerly SCE QF 2050 |  | 44 | A
132600 | Participating Unit | Yes | No | ALTWD_1_QF | Altwind | 47 | SCE | Difwind Farms Limited I | WIND | WIND | WIND | SP15 | SCE1 | 1985-12-18 |  |  | 47.08 | A
112600 | Participating Unit | No | No | ESQUON_6_LNDFIL | Ameresco Butte County LFG Project | 2.1 | PGAE | Ameresco Butte County LLC, Ameresco, Inc., | BIOMASS | RECIPROCATING ENGINE | LANDFILL GAS | NP15 | PGE3 | 2012-09-27 |  |  | 4 | A
118200 | Participating Unit | Yes | No | CORRAL_6_SJOAQN | Ameresco San Joaquin | 4.3 | PGAE | Ameresco San Joaquin LLC | BIOMASS | RECIPROCATING ENGINE | LANDFILL GAS | NP15 | PGE3 | 2014-04-24 |  |  | 4.3 | A
136100 | Participating Unit | No | No | BIGSKY_2_SOLAR1 | Antelope Big Sky Ranch | 20 | SCE | Antelope Big Sky Ranch LLC | SOLAR | PHOTO VOLTAIC | SUN | SP15 | PAS1 | 2016-08-16 |  |  | 20 | A
108300 | Participating Unit | No | No | GLOW_6_SOLAR | Antelope Power Plant | 20 | SCE | TA-High Desert, LLC | SOLAR | PHOTO VOLTAIC | SUN | SP15 | SCE1 | 2013-03-25 |  |  | 20 | A
110500 | Participating Unit | No | No | ARLVAL_5_SOLAR | Arlington Valley Solar Energy II | 127 | SDGE | Arlington Valley Solar Energy II, LLC | PSEUDO TIE | PHOTO VOLTAIC | SUN | SP15 | SDG1 | 2013-10-28 |  |  | 127 | C
136800 | Participating Unit | No | No | ASTORA_2_SOLAR1 | Astoria 1 | 100 | PGAE | RE Astoria LLC | SOLAR | PHOTO VOLTAIC | SUN | NP15 | PGE3 | 2016-10-18 |  |  | 100 | A
136900 | Participating Unit | No | No | ASTORA_2_SOLAR2 | Astoria 2 | 75 | PGAE | RE Astoria 2 LLC | SOLAR | PHOTO VOLTAIC | SUN | NP15 | PGE3 | 2016-10-31 |  |  | 75 | A
108000 | Participating Unit | No | No | ATWELL_1_SOLAR | Atwell Island PV Solar Generating Faci. | 20 | PGAE | SPS Atwell Island, LLC | SOLAR | PHOTO VOLTAIC | SUN | NP15 | PGE3 | 2013-03-08 |  |  | 20 | A
124500 | Participating Unit | No | No | ATWEL2_1_SOLAR1 | Atwell West | 20 | PGAE | CED Atwell Island West, LLC | SOLAR | PHOTO VOLTAIC | SUN | NP15 | PGE3 | 2015-06-11 |  |  | 20 | A
101600 | Participating Unit | No | No | AVENAL_6_AVPARK | Avenal Park Solar Project | 6 | PGAE | Avenal Park LLC | SOLAR | PHOTO VOLTAIC | SUN | NP15 | PGE2 | 2011-08-05 |  |  | 6 | A
35900 | Participating Unit | Yes | No | BDGRCK_1_UNITS | BADGER CREEK LIMITED | 47.49 | PGAE | Badger Creek Limited | COGENERATION | COMBUSTION TURBINE | NATURAL GAS | ZP26 | PGE4 | 1991-04-01 |  |  | 58.48 | A
36000 | Participating Unit | No | No | VOLTA_6_BAILCK | BAILEY CREEK RANCH | 0.63 | PGAE | Bailey Creek Hydroelectric, Inc. | HYDRO | HYDRO | WATER | NP15 | PGE3 | 1982-05-26 | Formerly PGE QF 13H119. |  | 0.63 | A
36300 | Participating Unit | Yes | Yes | BARRE_2_QF | BARRE AREA LUMPED UNITS | 0.2 | SCE | VARIOUS | VARIOUS |  |  | SP15 | SCE1 | 1994-01-01 |  |  | 0.37 | A
36302 | Non-Participating | Yes | No |  | CITY OF SANTA ANA |  | SCE | 4054 | HYDRO |  |  | SP15 | SCE1 | 1985-06-30 |  |  | 0.2 | A
2200 | Participating Unit | Yes | No | RICHMN_7_BAYENV | BAY EVIRONMENTAL MANAGEMENT | 2.5 | PGAE | Bay Environmental Mgt. (formerly 01P070) | BIOMASS | RECIPROCATING ENGINE | LANDFILL GAS | NP15 | PGE3 | 1985-01-01 |  |  | 3 | A
36500 | Participating Unit | Yes | No | BEARMT_1_UNIT | BEAR MOUNTAIN LIMITED | 47.49 | PGAE | BEAR MOUNTAIN LIMITED | COGENERATION | COMBUSTION TURBINE | NATURAL GAS | ZP26 | PGE4 | 1995-04-03 | QF Conversion, Formerly PGE QF 25C251 |  | 58.48 | A
2700 | Participating Unit | No | No | UNVRSY_1_UNIT 1 | BERRY COGEN 38 | 38 | PGAE | Berry Petroleum Company | COGENERATION | COMBUSTION TURBINE | NATURAL GAS | ZP26 | PGE4 | 1986-01-01 | PGE QF 25C099A |  | 37.2 | A
2600 | Participating Unit | Yes | No | TANHIL_6_SOLART | BERRY PETROLEUM COGEN 18 | 17 | PGAE | Pacific Gas & Electric Company | COGENERATION | COMBUSTION TURBINE | NATURAL GAS | ZP26 | PGE4 | 1986-01-01 | PGE QF 25C151A |  | 6 | A
2900 | Participating Unit | No | Yes | BIGCRK_2_EXESWD | BIG CREEK HYDRO PROJECT PSP | 820 | SCE | SCE | HYDRO | HYDRO | WATER | SP15 | SCE1 | 1913-01-01 |  |  | 820 | A
2923 | Non-Participating | No | No | BGCRK1_7_PORTAL | Big Creek - Portal Unit | 10.8 | SCE | SCE | HYDRO | HYDRO | WATER | SP15 | SCE1 | 1956-01-01 |  |  | 10.8 | A
2901 | Non-Participating | No | No | BGCRK1_7_UNIT 1 | Big Creek PH 1 Unit 1 | 19.8 | SCE | SCE | HYDRO | HYDRO | WATER | SP15 | SCE1 | 1913-01-01 |  |  | 19.8 | A
2902 | Non-Participating | No | No | BGCRK1_7_UNIT 2 | Big Creek PH 1 Unit 2 | 15.8 | SCE | SCE | HYDRO | HYDRO | WATER | SP15 | SCE1 | 1913-01-01 |  |  | 15.75 | A
2903 | Non-Participating | No | No | BGCRK1_7_UNIT 3 | Big Creek PH 1 Unit 3 | 21.6 | SCE | SCE | HYDRO | HYDRO | WATER | SP15 | SCE1 | 1923-01-01 |  |  | 21.6 | A
2904 | Non-Participating | No | No | BGCRK1_7_UNIT 4 | Big Creek PH 1 Unit 4 | 31.2 | SCE | SCE | HYDRO | HYDRO | WATER | SP15 | SCE1 | 1925-01-01 |  |  | 31.2 | A
2905 | Non-Participating | No | No | BGCRK2_7_UNIT 1 | Big Creek PH 2 Unit 1 | 55 | SCE | SCE | HYDRO | HYDRO | WATER | SP15 | SCE1 | 1928-01-01 |  |  | 55 | A
2906 | Non-Participating | No | No | BGCRK2_7_UNIT 2 | Big Creek PH 2 Unit 2 | 55 | SCE | SCE | HYDRO | HYDRO | WATER | SP15 | SCE1 | 1928-01-01 |  |  | 55 | A
2907 | Non-Participating | No | No | BGCRK2_7_UNIT 3 | Big Creek PH 2 Unit 3 | 15.8 | SCE | SCE | HYDRO | HYDRO | WATER | SP15 | SCE1 | 1913-01-01 |  |  | 15.75 | A
2908 | Non-Participating | No | No | BGCRK2_7_UNIT 4 | Big Creek PH 2 Unit 4 | 15.8 | SCE | SCE | HYDRO | HYDRO | WATER | SP15 | SCE1 | 1914-01-01 |  |  | 15.75 | A
2909 | Non-Participating | No | No | BGCRK2_7_UNIT 5 | Big Creek PH 2 Unit 5 | 17.5 | SCE | SCE | HYDRO | HYDRO | WATER | SP15 | SCE1 | 1921-01-01 |  |  | 17.5 | A
2910 | Non-Participating | No | No | BGCRK2_7_UNIT 6 | Big Creek PH 2 Unit 6 | 17.5 | SCE | SCE | HYDRO | HYDRO | WATER | SP15 | SCE1 | 1925-01-01 |  |  | 17.5 | A
2911 | Non-Participating | No | No | BGCRK3_7_UNIT 1 | Big Creek PH 3 Unit 1 | 34 | SCE | SCE | HYDRO | HYDRO | WATER | SP15 | SCE1 | 1923-01-01 |  |  | 34 | A
2912 | Non-Participating | No | No | BGCRK3_7_UNIT 2 | Big Creek PH 3 Unit 2 | 34 | SCE | SCE | HYDRO | HYDRO | WATER | SP15 | SCE1 | 1923-01-01 |  |  | 34 | A
2913 | Non-Participating | No | No | BGCRK3_7_UNIT 3 | Big Creek PH 3 Unit 3 | 34 | SCE | SCE | HYDRO | HYDRO | WATER | SP15 | SCE1 | 1923-01-01 |  |  | 34 | A
2914 | Non-Participating | No | No | BGCRK3_7_UNIT 4 | Big Creek PH 3 Unit 4 | 36 | SCE | SCE | HYDRO | HYDRO | WATER | SP15 | SCE1 | 1948-01-01 |  |  | 36 | A
2915 | Non-Participating | No | No | BGCRK3_7_UNIT 5 | Big Creek PH 3 Unit 5 | 36.5 | SCE | SCE | HYDRO | HYDRO | WATER | SP15 | SCE1 | 1980-01-01 |  |  | 36.45 | A
2916 | Non-Participating | No | No | BGCRK4_7_UNIT 1 | Big Creek PH 4 Unit 1 | 50 | SCE | SCE | HYDRO | HYDRO | WATER | SP15 | SCE1 | 1951-01-01 |  |  | 50 | A
2917 | Non-Participating | No | No | BGCRK4_7_UNIT 2 | Big Creek PH 4 Unit 2 | 50 | SCE | SCE | HYDRO | HYDRO | WATER | SP15 | SCE1 | 1951-01-01 |  |  | 50 | A
2918 | Non-Participating | No | No | BGCRK8_7_UNIT 1 | Big Creek PH 8 Unit 1 | 30 | SCE | SCE | HYDRO | HYDRO | WATER | SP15 | SCE1 | 1921-01-01 |  |  | 30 | A
2919 | Non-Participating | No | No | BGCRK8_7_UNIT 2 | Big Creek PH 8 Unit 2 | 45 | SCE | SCE | HYDRO | HYDRO | WATER | SP15 | SCE1 | 1929-01-01 |  |  | 45 | A
2921 | Non-Participating | No | No | MAMMTH_7_UNIT 1 | Big Creek - Mammoth Pool Unit 1 | 95 | SCE | SCE | HYDRO | HYDRO | WATER | SP15 | SCE1 | 1960-01-01 |  |  | 95 | A
2922 | Non-Participating | No | No | MAMMTH_7_UNIT 2 | Big Creek - Mammoth Pool Unit 2 | 95 | SCE | SCE | HYDRO | HYDRO | WATER | SP15 | SCE1 | 1960-01-01 |  |  | 95 | A
3000 | Participating Unit | Yes | No | GRSCRK_6_BGCKWW | BIG CREEK WATER WORKS | 5 | PGAE | Big Creek Water Works, LTD. | HYDRO | HYDRO | WATER | NP15 | PGE3 | 1987-01-01 |  |  | 5 | A
3100 | Participating Unit | No | Yes | BISHOP_1_ALAMO | BISHOP CREEK PLANTS 2, 5 & 6 (AGGREGATE) | 13.4 | SCE | SCE | HYDRO | HYDRO | WATER | SP15 | SCE1 | 1908-01-01 |  |  | 14.18 | A
3101 | Non-Participating | No | No |  | Bishop Creek Plant 2 Unit 1 |  | SCE | SCE | HYDRO | HYDRO | WATER | SP15 | SCE1 | 1908-01-01 |  |  | 2.73 | A
3102 | Non-Participating | No | No |  | Bishop Creek Plant 2 Unit 2 |  | SCE | SCE | HYDRO | HYDRO | WATER | SP15 | SCE1 | 1908-01-01 |  |  | 2.73 | A
3106 | Non-Participating | No | No |  | Bishop Creek Plant 6 Unit 1 |  | SCE | SCE | HYDRO | HYDRO | WATER | SP15 | SCE1 | 1913-01-01 |  |  | 2.2 | A
3104 | Non-Participating | No | No |  | Bishop Creek Plant 5 Unit 1 |  | SCE | SCE | HYDRO | HYDRO | WATER | SP15 | SCE1 | 1943-01-01 |  |  | 2 | A
3105 | Non-Participating | No | No |  | Bishop Creek Plant 5 Unit 2 |  | SCE | SCE | HYDRO | HYDRO | WATER | SP15 | SCE1 | 1919-01-01 |  |  | 1.8 | A
3103 | Non-Participating | No | No |  | Bishop Creek Plant 2 Unit 3 |  | SCE | SCE | HYDRO | HYDRO | WATER | SP15 | SCE1 | 1911-01-01 |  |  | 2.73 | A
3200 | Participating Unit | No | Yes | BISHOP_1_UNITS | BISHOP CREEK PLANTS 3 & 4 (AGGREGATE) | 15.8 | SCE | SCE | HYDRO | HYDRO | WATER | SP15 | SCE1 | 1905-01-01 |  |  | 15.9 | A
3201 | Non-Participating | No | No |  | Bishop Creek Plant 3 Unit 1 |  | SCE | SCE | HYDRO | HYDRO | WATER | SP15 | SCE1 | 1913-01-01 |  |  | 2.6 | A
3202 | Non-Participating | No | No |  | Bishop Creek Plant 3 Unit 2 |  | SCE | SCE | HYDRO | HYDRO | WATER | SP15 | SCE1 | 1913-01-01 |  |  | 2.6 | A
3203 | Non-Participating | No | No |  | Bishop Creek Plant 3 Unit 3 |  | SCE | SCE | HYDRO | HYDRO | WATER | SP15 | SCE1 | 1913-01-01 |  |  | 2.7 | A
3208 | Non-Participating | No | No |  | Bishop Creek Plant 4 Unit 5 |  | SCE | SCE | HYDRO | HYDRO | WATER | SP15 | SCE1 | 1909-01-01 |  |  | 2 | A
3205 | Non-Participating | No | No |  | Bishop Creek Plant 4 Unit 2 |  | SCE | SCE | HYDRO | HYDRO | WATER | SP15 | SCE1 | 1905-01-01 |  |  | 1 | A
3206 | Non-Participating | No | No |  | Bishop Creek Plant 4 Unit 3 |  | SCE | SCE | HYDRO | HYDRO | WATER | SP15 | SCE1 | 1906-01-01 |  |  | 2 | A
3207 | Non-Participating | No | No |  | Bishop Creek Plant 4 Unit 4 |  | SCE | SCE | HYDRO | HYDRO | WATER | SP15 | SCE1 | 1907-01-01 |  |  | 2 | A
3204 | Non-Participating | No | No |  | Bishop Creek Plant 4 Unit 1 |  | SCE | SCE | HYDRO | HYDRO | WATER | SP15 | SCE1 | 1905-01-01 |  |  | 1 | A
42900 | Participating Unit | No | Yes | BLM_2_UNITS | BLM Units 7, 8, and 9 | 72 | SCE | Coso Energy Developers | GEOTHERMAL | STEAM | GEOTHERMAL | SP15 | SCE1 | 1988-12-05 | QF Conversion, was SCE QF 3030 |  | 99.9 | A
42901 | Non-Participating | Yes | No | BLM E_2_UNIT 7 | BLM East Unit 7 | 24 | SCE | Coso Energy Developers | GEOTHERMAL | STEAM | GEOTHERMAL | SP15 | SCE1 | 1988-12-05 |  |  | 33.3 | A
42902 | Non-Participating | Yes | No | BLM E_2_UNIT 8 | BLM East Unit 8 | 24 | SCE | Coso Energy Developers | GEOTHERMAL | STEAM | GEOTHERMAL | SP15 | SCE1 | 1988-12-05 |  |  | 33.3 | A
42903 | Non-Participating | Yes | No | BLM W_2_UNIT 9 | BLM West Unit 9 | 24 | SCE | Coso Energy Developers | GEOTHERMAL | STEAM | GEOTHERMAL | SP15 | SCE1 | 1988-12-05 |  |  | 33.3 | A
37200 | Participating Unit | Yes | Yes | BORDEN_2_QF | BORDEN AREA LUMPED QF UNITS | 2 | PGAE | Madera ID | HYDRO | HYDRO | WATER | NP15 | PGE3 | 1985-01-01 |  |  | 2 | A
3400 | Participating Unit | No | No | BORDER_6_UNITA1 | BORDER | 51.25 | SDGE | CalPeak Power LLC | PEAKER | COMBUSTION TURBINE | NATURAL GAS | SP15 | SDG1 | 2001-10-26 |  |  | 49.96 | A
3500 | Participating Unit | No | Yes | MONLTH_6_BOREL | BOREL HYDRO PLANT (AGGREGATE) | 11 | SCE | SCE | HYDRO | HYDRO | WATER | SP15 | SCE1 | 1904-01-01 |  |  | 12 | A
3501 | Non-Participating | No | No |  | Borel Unit 1 |  | SCE | SCE | HYDRO | HYDRO | WATER | SP15 | SCE1 | 1904-01-01 |  |  | 3 | A
3503 | Non-Participating | No | No |  | Borel Unit 3 |  | SCE | SCE | HYDRO | HYDRO | WATER | SP15 | SCE1 | 1932-01-01 |  |  | 6 | A
3502 | Non-Participating | No | No |  | Borel Unit 2 |  | SCE | SCE | HYDRO | HYDRO | WATER | SP15 | SCE1 | 1904-01-01 |  |  | 3 | A
1700 | Participating Unit | Yes | No | HINSON_6_CARBGN | BP WILMINGTON CALCINER | 30 | SCE | Tesoro Refining and Marketing Company LLC | COGENERATION | STEAM | HEAT RECOVERY | SP15 | SCE1 | 1982-01-01 |  |  | 35.8 | A
3900 | Participating Unit | No | Yes | BUCKCK_7_PL1X2 | BUCKS CREEK PH (AGGREGATE) | 59 | PGAE | PG&E | HYDRO | HYDRO | WATER | NP15 | PGE3 | 1928-01-01 |  | NF Feather River | 59 | A
3901 | Non-Participating | No | No | BUCKCK_7_UNIT 1 | Bucks Creek Unit #1 | 33 | PGAE | PG&E | HYDRO | HYDRO | WATER | NP15 | PGE3 | 1928-01-01 |  | NF Feather River | 33 | A
3902 | Non-Participating | No | No | BUCKCK_7_UNIT 2 | Bucks Creek Unit #2 | 32.5 | PGAE | PG&E | HYDRO | HYDRO | WATER | NP15 | PGE3 | 1928-01-01 |  | NF Feather River | 32.5 | A
37400 | Participating Unit | No | No | WNDMAS_2_UNIT 1 | BUENA VISTA ENERGY, LLC | 38 | PGAE | Buena Vista Energy, LLC | WIND | WIND | WIND | NP15 | PGE3 | 1983-12-24 | Formerly PGE QF 01W001 |  | 38 | A
37500 | Participating Unit | Yes | No | BURNYF_2_UNIT 1 | BURNEY FOREST PRODUCTS | 35.7 | PGAE | Pacific Gas & Electric Company | BIOMASS | STEAM | WOOD WASTE | NP15 | PGE3 | 1989-10-17 | PGE QF 13C038 |  | 35.7 | A
1800 | Participating Unit | Yes | No | VALLEY_7_BADLND | Badlands Landfill Gas to Energy Facility | 1.3 | SCE | Riverside County Waste Management Dept | BIOMASS | RECIPROCATING ENGINE | LANDFILL GAS | SP15 | SCE1 | 2001-08-07 |  |  | 1.2 | A
36100 | Participating Unit | Yes | No | BRDGVL_7_BAKER | Baker Station Hydro | 1.49 | PGAE | Baker Station Associates, LP | HYDRO | HYDRO | WATER | NP15 | PGE3 | 1987-12-10 | Was PGE QF 19H002 |  | 1.5 | A
126200 | Participating Unit | No | No | BKRFLD_2_SOLAR1 | Bakersfield 111 | 1.38 | PGAE | Bakersfield 111, LLC | SOLAR | PHOTO VOLTAIC | SUN | NP15 | PGE3 | 2015-07-28 |  |  | 1.4 | A
1900 | Participating Unit | No | No | BALCHS_7_UNIT 1 | Balch 1 | 33 | PGAE | PG&E | HYDRO | HYDRO | WATER | NP15 | PGE3 | 1927-01-01 |  | Kings River | 34 | A
2000 | Participating Unit | No | No | BALCHS_7_UNIT 2 | Balch 2 | 52.5 | PGAE | PG&E | HYDRO | HYDRO | WATER | NP15 | PGE3 | 1958-01-01 |  | Kings River | 52.5 | A
2100 | Participating Unit | No | No | BALCHS_7_UNIT 3 | Balch 3 | 54.6 | PGAE | PG&E | HYDRO | HYDRO | WATER | NP15 | PGE3 | 1958-01-01 |  | Kings River | 54.6 | A
95500 | Participating Unit | No | Yes | BARRE_6_PEAKER | Barre Peaker | 47 | SCE | SCE | PEAKER | COMBUSTION TURBINE | NATURAL GAS | SP15 | SCE1 | 2007-09-20 |  |  | 49 | A
71900 | Participating Unit | Yes | No | TKOPWR_6_HYDRO | Bear Creek Hydroelectric Project | 2.83 | PGAE | Enel Green Power North America, Inc. | HYDRO | HYDRO | WATER | NP15 | PGE3 | 1986-01-15 | Formerly PGE QF 13H040 |  | 3.2 | A
116900 | Participating Unit | No | No | LOCKFD_1_BEARCK | Bear Creek Solar | 1.5 | PGAE | Ecos Energy LLC | SOLAR | PHOTO VOLTAIC | SUN | NP15 | PGE2 | 2014-02-05 |  |  | 1.5 | A
2300 | Participating Unit | No | No | BEARDS_7_UNIT 1 | Beardsley Hydro | 11.5 | PGAE | City of Santa Clara DBA Silicon Valley Power | HYDRO | HYDRO | WATER | NP15 | PGE3 | 1957-01-01 |  | Stanislaus River | 11.5 | A
2400 | Participating Unit | No | No | BELDEN_7_UNIT 1 | Belden PH | 119 | PGAE | PG&E | HYDRO | HYDRO | WATER | NP15 | PGE3 | 1969-01-01 |  | NF Feather River | 119 | A
98600 | Participating Unit | Yes | Yes | TENGEN_2_PL1X2 | Berry Cogen 42 | 40.2 | SCE | Berry Petroleum Co | COGENERATION | COMBUSTION TURBINE | NATURAL GAS | SP15 | SCE1 | 1990-03-06 |  |  | 43.52 | A
36600 | Non-Participating | Yes | No | TENGEN_6_UNIT 1 | Berry Cogen 42 Unit 1 | 22.7 | SCE | Berry Petroleum Company | COGENERATION | COMBUSTION TURBINE | NATURAL GAS | SP15 | SCE1 | 1990-03-06 |  |  | 21.76 | A
2500 | Non-Participating | Yes | No | TENGEN_6_UNIT 2 | Berry Cogen 42 Unit 2 | 17.5 | SCE | Berry Petroleum Company | COGENERATION | COMBUSTION TURBINE | NATURAL GAS | SP15 | SCE1 | 1990-01-01 |  |  | 21.76 | A
116500 | Participating Unit | No | No | OLDRIV_6_BIOGAS | Bidart Old River 1 | 2 | PGAE | ABEC Bidart-Old River LLC | BIOMASS | RECIPROCATING ENGINE | LANDFILL GAS | NP15 | PGE2 | 2014-03-10 |  |  | 2 | A
2800 | Participating Unit | No | No | BIGCRK_7_DAM7 | Big Creek Dam 7 FWG | 0.3 | SCE | SCE | HYDRO | HYDRO | WATER | SP15 | SCE1 | 1986-01-01 |  |  | 0.3 | A
138200 | Participating Unit | No | No | BIGSKY_2_SOLAR7 | Big Sky Solar 1 | 50 | SCE | Antelope DSR 1, LLC | SOLAR | PHOTO VOLTAIC | SUN | SP15 | SCE1 | 2016-12-15 |  |  | 50 | A
137700 | Participating Unit | No | No | BIGSKY_2_SOLAR5 | Big Sky Solar 2 | 5 | SCE | Antelope DSR 2, LLC | SOLAR | PHOTO VOLTAIC | SUN | SP15 | SCE1 | 2016-11-30 |  |  | 5 | A
137900 | Participating Unit | No | No | BIGSKY_2_SOLAR2 | Big Sky Solar 4 | 40 | SCE | Elevation Solar C LLC | SOLAR | PHOTO VOLTAIC | SUN | SP15 | SCE1 | 2016-12-03 |  |  | 40 | A
3300 | Participating Unit | No | No | BLCKBT_2_STONEY | Black Butte Hydro | 6.2 | PGAE | City of Santa Clara DBA Silicon Valley Power | HYDRO | HYDRO | WATER | NP15 | PGE3 | 1988-01-01 |  |  | 6.2 | A
84700 | Participating Unit | Yes | Yes | OLINDA_7_BLKSND | Blacksand Generating Facility | 8 | SCE | Linn Western Processing, LLC | PEAKER | COMBUSTION TURBINE | WASTE GAS | SP15 | SCE1 | 2000-06-01 |  |  | 8 | A
84702 | Non-Participating | Yes | No |  | Blacksand Generating Facility Turbine 2 D189 |  | SCE | Linn Western Processing, LLC | PEAKER | COMBUSTION TURBINE | WASTE GAS | SP15 | SCE1 | 2000-11-01 |  |  | 4 | A
84701 | Non-Participating | Yes | No |  | Blacksand Generating Facility Turbine 1 D182 |  | SCE | Linn Western Processing, LLC | PEAKER | COMBUSTION TURBINE | WASTE GAS | SP15 | SCE1 | 2000-06-01 |  |  | 4 | A
124600 | Participating Unit | No | No | BLCKWL_6_SOLAR1 | Blackwell Solar | 12 | PGAE | Blackwell Solar, LLC | SOLAR | PHOTO VOLTAIC | SUN | ZP26 | PGE4 | 2015-04-16 |  |  | 12 | A
98900 | Participating Unit | No | Yes | BUCKBL_2_PL1X3 | Blythe Energy Project | 493.63 | SCE | Blythe Energy, LLC | THERMAL | COMBINED CYCLE | NATURAL GAS | SP15 | SCE1 | 2010-06-11 |  |  | 537 | A
98901 | Non-Participating | No | No | BUCKBL_2_CTG11 | Blythe CTG 11 | 182 | SCE | Blythe Energy, LLC | THERMAL | COMBUSTION TURBINE | NATURAL GAS | SP15 | SCE1 | 2010-06-11 |  |  | 176 | A
98902 | Non-Participating | No | No | BUCKBL_2_CTG12 | Blythe CTG 12 | 182 | SCE | Blythe Energy, LLC | THERMAL | COMBUSTION TURBINE | NATURAL GAS | SP15 | SCE1 | 2010-06-11 |  |  | 176 | A
98903 | Non-Participating | No | No | BUCKBL_2_STG10 | Blythe STG | 227 | SCE | Blythe Energy, LLC | THERMAL | STEAM | NATURAL GAS | SP15 | SCE1 | 2010-06-11 |  |  | 185 | A
98200 | Participating Unit | No | No | BLYTHE_1_SOLAR1 | Blythe Solar 1 Project | 21 | SCE | NRG Solar Blythe LLC | SOLAR | PHOTO VOLTAIC | SUN | SP15 | SCE1 | 2009-12-18 |  |  | 21 | A
95900 | Participating Unit | No | No | GEYS17_2_BOTRCK | Bottle Rock Geo Steam | 17 | PGAE | Bottle Rock Power, LLC | GEOTHERMAL | STEAM | GEOTHERMAL | NP15 | PGE3 | 2007-09-22 |  |  | 55 | A
134600 | Participating Unit | No | Yes | SANTGO_2_LNDFL1 | Bowerman Power | 19.6 | SCE | Bowerman Power | BIOGAS | RECIPROCATING ENGINE | LANDFILL GAS | SP15 | SCE1 | 2016-04-27 |  |  | 20 | A
134601 | Non-Participating | No | No |  | Bowerman Power Unit 1 |  | SCE | Bowerman Power | BIOGAS | RECIPROCATING ENGINE | LANDFILL GAS | SP15 | SCE1 | 2016-04-27 |  |  | 3.37 | A
134602 | Non-Participating | No | No |  | Bowerman Power Unit 2 |  | SCE | Bowerman Power | BIOGAS | RECIPROCATING ENGINE | LANDFILL GAS | SP15 | SCE1 | 2016-04-27 |  |  | 3.37 | A
134603 | Non-Participating | No | No |  | Bowerman Power Unit 3 |  | SCE | Bowerman Power | BIOGAS | RECIPROCATING ENGINE | LANDFILL GAS | SP15 | SCE1 | 2016-04-27 |  |  | 3.37 | A
134607 | Non-Participating | No | No |  | Bowerman Power Unit 1 |  | SCE | Bowerman Power | BIOGAS | RECIPROCATING ENGINE | LANDFILL GAS | SP15 | SCE1 | 2016-04-27 |  |  | 3.37 | A
134605 | Non-Participating | No | No |  | Bowerman Power Unit 5 |  | SCE | Bowerman Power | BIOGAS | RECIPROCATING ENGINE | LANDFILL GAS | SP15 | SCE1 | 2016-04-27 |  |  | 3.37 | A
134606 | Non-Participating | No | No |  | Bowerman Power Unit 6 |  | SCE | Bowerman Power | BIOGAS | RECIPROCATING ENGINE | LANDFILL GAS | SP15 | SCE1 | 2016-04-27 |  |  | 3.37 | A
134604 | Non-Participating | No | No |  | Bowerman Power Unit 4 |  | SCE | Bowerman Power | BIOGAS | RECIPROCATING ENGINE | LANDFILL GAS | SP15 | SCE1 | 2016-04-27 |  |  | 3.37 | A
106900 | Participating Unit | No | No | OLINDA_2_LNDFL2 | Brea Power II | 28.1 | SCE | Brea Power II LLC | THERMAL | COMBINED CYCLE | LANDFILL GAS | SP15 | SCE1 | 2012-11-01 |  |  | 28.1 | A
3800 | Participating Unit | No | No | BRDWAY_7_UNIT 3 | Broadway 3 | 65 | SCE | PAS | THERMAL | STEAM | NATURAL GAS | SP15 | PAS1 | 1965-01-01 |  |  | 65 | A
134200 | Participating Unit | No | No | DTCHWD_2_BT3WND | Brookfield Tehachapi 3 | 4.5 | SCE | Coram Energy LLC | WIND | WIND | WIND | SP15 | SCE1 | 1986-04-22 |  |  | 4.5 | A
134300 | Participating Unit | No | No | DTCHWD_2_BT4WND | Brookfield Tehachapi 4 | 6.52 | SCE | Coram Tehachapi, L.P. | WIND | WIND | WIND | SP15 | SCE1 | 1986-04-22 |  |  | 7.1 | A
113000 | Participating Unit | No | No | JAKVAL_6_UNITG1 | Buena Vista Biomass | 17.84 | PGAE | Buena Vista Biomass Power, LLC | BIOMASS | STEAM | WOOD WASTE | NP15 | PGE2 | 2013-01-03 |  |  | 20 | A
29400 | Participating Unit | Yes | No | SPBURN_2_UNIT 1 | Burney Biomass | 22 | PGAE | Sierra Pacific Industries | BIOMASS | STEAM | WOOD WASTE | NP15 | PGE3 | 1986-01-01 | Formerly QF 13C049 |  | 20 | A
4000 | Participating Unit | No | No | BUTTVL_7_UNIT 1 | Butt Valley PH | 40 | PGAE | PG&E | HYDRO | HYDRO | WATER | NP15 | PGE3 | 1958-01-01 |  | NF Feather River | 41 | A
37600 | Participating Unit | Yes | No | CONTRL_1_OXBOW | CAITHNESS DIXIE VALLEY, LLC | 64.7 | SCE | Southern California Edison Company | GEOTHERMAL | STEAM | GEOTHERMAL | SP15 | SCE1 | 1988-06-14 | SCE QF 3011. Located in Nevada, but feeds into SCEs Control Station. |  | 49.8 | A
135400 | Participating Unit | No | No | VESTAL_2_UNIT1 | CALGREN-PIXLEY | 11.2 | SDGE | GFP Ethanol LLC | THERMAL | COMBUSTION TURBINE | NATURAL GAS | SP15 | SCE1 | 2016-06-30 |  |  | 5 | A
38000 | Participating Unit | Yes | Yes | BASICE_2_UNITS | CALPINE AMERICAN I COGEN (Aggregate) | 135 | PGAE | Pacific Gas & Electric Company | COGENERATION | COMBINED CYCLE | NATURAL GAS | NP15 | PGE3 | 1989-03-14 | PGE QF 18C006 |  | 135 | A
38002 | Non-Participating | Yes | No |  | CALPINE AMERICAN I COGEN Unit 2 |  | PGAE | Pacific Gas & Electric Company | COGENERATION | STEAM | HEAT RECOVERY | NP15 | PGE3 | 1989-03-14 |  |  |  | A
38001 | Non-Participating | Yes | No |  | CALPINE AMERICAN I COGEN Unit 1 |  | PGAE | Pacific Gas & Electric Company | COGENERATION | COMBUSTION TURBINE | NATURAL GAS | NP15 | PGE3 | 1989-03-14 |  |  |  | A
4400 | Participating Unit | Yes | Yes | CAMCHE_1_PL1X3 | CAMANCHE PH (AGGREGATE) | 9.99 | PGAE | EBMUD | HYDRO | HYDRO | WATER | NP15 | PGE3 | 1983-01-01 |  | Mokelumne River | 9.99 | A
4401 | Non-Participating | No | No | CAMCHE_1_UNIT 1 | Camanche Unit 1 | 3.3 | PGAE | EBMUD | HYDRO | HYDRO | WATER | NP15 | PGE3 | 1983-01-01 |  | Mokelumne River | 3.33 | A
4402 | Non-Participating | No | No | CAMCHE_1_UNIT 2 | Camanche Unit 2 | 3.3 | PGAE | EBMUD | HYDRO | HYDRO | WATER | NP15 | PGE3 | 1983-01-01 |  | Mokelumne River | 3.33 | A
4403 | Non-Participating | No | No | CAMCHE_1_UNIT 3 | Camanche Unit 3 | 3.7 | PGAE | EBMUD | HYDRO | HYDRO | WATER | NP15 | PGE3 | 1983-01-01 |  | Mokelumne River | 3.33 | A
44001 | Participating Unit | Yes | No | CURTIS_1_CANLCK | CANAL CREEK POWER PLANT | 0.9 | PGAE | Merced Irrigation District | HYDRO | HYDRO | WATER | NP15 | PGE3 | 1983-01-01 | QF Conversion completed 6/17/2015. Formerly QF 25H204 |  | 0.9 | A
20400 | Participating Unit | No | No | CAPMAD_1_UNIT 1 | CAPCO MADERA Power Plant | 24 | PGAE | Madera Power LLC | BIOMASS | STEAM | AGRICULTURAL WASTE | NP15 | PGE3 | 2001-05-16 |  |  | 28.5 | A
4600 | Participating Unit | No | Yes | CARBOU_7_PL2X3 | CARIBOU UNITS 2 & 3 (AGGREGATE) | 49 | PGAE | PG&E | HYDRO | HYDRO | WATER | NP15 | PGE3 | 1921-01-01 |  | NF Feather River | 48 | A
4601 | Non-Participating | No | No | CARBOU_7_UNIT 2 | Caribou PH 1 Unit 2 | 25 | PGAE | PG&E | HYDRO | HYDRO | WATER | NP15 | PGE3 | 1921-01-01 |  | NF Feather River | 25 | A
4602 | Non-Participating | No | No | CARBOU_7_UNIT 3 | Caribou PH 1 Unit 3 | 25 | PGAE | PG&E | HYDRO | HYDRO | WATER | NP15 | PGE3 | 1924-01-01 |  | NF Feather River | 25 | A
4700 | Participating Unit | No | Yes | CARBOU_7_PL4X5 | CARIBOU UNITS 4 & 5 (AGGREGATE) | 122 | PGAE | PG&E | HYDRO | HYDRO | WATER | NP15 | PGE3 | 1958-01-01 |  | NF Feather River | 122 | A
4701 | Non-Participating | No | No | CARBOU_7_UNIT 4 | Caribou PH 2 Unit 4 | 61 | PGAE | PG&E | HYDRO | HYDRO | WATER | NP15 | PGE3 | 1958-01-01 |  | NF Feather River | 61 | A
4702 | Non-Participating | No | No | CARBOU_7_UNIT 5 | Caribou PH 2 Unit 5 | 61 | PGAE | PG&E | HYDRO | HYDRO | WATER | NP15 | PGE3 | 1958-01-01 |  | NF Feather River | 61 | A
38700 | Participating Unit | Yes | No | LGHTHP_6_ICEGEN | CARSON COGENERATION COMPANY | 48 | SCE | CARSON COGENERATION COMPANY | COGENERATION | COMBUSTION TURBINE | NATURAL GAS | SP15 | SCE1 | 1989-12-22 | Formerly SCE QF 2087 |  | 48.9 | A
120100 | Participating Unit | No | Yes | INTKEP_2_UNITS | CCSF Hetch_Hetchy Hydro Aggregate | 405 | PGAE | City & County of San Francisco | HYDRO | HYDRO | WATER | NP15 | PGE3 | 2006-07-01 |  |  | 405 | A
77600 | Non-Participating | No | No | INTKEP_2_HOLM 1 | Holm Unit 1 | 83 | PGAE | CCSF | HYDRO | HYDRO | WATER | NP15 | PGE3 | 1960-01-01 |  |  | 85 | A
77700 | Non-Participating | No | No | INTKEP_2_HOLM 2 | Holm Unit 2 | 83 | PGAE | CCSF | HYDRO | HYDRO | WATER | NP15 | PGE3 | 1960-01-01 |  |  | 85 | A
78100 | Non-Participating | No | No | INTKEP_2_KIRKW1 | Kirkwood Unit 1 | 45 | PGAE | CCSF | HYDRO | HYDRO | WATER | NP15 | PGE3 | 1967-01-01 |  |  | 43.13 | A
78200 | Non-Participating | No | No | INTKEP_2_KIRKW2 | Kirkwood Unit 2 | 45 | PGAE | CCSF | HYDRO | HYDRO | WATER | NP15 | SCE1 | 1967-01-01 |  |  | 43.13 | A
78300 | Non-Participating | No | No | INTKEP_2_KIRKW3 | Kirkwood Unit 3 | 45 | PGAE | CCSF | HYDRO | HYDRO | WATER | NP15 | PGE3 | 1987-01-01 |  |  | 43.13 | A
79000 | Non-Participating | No | No | MOCCPH_7_UNIT 1 | Moccasin Unit 1 | 52 | PGAE | CCSF | HYDRO | HYDRO | WATER | NP15 | PGE3 | 1969-01-01 |  |  | 57.5 | A
79100 | Non-Participating | No | No | MOCCPH_7_UNIT 2 | Moccasin Unit 2 | 52 | PGAE | CCSF | HYDRO | HYDRO | WATER | NP15 | PGE3 | 1969-01-01 |  |  | 57.5 | A
78900 | Non-Participating | No | No |  | MOCCASIN LOW HEAD | 3.2 | PGAE | CCSF | HYDRO | HYDRO | WATER | NP15 | PGE3 | 1987-01-01 |  |  | 3.2 | A
35311 | Participating Unit | Yes | No | MIDWD_7_CORAMB | CELLC 7.5 MW Tehachapi Project | 7.5 | SCE | Coram Energy, LLC | WIND | WIND | WIND | SP15 | SCE1 | 1983-12-01 | Formerly QFID 6029 |  | 7.5 | A
38900 | Participating Unit | Yes | Yes | CENTER_2_QF | CENTER AREA LUMPED UNITS | 31 | SCE | COGENERATION | COGENERATION |  | NATURAL GAS | SP15 | SCE1 | 1987-01-01 |  |  | 31.01 | A
38905 | Non-Participating | Yes | No |  | WHEELABRATOR NORWALK ENERGY COMPANY INC. |  | SCE | 2064 | COGENERATION |  |  | SP15 | SCE1 | 1987-09-10 |  |  | 27.8 | A
4800 | Participating Unit | No | Yes | CNTRVL_6_UNIT | CENTERVILLE | 6.4 | PGAE | PG&E | HYDRO | HYDRO | WATER | NP15 | PGE3 | 1899-12-31 |  |  | 5.9 | A
4802 | Non-Participating | No | No |  | Centerville Unit 2 |  | PGAE | PG&E | HYDRO | HYDRO | WATER | NP15 | PGE3 | 1899-12-31 |  |  | 0.9 | A
4801 | Non-Participating | No | No |  | Centerville Unit 1 |  | PGAE | PG&E | HYDRO | HYDRO | WATER | NP15 | PGE3 | 1899-12-31 |  |  | 5.5 | A
83900 | Participating Unit | No | Yes | LAROA2_2_UNITA1 | CENTRAL LA ROSITA II COMBINED CYCLE (AGGREGATE) | 322 | SDGE | Energia de Baja California | THERMAL | COMBINED CYCLE | NATURAL GAS | SP15 | SDG1 | 2003-07-22 |  |  | 336.5 | A
83901 | Non-Participating | No | No | LAROA2_2_CTG 2S | CENTRAL LA ROSITA II COMBUSTION TURBINE | 181.5 | SDGE | Energia de Baja California | THERMAL | COMBUSTION TURBINE | NATURAL GAS | SP15 | SDG1 | 2003-07-22 |  |  | 181.5 | A
83902 | Non-Participating | No | No | LAROA2_2_STG 2C | CENTRAL LA ROSITA II STEAM TURBINE | 155 | SDGE | Energia de Baja California | THERMAL | STEAM | HEAT RECOVERY | SP15 | SDG1 | 2003-07-22 |  |  | 155 | A
4900 | Participating Unit | No | Yes | CENTRY_6_PL1X4 | CENTURY (AGGREGATE) | 41.4 | SCE | Colton Power, LP | PEAKER | COMBUSTION TURBINE | NATURAL GAS | SP15 | SCE1 | 2001-09-17 |  |  | 43 | A
4901 | Non-Participating | No | No | CENTRY_6_GEN 1 | Century Unit 1 | 10.8 | SCE | Colton Power, LP | PEAKER | COMBUSTION TURBINE | NATURAL GAS | SP15 | SCE1 | 2001-09-11 |  |  | 10.75 | A
4902 | Non-Participating | No | No | CENTRY_6_GEN 2 | Century Unit 2 | 10.8 | SCE | Colton Power, LP | PEAKER | COMBUSTION TURBINE | NATURAL GAS | SP15 | SCE1 | 2001-09-17 |  |  | 10.75 | A
4903 | Non-Participating | No | No | CENTRY_6_GEN 3 | Century Unit 3 | 10.8 | SCE | Colton Power, LP | PEAKER | COMBUSTION TURBINE | NATURAL GAS | SP15 | SCE1 | 2001-09-11 |  |  | 10.75 | A
4904 | Non-Participating | No | No | CENTRY_6_GEN 4 | Century Unit 4 | 10.8 | SCE | Colton Power, LP | PEAKER | COMBUSTION TURBINE | NATURAL GAS | SP15 | SCE1 | 2001-09-11 |  |  | 10.75 | A
39600 | Participating Unit | Yes | No | CHALK_1_UNIT | CHALK CLIFF LIMITED | 47.49 | PGAE | Chalk Cliff Limited | COGENERATION | COMBUSTION TURBINE | NATURAL GAS | ZP26 | PGE4 | 1990-03-20 |  |  | 58.48 | A
39900 | Participating Unit | No | Yes | STOILS_1_UNITS | CHEVRON RICHMOND REFINERY | 113.9 | PGAE | Chevron Products Company | COGENERATION |  | NATURAL GAS | NP15 | PGE3 | 1992-08-31 | QF Conversion, was PGE QF 01C202 |  | 155 | A
39901 | Non-Participating | No | No | STOILS_1_UNIT 1 | CHEVRON RICHMOND REFINERY UNIT 1 | 62.5 | PGAE | Chevron Products Company | THERMAL | COMBUSTION TURBINE | NATURAL GAS | NP15 | PGE3 | 1992-08-31 |  |  | 125 | A
39902 | Non-Participating | No | No | STOILS_1_UNIT 2 | CHEVRON RICHMOND REFINERY UNIT 2 | 62.5 | PGAE | Chevron Products Company | THERMAL | STEAM | HEAT RECOVERY | NP15 | PGE3 | 1992-08-31 |  |  | 30 | A
40100 | Participating Unit | Yes | No | CHEVCO_6_UNIT 1 | CHEVRON USA (COALINGA) | 19 | PGAE | Pacific Gas & Electric Company | COGENERATION | COMBUSTION TURBINE | NATURAL GAS | NP15 | PGE3 | 1986-01-17 | PGE QF 25C055 |  | 19 | A
40300 | Participating Unit | Yes | No | CHEVCY_1_UNIT | CHEVRON USA (CYMRIC) | 24.3 | PGAE | Pacific Gas & Electric Company | COGENERATION | COMBUSTION TURBINE | NATURAL GAS | ZP26 | PGE4 | 1982-10-15 | PGE QF 25C003 |  | 24.3 | A
40400 | Participating Unit | Yes | No | DISCOV_1_CHEVRN | CHEVRON USA (EASTRIDGE) | 56.2 | PGAE | Pacific Gas & Electric Company | COGENERATION | COMBUSTION TURBINE | NATURAL GAS | ZP26 | PGE4 | 1988-06-13 | PGE QF 25C248 |  | 56.2 | A
40500 | Participating Unit | Yes | No | CHEVCD_6_UNIT | CHEVRON USA (TAFT/CADET) | 11.5 | PGAE | Pacific Gas & Electric Company | COGENERATION | COMBUSTION TURBINE | NATURAL GAS | ZP26 | PGE4 | 1982-07-26 | PGE QF 25C002 |  | 11.5 | A
5100 | Participating Unit | No | No | PLACVL_1_CHILIB | CHILI BAR | 8.4 | PGAE | PG&E | HYDRO | HYDRO | WATER | NP15 | PGE3 | 1965-01-01 |  |  | 7 | A
40700 | Participating Unit | Yes | Yes | CHINO_2_QF | CHINO AREA LUMPED UNITS | 21.8 | SCE | VARIOUS | VARIOUS |  | LANDFILL GAS | SP15 | SCE1 | 1987-01-01 |  |  | 21.8 | A
40707 | Non-Participating | Yes | No |  | WALNUT VALLEY WATER DISTRICT (#1) |  | SCE | 4016 | HYDRO | HYDRO | WATER | SP15 | SCE1 | 1984-10-17 |  |  | 0.13 | A
40701 | Non-Participating | Yes | No |  | INLAND EMPIRE UTILITIES AGENCY (UPLAND) |  | SCE | 1099 | BIOMASS |  |  | SP15 | SCE1 | 1992-12-28 |  |  | 0.58 | A
5200 | Participating Unit | No | Yes | CHWCHL_1_UNIT | CHOW 2 PEAKER PLANT | 48.6 | PGAE | California Power Holdings, LLC | THERMAL | RECIPROCATING ENGINE | NATURAL GAS | NP15 | PGE3 | 2001-06-13 |  |  | 48.6 | A
5201 | Non-Participating | No | No |  | Chowchilla II Peaker Unit 1 |  | PGAE | NEO Corporation | THERMAL | RECIPROCATING ENGINE | NATURAL GAS | NP15 | PGE3 | 2001-06-13 |  |  | 3 | A
5216 | Non-Participating | No | No |  | Chowchilla II Peaker Unit 16 |  | PGAE | NEO Corporation | THERMAL | RECIPROCATING ENGINE | NATURAL GAS | NP15 | PGE3 | 2001-06-13 |  |  | 3 | A
5203 | Non-Participating | No | No |  | Chowchilla II Peaker Unit 3 |  | PGAE | NEO Corporation | THERMAL | RECIPROCATING ENGINE | NATURAL GAS | NP15 | PGE3 | 2001-06-13 |  |  | 3 | A
5204 | Non-Participating | No | No |  | Chowchilla II Peaker Unit 4 |  | PGAE | NEO Corporation | THERMAL | RECIPROCATING ENGINE | NATURAL GAS | NP15 | PGE3 | 2001-06-13 |  |  | 3 | A
5205 | Non-Participating | No | No |  | Chowchilla II Peaker Unit 5 |  | PGAE | NEO Corporation | THERMAL | RECIPROCATING ENGINE | NATURAL GAS | NP15 | PGE3 | 2001-06-13 |  |  | 3 | A
5206 | Non-Participating | No | No |  | Chowchilla II Peaker Unit 6 |  | PGAE | NEO Corporation | THERMAL | RECIPROCATING ENGINE | NATURAL GAS | NP15 | PGE3 | 2001-06-13 |  |  | 3 | A
5207 | Non-Participating | No | No |  | Chowchilla II Peaker Unit 7 |  | PGAE | NEO Corporation | THERMAL | RECIPROCATING ENGINE | NATURAL GAS | NP15 | PGE3 | 2001-06-13 |  |  | 3 | A
5208 | Non-Participating | No | No |  | Chowchilla II Peaker Unit 8 |  | PGAE | NEO Corporation | THERMAL | RECIPROCATING ENGINE | NATURAL GAS | NP15 | PGE3 | 2001-06-13 |  |  | 3 | A
5209 | Non-Participating | No | No |  | Chowchilla II Peaker Unit 9 |  | PGAE | NEO Corporation | THERMAL | RECIPROCATING ENGINE | NATURAL GAS | NP15 | PGE3 | 2001-06-13 |  |  | 3 | A
5210 | Non-Participating | No | No |  | Chowchilla II Peaker Unit 10 |  | PGAE | NEO Corporation | THERMAL | RECIPROCATING ENGINE | NATURAL GAS | NP15 | PGE3 | 2001-06-13 |  |  | 3 | A
5211 | Non-Participating | No | No |  | Chowchilla II Peaker Unit 11 |  | PGAE | NEO Corporation | THERMAL | RECIPROCATING ENGINE | NATURAL GAS | NP15 | PGE3 | 2001-06-13 |  |  | 3 | A
5212 | Non-Participating | No | No |  | Chowchilla II Peaker Unit 12 |  | PGAE | NEO Corporation | THERMAL | RECIPROCATING ENGINE | NATURAL GAS | NP15 | PGE3 | 2001-06-13 |  |  | 3 | A
5213 | Non-Participating | No | No |  | Chowchilla II Peaker Unit 13 |  | PGAE | NEO Corporation | THERMAL | RECIPROCATING ENGINE | NATURAL GAS | NP15 | PGE3 | 2001-06-13 |  |  | 3 | A
5214 | Non-Participating | No | No |  | Chowchilla II Peaker Unit 14 |  | PGAE | NEO Corporation | THERMAL | RECIPROCATING ENGINE | NATURAL GAS | NP15 | PGE3 | 2001-06-13 |  |  | 3 | A
5215 | Non-Participating | No | No |  | Chowchilla II Peaker Unit 15 |  | PGAE | NEO Corporation | THERMAL | RECIPROCATING ENGINE | NATURAL GAS | NP15 | PGE3 | 2001-06-13 |  |  | 3 | A
5202 | Non-Participating | No | No |  | Chowchilla II Peaker Unit 2 |  | PGAE | NEO Corporation | THERMAL | RECIPROCATING ENGINE | NATURAL GAS | NP15 | PGE3 | 2001-06-13 |  |  | 3 | A
84000 | Participating Unit | No | No | LAROA1_2_UNITA1 | CICLO COMBINADO MEXICALI | 180 | SDGE | Energia Azteca X | THERMAL | COMBUSTION TURBINE | NATURAL GAS | SP15 | SDG1 | 2003-07-20 |  |  | 181.5 | A
121400 | Participating Unit | Yes | No | CORCAN_1_SOLAR1 | CID Solar | 20 | PGAE | CID Solar, LLC | SOLAR | PHOTO VOLTAIC | SUN | NP15 | PGE3 | 2015-01-09 |  |  | 20 | A
40900 | Participating Unit | Yes | No | HINSON_6_SERRGN | CITY OF LONG BEACH | 38.91 | SCE | Southern California Edison Company | BIOMASS | STEAM | LANDFILL GAS | SP15 | SCE1 | 1988-01-01 | SCE QF 1028 |  | 38.91 | A
41100 | Participating Unit | Yes | Yes | CLRMTK_1_QF | CLAIRMONT AREA LUMPED QF UNITS | 1.25 | PGAE | VARIOUS | COGENERATION |  | NATURAL GAS | NP15 | PGE3 | 1983-12-05 |  |  | 1.25 | A
41102 | Non-Participating | Yes | No |  | Satellite Senior Homes |  | PGAE | 01C199 | COGENERATION |  | NATURAL GAS | NP15 | PGE3 | 1986-07-17 |  |  | 0.06 | A
103200 | Participating Unit | No | No | COPMTN_2_CM10 | CM10 | 10 | SCE | Copper Mountain Solar 1, LLC | SOLAR | PHOTO VOLTAIC | SUN | SP15 | SCE1 | 2011-10-03 |  |  | 10 | A
101200 | Participating Unit | No | No | COPMTN_2_SOLAR1 | CM48 | 48 | SCE | Copper Mountain Solar 1, LLC | SOLAR | PHOTO VOLTAIC | SUN | SP15 | SCE1 | 2010-06-15 |  |  | 48 | A
105200 | Participating Unit | No | No | COPMT2_2_SOLAR2 | CMS2 | 155 | SCE | Copper Mountain Solar 2, LLC | SOLAR | PHOTO VOLTAIC | SUN | SP15 | SCE1 |  | Phased Implementation: 124 MW commercial out of 155 MW total at completion. As of 2/11/2015 |  | 124 | A
41400 | Participating Unit | No | No | COLGA1_6_SHELLW | COALINGA COGENERATION | 52.9 | PGAE | Chevron Power Holdings, Inc. | COGENERATION | COMBUSTION TURBINE | NATURAL GAS | NP15 | PGE3 | 1991-10-17 | QF Conversion, was PGE QF 25C124 |  | 45 | A
5500 | Participating Unit | No | No | COLEMN_2_UNIT | COLEMAN | 13 | PGAE | PG&E | HYDRO | HYDRO | WATER | NP15 | PGE3 | 1979-01-01 |  | Battle Creek | 13 | A
5800 | Participating Unit | No | Yes | COLVIL_7_PL1X2 | COLLIERVILLE HYDRO UNIT 1 & 2 AGGREGATE | 246.86 | PGAE | NCPA (MSS Agreement - S14) | HYDRO | HYDRO | WATER | NP15 | NCP1 |  |  |  | 252.5 | A
5801 | Non-Participating | No | No | COLVIL_7_UNIT 1 | COLLIERVILLE HYDRO UNIT 1 | 126.5 | PGAE | NCPA (MSS Agreement - S14) | HYDRO | HYDRO | WATER | NP15 | NCP1 |  |  |  | 126.5 | A
5802 | Non-Participating | No | No | COLVIL_7_UNIT 2 | COLLIERVILLE HYDRO UNIT 2 | 126 | PGAE | NCPA (MSS Agreement - S14) | HYDRO | HYDRO | WATER | NP15 | NCP1 |  |  |  | 126 | A
32400 | Participating Unit | Yes | No | UNCHEM_1_UNIT | CONTRA COSTA CARBON PLANT | 19 | PGAE | ConocoPhillips Co. (formerly Tosco) | COGENERATION | STEAM | PETROLEUM COKE | NP15 | PGE3 | 1983-01-01 |  |  | 20 | A
42400 | Participating Unit | Yes | Yes | CONTRL_1_QF | CONTROL AREA LUMPED UNITS | 31.4 | SCE | VARIOUS | VARIOUS |  | GEOTHERMAL | SP15 | SCE1 | 1982-01-01 |  |  | 37.84 | A
42401 | Non-Participating | Yes | No |  | DEEP SPRINGS COLLEGE |  | SCE | 4071 | HYDRO |  |  | SP15 | SCE1 | 1988-11-22 |  |  | 0.1 | A
42402 | Non-Participating | Yes | No |  | DESERT POWER COMPANY |  | SCE | 4008 | HYDRO |  |  | SP15 | SCE1 | 1983-07-14 |  |  | 0.95 | A
42403 | Non-Participating | Yes | No |  | HENWOOD ASSOC.-UNIT 1 (MILLNER CREEK) |  | SCE | 4006 | HYDRO |  |  | SP15 | SCE1 | 1983-07-01 |  |  | 0.29 | A
42407 | Non-Participating | Yes | No |  | MAMMOTH PACIFIC L.P. I |  | SCE | 3018 | GEOTHERMAL |  |  | SP15 | SCE1 | 1990-12-22 | Connects to Casa Diablo sub. |  | 10 | A
42408 | Non-Participating | Yes | No |  | RICHARD MOSS |  | SCE | 4031 | HYDRO |  |  | SP15 | SCE1 | 1986-04-25 |  |  | 0.16 | A
42406 | Non-Participating | Yes | No |  | MAMMOTH PACIFIC L.P. II |  | SCE | 3027 | GEOTHERMAL |  |  | SP15 | SCE1 | 1990-12-07 | Connects to Casa Diablo sub. |  | 9.1 | A
42404 | Non-Participating | Yes | No |  | HI HEAD HYDRO, INCORPORATED |  | SCE | 4004 | HYDRO |  |  | SP15 | SCE1 | 1982-05-01 |  |  | 0.35 | A
42500 | Participating Unit | Yes | No | MIRLOM_6_DELGEN | CORONA ENERGY PARTNERS, LTD. | 50.05 | SCE | Southern California Edison Company | COGENERATION | COMBUSTION TURBINE | NATURAL GAS | SP15 | SCE1 | 1988-05-21 | SCE QF 2081 |  | 35 | A
43000 | Participating Unit | Yes | Yes | CALGEN_1_UNITS | COSO FINANCE PARTNERS (NAVY I) (Aggregate) | 92.2 | SCE | Southern California Edison Company | GEOTHERMAL | STEAM | GEOTHERMAL | SP15 | SCE1 | 1987-07-13 | SCE QF 3008 |  | 92.2 | A
43001 | Non-Participating | Yes | No | CALGEN_1_UNIT 1 | COSO FINANCE PARTNERS UNIT 1 |  | SCE | Southern California Edison Company | GEOTHERMAL | STEAM | GEOTHERMAL | SP15 | SCE1 | 1987-07-13 |  |  | 24 | A
43002 | Non-Participating | Yes | No | CALGEN_1_UNIT 2 | COSO FINANCE PARTNERS UNIT 2 |  | SCE | Southern California Edison Company | GEOTHERMAL | STEAM | GEOTHERMAL | SP15 | SCE1 | 1987-07-13 |  |  | 24 | A
43003 | Non-Participating | Yes | No | CALGEN_1_UNIT 3 | COSO FINANCE PARTNERS UNIT 3 |  | SCE | Southern California Edison Company | GEOTHERMAL | STEAM | GEOTHERMAL | SP15 | SCE1 | 1987-07-13 |  |  | 27 | A
43100 | Participating Unit | Yes | Yes | NAVYII_2_UNITS | COSO POWER DEVELOPERS (NAVY II) (Aggregate) | 99 | SCE | Southern California Edison Company | GEOTHERMAL | STEAM | GEOTHERMAL | SP15 | SCE1 | 1989-12-23 | SCE QF 3029 |  | 67.5 | A
43101 | Non-Participating | Yes | No | NAVYII_2_UNIT 4 | COSO POWER DEVELOPERS UNIT 4 | 35 | SCE |  | GEOTHERMAL | STEAM | GEOTHERMAL | SP15 | SCE1 | 1989-12-23 |  |  | 22.5 | A
43102 | Non-Participating | Yes | No | NAVYII_2_UNIT 5 | COSO POWER DEVELOPERS UNIT 5 | 32 | SCE |  | GEOTHERMAL | STEAM | GEOTHERMAL | SP15 | SCE1 | 1989-12-23 |  |  | 22.5 | A
43103 | Non-Participating | Yes | No | NAVYII_2_UNIT 6 | COSO POWER DEVELOPERS UNIT 6 | 32 | SCE |  | GEOTHERMAL | STEAM | GEOTHERMAL | SP15 | SCE1 | 1989-12-23 |  |  | 22.5 | A
43400 | Participating Unit | Yes | Yes | CTNWDP_1_QF | COTTONWOOD AREA (BURNEY) LUMPED QF UNITS | 0.5 | PGAE | VARIOUS | HYDRO | HYDRO | WATER | NP15 | PGE3 | 1982-01-01 |  |  | 0.5 | A
43401 | Non-Participating | Yes | No |  | HAT CREEK HEREFORD RANCH |  | PGAE | 13H123 | HYDRO | HYDRO | WATER | NP15 | PGE3 | 1982-12-09 |  |  | 0.1 | A
43500 | Participating Unit | Yes | No | SAUGUS_6_PTCHGN | COUNTY OF LOS ANGELES (PITCHESS HONOR RANCH) | 29.8 | SCE | Southern California Edison Company | COGENERATION | COMBINED CYCLE | NATURAL GAS | SP15 | SCE1 | 1988-07-14 | SCE QF 2180 |  | 28.71 | A
90100 | Participating Unit | Yes | Yes | COVERD_2_QFUNTS | COVE ROAD AREA LUMPED UNITS | 20.26 | PGAE | VARIOUS | HYDRO | HYDRO | WATER | NP15 | PGE3 | 1987-01-05 |  |  | 20.26 | A
68600 | Non-Participating | Yes | No |  | SNOW MOUNTAIN HYDRO LLC (COVE) |  | PGAE | 13H013 | HYDRO | HYDRO | WATER | NP15 | PGE3 | 1990-02-20 |  |  | 5.75 | A
45400 | Non-Participating | Yes | No |  | EL DORADO (MONTGOMERY CK) |  | PGAE | 13H001 | HYDRO | HYDRO | WATER | NP15 | PGE3 | 1987-02-28 |  |  | 2.99 | A
55800 | Non-Participating | Yes | No |  | MEGA RENEWABLES (ROARING CRK) |  | PGAE | 13H014 | HYDRO | HYDRO | WATER | NP15 | PGE3 | 1986-12-05 |  |  | 3.52 | A
55700 | Non-Participating | Yes | No |  | MEGA RENEWABLES (HATCHET CRK) |  | PGAE | 13H015 | HYDRO | HYDRO | WATER | NP15 | PGE3 | 1987-01-05 |  |  | 8 | A
6800 | Participating Unit | No | Yes | COWCRK_2_UNIT | COW CREEK | 2 | PGAE | PG&E | HYDRO | HYDRO | WATER | NP15 | PGE3 | 1907-01-01 |  |  | 2 | A
6802 | Non-Participating | No | No |  | Cow Creek 2 |  | PGAE | PG&E | HYDRO | HYDRO | WATER | NP15 | PGE3 | 1907-01-01 |  |  | 1 | A
6801 | Non-Participating | No | No |  | Cow Creek 1 |  | PGAE | PG&E | HYDRO | HYDRO | WATER | NP15 | PGE3 | 1907-01-01 |  |  | 1 | A
43900 | Participating Unit | Yes | Yes | SAMPSN_6_KELCO1 | CP Kelco Cogeneration Facility | 25 | SDGE | CP Kelco U.S., Inc. | COGENERATION | COMBUSTION TURBINE | NATURAL GAS | SP15 | SDG1 | 2014-03-05 |  |  | 26.95 | A
43901 | Non-Participating | No | No |  | CP Kelco Cogeneration Facility CTG Unit 1 |  | SDGE | CP Kelco U.S., Inc. | COGENERATION | COMBUSTION TURBINE | NATURAL GAS | SP15 | SDG1 | 2014-03-05 |  |  | 8.3 | A
43903 | Non-Participating | No | No |  | CP Kelco Cogeneration Facility CTG Unit 3 |  | SDGE | CP Kelco U.S., Inc. | COGENERATION | COMBUSTION TURBINE | NATURAL GAS | SP15 | SDG1 | 2014-03-05 |  |  | 9.35 | A
43902 | Non-Participating | No | No |  | CP Kelco Cogeneration Facility CTG Unit 2 |  | SDGE | CP Kelco U.S., Inc. | COGENERATION | COMBUSTION TURBINE | NATURAL GAS | SP15 | SDG1 | 2014-03-05 |  |  | 9.3 | A
100900 | Participating Unit | No | No | ALTA3A_2_CPCE4 | CPC East - Alta Wind IV | 102 | SCE | Alta Wind IV, LLC | WIND | WIND | WIND | SP15 | SCE1 | 2011-03-12 |  |  | 102 | A
101300 | Participating Unit | No | No | ALTA3A_2_CPCE5 | CPC East - Alta Wind V | 168 | SCE | Alta Wind V, LLC | WIND | WIND | WIND | SP15 | SCE1 | 2011-04-21 |  |  | 168 | A
103600 | Participating Unit | No | No | ALTA3A_2_CPCE8 | CPC East - Alta Wind VIII | 150 | SCE | Alta Wind VIII, LLC | WIND | WIND | WIND | SP15 | SCE1 | 2012-02-01 |  |  | 150 | A
107300 | Participating Unit | No | No | ALT6DS_2_WIND9 | CPC East Alta Wind IX | 132 | SCE | Alta Wind IX, LLC | WIND | WIND | WIND | SP15 | SCE1 | 2013-01-01 |  |  | 132 | A
104500 | Participating Unit | No | No | ALTA4B_2_CPCW6 | CPC West - Alta Wind 6 | 150 | SCE | Alta Wind VI, LLC | WIND | WIND | WIND | SP15 | SCE1 | 2012-05-09 |  |  | 150 | A
100400 | Participating Unit | No | No | ALTA4A_2_CPCW1 | CPC West - Alta Wind I | 150 | SCE | Alta Wind I, LLC | WIND | WIND | WIND | SP15 | SCE1 | 2010-12-29 |  |  | 150 | A
100500 | Participating Unit | No | No | ALTA4B_2_CPCW2 | CPC West - Alta Wind II | 150 | SCE | Alta Wind II, LLC | WIND | WIND | WIND | SP15 | SCE1 | 2010-12-29 |  |  | 150 | A
100700 | Participating Unit | No | No | ALTA4B_2_CPCW3 | CPC West - Alta Wind III | 150 | SCE | Alta Interconnection Management, LLC | WIND | WIND | WIND | SP15 | SCE1 | 2011-02-12 |  |  | 150 | A
109201 | Participating Unit | No | No | SENTNL_2_CTG1 | CPV Sentinel Unit 1 | 92.09 | SCE | CPV Sentinel, LLC | THERMAL | COMBUSTION TURBINE | NATURAL GAS | SP15 | SCE1 | 2013-05-06 |  |  | 106.5 | A
109202 | Participating Unit | No | No | SENTNL_2_CTG2 | CPV Sentinel Unit 2 | 92.4 | SCE | CPV Sentinel, LLC | THERMAL | COMBUSTION TURBINE | NATURAL GAS | SP15 | SCE1 | 2013-05-06 |  |  | 106.5 | A
109203 | Participating Unit | No | No | SENTNL_2_CTG3 | CPV Sentinel Unit 3 | 92.36 | SCE | CPV Sentinel, LLC | THERMAL | COMBUSTION TURBINE | NATURAL GAS | SP15 | SCE1 | 2013-05-06 |  |  | 106.5 | A
109204 | Participating Unit | No | No | SENTNL_2_CTG4 | CPV Sentinel Unit 4 | 91.98 | SCE | CPV Sentinel, LLC | THERMAL | COMBUSTION TURBINE | NATURAL GAS | SP15 | SCE1 | 2013-05-06 |  |  | 106.5 | A
109205 | Participating Unit | No | No | SENTNL_2_CTG5 | CPV Sentinel Unit 5 | 91.83 | SCE | CPV Sentinel, LLC | THERMAL | COMBUSTION TURBINE | NATURAL GAS | SP15 | SCE1 | 2013-05-06 |  |  | 106.5 | A
109206 | Participating Unit | No | No | SENTNL_2_CTG6 | CPV Sentinel Unit 6 | 92.16 | SCE | CPV Sentinel, LLC | THERMAL | COMBUSTION TURBINE | NATURAL GAS | SP15 | SCE1 | 2013-05-06 |  |  | 106.5 | A
109207 | Participating Unit | No | No | SENTNL_2_CTG7 | CPV Sentinel Unit 7 | 91.84 | SCE | CPV Sentinel, LLC | THERMAL | COMBUSTION TURBINE | NATURAL GAS | SP15 | SCE1 | 2013-05-06 |  |  | 106.5 | A
109208 | Participating Unit | No | No | SENTNL_2_CTG8 | CPV Sentinel Unit 8 | 91.56 | SCE | CPV Sentinel, LLC | THERMAL | COMBUSTION TURBINE | NATURAL GAS | SP15 | SCE1 | 2013-05-06 |  |  | 106.5 | A
7000 | Participating Unit | No | No | CRNEVL_6_CRNVA | CRANE VALLEY | 0.9 | PGAE | PG&E | HYDRO | HYDRO | WATER | NP15 | PGE3 | 1919-01-01 |  |  | 0.9 | A
81700 | Participating Unit | No | No | LMBEPK_2_UNITA2 | CREED ENERGY CENTER | 48 | PGAE | Creed Energy Center LLC (Calpine) | PEAKER | COMBUSTION TURBINE | NATURAL GAS | NP15 | PGE3 | 2003-01-06 |  |  | 49.9 | A
7100 | Participating Unit | No | Yes | CRESTA_7_PL1X2 | CRESTA PH (AGGREGATE) | 70.4 | PGAE | PG&E | HYDRO | HYDRO | WATER | NP15 | PGE3 | 1949-01-01 |  | NF Feather River | 70.4 | A
7101 | Non-Participating | No | No | CRESTA_7_UNIT 1 | Cresta Unit #1 | 35.2 | PGAE | PG&E | HYDRO | HYDRO | WATER | NP15 | PGE3 | 1949-01-01 |  | NF Feather River | 35.2 | A
7102 | Non-Participating | No | No | CRESTA_7_UNIT 2 | Cresta Unit #2 | 35.2 | PGAE | PG&E | HYDRO | HYDRO | WATER | NP15 | PGE3 | 1950-01-01 |  | NF Feather River | 35.2 | A
7200 | Participating Unit | No | No | CROKET_7_UNIT | CROCKETT COGEN | 240 | PGAE | PG&E | COGENERATION | COMBINED CYCLE | NATURAL GAS | NP15 | PGE3 | 1995-12-20 | QF Conversion, was PGE QF 10C045 |  | 240 | A
102800 | Participating Unit | No | No | CASTVL_2_FCELL | CSUEB Fuel Cell Station | 1.4 | PGAE | Pacific Gas and Electric Company | THERMAL | COMBUSTION TURBINE | NATURAL GAS | NP15 | PGE2 | 2011-09-27 |  |  | 1.55 | A
4100 | Participating Unit | No | No | CABZON_1_WINDA1 | Cabazon Wind Project | 41 | SCE | Cabazon Wind Partners, LLC | WIND | WIND | WIND | SP15 | SCE1 | 2002-08-31 |  |  | 41 | A
98800 | Participating Unit | No | No | MENBIO_6_RENEW1 | CalRENEW-1(A) | 5 | PGAE | CalRENEW-1 LLC | SOLAR | PHOTO VOLTAIC | SUN | NP15 | PGE3 | 2010-04-30 |  |  | 5 | A
99400 | Participating Unit | Yes | Yes | MOORPK_2_CALABS | Calabasas | 6.96 | SCE | County Sanitation District No.2 of Los Angeles County | BIOGAS | COMBUSTION TURBINE | LANDFILL GAS | SP15 | SCE1 | 2010-09-20 |  |  | 13.8 | A
99401 | Non-Participating | Yes | No |  | Calabasas Unit 1 |  | SCE | County Sanitation District No. 2 of Los Angeles County | BIOGAS | COMBUSTION TURBINE | LANDFILL GAS | SP15 | SCE1 |  |  |  | 4.6 | A
99403 | Non-Participating | Yes | No |  | Calabasas Unit 3 |  | SCE | County Sanitation District No. 2 of Los Angeles County | BIOGAS | COMBUSTION TURBINE | LANDFILL GAS | SP15 | SCE1 |  |  |  | 4.6 | A
99402 | Non-Participating | Yes | No |  | Calabasas Unit 2 |  | SCE | County Sanitation District No. 2 of Los Angeles County | BIOGAS | COMBUSTION TURBINE | LANDFILL GAS | SP15 | SCE1 |  |  |  | 4.6 | A
113400 | Participating Unit | No | No | VISTA_2_FCELL | California State University, San Bernardino Fuel Cell | 1.4 | SCE | CSU, San Bernardino | THERMAL | FUEL CELL | AGRICULTURAL WASTE | SP15 | SCE1 | 2013-09-13 |  |  | 1.44 | A
107400 | Participating Unit | No | No | CAVLSR_2_RSOLAR | California Valley Solar Ranch-Phase A | 210 | PGAE | High Plains Ranch II, LLC | SOLAR | PHOTO VOLTAIC | SUN | NP15 | PGE3 | 2013-11-01 |  |  | 210 | A
107500 | Participating Unit | No | No | CAVLSR_2_BSOLAR | California Valley Solar Ranch-Phase B | 40 | PGAE | High Plains Ranch II, LLC | SOLAR | PHOTO VOLTAIC | SUN | NP15 | PGE3 | 2013-01-01 |  |  | 40 | A
131600 | Participating Unit | No | No | CALPSS_6_SOLAR1 | Calipatria Solar Farm | 19.9 | SDGE | Imperial Irrigation District | DYNAMIC SCHEDULED | PHOTO VOLTAIC | SUN | SP15 | IID | 2016-02-12 |  |  | 19.99 | C
48000 | Participating Unit | Yes | Yes | SANTFG_7_UNITS | Calistoga Power Plant | 92.1 | PGAE | Geysers Power Co. | GEOTHERMAL | STEAM | GEOTHERMAL | NP15 | PGE3 | 1984-03-14 | Was PGE QF 04G057 |  | 92.1 | A
48001 | Non-Participating | Yes | No | SANTFG_7_UNIT 1 | GEYSERS POWER COMPANY, LLC. UNIT 1 | 46 | PGAE | Geysers Power Co. | GEOTHERMAL | STEAM | GEOTHERMAL | NP15 | PGE3 | 1984-03-14 | Was PGE QF 04G057 |  | 46 | A
48002 | Non-Participating | Yes | No | SANTFG_7_UNIT 2 | GEYSERS POWER COMPANY, LLC. UNIT 2 | 46 | PGAE | Geysers Power Co. | GEOTHERMAL | STEAM | GEOTHERMAL | NP15 | PGE3 | 1984-03-14 | Was PGE QF 04G057 |  | 46 | A
4300 | Participating Unit | Yes | No | SMUDGO_7_UNIT 1 | Calpine Geothermal (formerly a SMUD unit) | 53 | PGAE | CALPINE | GEOTHERMAL | STEAM | GEOTHERMAL | NP15 | PGE3 | 1983-01-01 |  |  | 78 | A
121300 | Participating Unit | No | No | CAMLOT_2_SOLAR1 | Camelot | 45 | SCE | RE Camelot LLC | SOLAR | PHOTO VOLTAIC | SUN | SP15 | SCE1 | 2014-12-11 |  |  | 45 | A
122000 | Participating Unit | No | No | CAMLOT_2_SOLAR2 | Camelot 2 | 15 | SCE | RE Columbia Two LLC | SOLAR | PHOTO VOLTAIC | SUN | SP15 | SCE1 | 2014-12-10 |  |  | 15 | A
132700 | Participating Unit | No | No | ENWIND_2_WIND1 | Cameron Ridge | 47.1 | SCE | Cameron Ridge, LLC | WIND | WIND | WIND | SP15 | SCE1 | 2014-12-10 | QF Conversion, was SCE QF 6057 |  | 47.12 | A
131500 | Participating Unit | No | No | FLOWD_2_WIND1 | Cameron Ridge 2 | 11.9 | SCE | Cameron Ridge II, LLC | WIND | WIND | WIND | SP15 | SCE1 | 2016-01-15 |  |  | 11.9 | A
76200 | Participating Unit | No | No | CAMPFW_7_FARWST | Camp Far West | 8 | PGAE | SMUD | HYDRO | HYDRO | WATER | NP15 | PGE3 | 1985-01-01 |  |  | 7.9 | A
110000 | Participating Unit | No | No | CPVERD_2_SOLAR | Campo Verde Solar | 139 | SDGE | Campo Verde Solar, LLC | SOLAR | PHOTO VOLTAIC | SUN | SP15 | SDG1 | 2013-10-22 |  |  | 150 | A
104900 | Participating Unit | No | No | CANTUA_1_SOLAR | Cantua Solar station | 20 | PGAE | PGE | SOLAR | PHOTO VOLTAIC | SUN | NP15 | PGE3 | 2012-07-25 |  |  | 20 | A
102500 | Participating Unit | No | No | ANAHM_2_CANYN1 | Canyon Power Plant Unit 1 | 49.4 | SCE | City of Anaheim (MSS Agreement - S14) | PEAKER | COMBUSTION TURBINE | NATURAL GAS | SP15 | SCE1 | 2011-09-16 |  |  | 49.4 | A
102600 | Participating Unit | No | No | ANAHM_2_CANYN2 | Canyon Power Plant Unit 2 | 49.4 | SCE | City of Anaheim (MSS Agreement - S14) | PEAKER | COMBUSTION TURBINE | NATURAL GAS | SP15 | SCE1 | 2011-09-16 |  |  | 49.4 | A
101900 | Participating Unit | No | No | ANAHM_2_CANYN3 | Canyon Power Plant Unit 3 | 49.4 | SCE | City of Anaheim (MSS Agreement - S14) | PEAKER | COMBUSTION TURBINE | NATURAL GAS | SP15 | ANA1 | 2011-07-30 |  |  | 49.4 | A
102000 | Participating Unit | No | No | ANAHM_2_CANYN4 | Canyon Power Plant Unit 4 | 49.4 | SCE | City of Anaheim (MSS Agreement - S14) | PEAKER | COMBUSTION TURBINE | NATURAL GAS | SP15 | ANA1 | 2011-07-30 |  |  | 49.4 | A
4500 | Participating Unit | No | No | CARBOU_7_UNIT 1 | Caribou PH 1 Unit 1 | 24 | PGAE | PG&E | HYDRO | HYDRO | WATER | NP15 | PGE3 | 1921-01-01 |  | NF Feather River | 24 | A
114800 | Participating Unit | No | No | DEVERS_1_SOLAR | Cascade Solar | 18.5 | SCE | SunEdison | SOLAR | PHOTO VOLTAIC | SUN | SP15 | SCE1 | 2013-11-30 |  |  | 18.5 | A
132000 | Participating Unit | No | No | TX-ELK_6_SOLAR1 | Castor Solar Project | 1.5 | PGAE | Green Light Energy Corp | SOLAR | PHOTO VOLTAIC | SUN | NP15 | PGE2 | 2016-04-02 |  |  | 1.5 | A
93100 | Participating Unit | Yes | Yes | CSTRVL_7_QFUNTS | Castroville QF Aggregate | 2 | PGAE | Various | THERMAL | VARIOUS | VARIOUS | NP15 | PGE3 | 2006-06-01 |  |  | 2 | A
58404 | Non-Participating | Yes | No |  | MONTEREY REGIONAL WATER | 1.74 | PGAE | 18C001 | BIOGAS | RECIPROCATING ENGINE | LANDFILL GAS | NP15 | PGE3 | 1988-08-26 |  |  | 1.74 | A
107900 | Participating Unit | No | No | CATLNA_2_SOLAR | Catalina Solar - Phases 1 and 2 | 110 | SCE | Catalina Solar, LLC | SOLAR | PHOTO VOLTAIC | SUN | SP15 | SCE1 |  | Phased Implementation: 110 MW commercial out of 150 MW total at completion. As of 2/15/2013 |  | 110 | A
127500 | Participating Unit | Yes | No | CATLNA_2_SOLAR2 | Catalina Solar 2 | 18 | SCE | Catalina Solar 2, LLC | SOLAR | PHOTO VOLTAIC | SUN | SP15 | SCE1 | 2015-07-22 |  |  | 20 | A
95700 | Participating Unit | No | No | CENTER_6_PEAKER | Center Peaker | 47 | SCE | SCE | PEAKER | COMBUSTION TURBINE | NATURAL GAS | SP15 | SCE1 | 2007-09-20 |  |  | 49 | A
119600 | Participating Unit | No | No | CNTNLA_2_SOLAR2 | Centinela Solar Energy 2 | 45.6 | SDGE | Centinela Solar Energy, LLC | SOLAR | PHOTO VOLTAIC | SUN | SP15 | SDG1 | 2014-08-15 |  |  | 45.6 | A
110100 | Participating Unit | No | No | CNTNLA_2_SOLAR1 | Centinela Solar Energy Facility (Phase I) | 125 | SDGE | Centinela Solar Energy, LLC | SOLAR | PHOTO VOLTAIC | SUN | SP15 | SDG1 | 2014-07-30 |  |  | 127 | A
134700 | Participating Unit | No | No | PLAINV_6_SOLARC | Central Antelope Dry Ranch C | 20 | SCE | Central Antelope Dry Ranch C, LLC | SOLAR | PHOTO VOLTAIC | SUN | SP15 | SCE1 | 2016-05-06 |  |  | 20 | A
43600 | Participating Unit | Yes | Yes | SNMALF_6_UNITS | Central Disposal Site LFG Power Plant | 7.5 | PGAE | County of Sonoma | BIOMASS | RECIPROCATING ENGINE | LANDFILL GAS | NP15 | PGE3 | 1993-04-30 |  |  | 8 | A
43606 | Non-Participating | Yes | No |  | Central Disposal Site LFG Power Plant Engine 6 Unit |  | PGAE | County of Sonoma | BIOGAS | RECIPROCATING ENGINE | LANDFILL GAS | NP15 | PGE3 | 1993-04-30 |  |  | 0.8 | A
43607 | Non-Participating | Yes | No |  | Central Disposal Site LFG Power Plant Engine 7 Unit |  | PGAE | County of Sonoma | BIOGAS | RECIPROCATING ENGINE | LANDFILL GAS | NP15 | PGE3 | 1993-04-30 |  |  | 0.8 | A
43608 | Non-Participating | Yes | No |  | Central Disposal Site LFG Power Plant Engine 8 Unit |  | PGAE | County of Sonoma | BIOGAS | RECIPROCATING ENGINE | LANDFILL GAS | NP15 | PGE3 | 1993-04-30 |  |  | 0.8 | A
43609 | Non-Participating | Yes | No |  | Central Disposal Site LFG Power Plant Engine 9 Unit |  | PGAE | County of Sonoma | BIOGAS | RECIPROCATING ENGINE | LANDFILL GAS | NP15 | PGE3 | 1993-04-30 |  |  | 0.8 | A
43601 | Non-Participating | Yes | No |  | Central Disposal Site LFG Power Plant Engine 1 Unit |  | PGAE | County of Sonoma | BIOGAS | RECIPROCATING ENGINE | LANDFILL GAS | NP15 | PGE3 | 1993-04-30 |  |  | 0.8 | A
43602 | Non-Participating | Yes | No |  | Central Disposal Site LFG Power Plant Engine 2 Unit |  | PGAE | County of Sonoma | BIOGAS | RECIPROCATING ENGINE | LANDFILL GAS | NP15 | PGE3 | 1993-04-30 |  |  | 0.8 | A
43603 | Non-Participating | Yes | No |  | Central Disposal Site LFG Power Plant Engine 3 Unit |  | PGAE | County of Sonoma | BIOGAS | RECIPROCATING ENGINE | LANDFILL GAS | NP15 | PGE3 | 1993-04-30 |  |  | 0.8 | A
43604 | Non-Participating | Yes | No |  | Central Disposal Site LFG Power Plant Engine 4 Unit |  | PGAE | County of Sonoma | BIOGAS | RECIPROCATING ENGINE | LANDFILL GAS | NP15 | PGE3 | 1993-04-30 |  |  | 0.8 | A
43605 | Non-Participating | Yes | No |  | Central Disposal Site LFG Power Plant Engine 5 Unit |  | PGAE | County of Sonoma | BIOGAS | RECIPROCATING ENGINE | LANDFILL GAS | NP15 | PGE3 | 1993-04-30 |  |  | 0.8 | A
43610 | Non-Participating | Yes | No |  | Central Disposal Site LFG Power Plant Engine 10 Unit |  | PGAE | County of Sonoma | BIOGAS | RECIPROCATING ENGINE | LANDFILL GAS | NP15 | PGE3 | 1993-04-30 |  |  | 0.8 | A
113900 | Participating Unit | No | No | ETIWND_2_CHMPNE | Champagne | 1 | SCE | California PV Energy, LLC | SOLAR | PHOTO VOLTAIC | SUN | SP15 | SCE1 | 2013-12-20 |  |  | 1 | A
40000 | Participating Unit | Yes | Yes | CHEVMN_2_UNITS | Chevron CIC | 124.87 | SCE | Chevron USA, Inc. | COGENERATION | COMBINED CYCLE | NATURAL GAS | SP15 | SCE1 | 1987-12-29 | QF Conversion completed 7/28/2014. Formerly QF 2155 |  | 170.7 | A
40001 | Non-Participating | Yes | No | CHEVMN_2_UNIT 1 | CHEVRON U.S.A. UNIT 1 | 85.31 | SCE | Chevron USA, Inc. | COGENERATION | COMBUSTION TURBINE | NATURAL GAS | SP15 | SCE1 | 1976-01-01 |  |  | 49 | A
40002 | Non-Participating | Yes | No | CHEVMN_2_UNIT 2 | CHEVRON U.S.A. UNIT 2 | 38 | SCE | Chevron USA, Inc. | COGENERATION | STEAM | HEAT RECOVERY | SP15 | SCE1 | 1987-01-01 |  |  | 38 | A
5000 | Participating Unit | No | No | CHICPK_7_UNIT 1 | Chicago Park PH | 42 | PGAE | Nevada Irrigation District | HYDRO | HYDRO | WATER | NP15 | PGE3 | 1965-01-01 |  | South Yuba | 39 | A
98400 | Participating Unit | No | No | CHINO_2_SOLAR | Chino Roof Top Solar Project | 1 | SCE | SCE | SOLAR | PHOTO VOLTAIC | SUN | SP15 | SCE1 | 2009-12-01 |  |  | 1 | A
100200 | Participating Unit | Yes | No | SAUGUS_7_CHIQCN | Chiquita Canyon Landfill Generating Facility | 8 | SCE | Ameresco Chiquita Energy, LLC | BIOMASS | RECIPROCATING ENGINE | LANDFILL GAS | SP15 | SCE1 | 2010-11-23 |  |  | 9.2 | A
96400 | Participating Unit | No | No | CHWCHL_1_BIOMAS | Chow II Biomass to Energy | 10.8 | PGAE | Global Ampersand LLC | BIOMASS | STEAM | LANDFILL GAS | NP15 | PGE3 | 2008-05-08 |  |  | 12.5 | A
96300 | Participating Unit | No | No | OTAY_6_PL1X2 | Chula Vista Energy Center | 35.5 | SDGE | Chula Vista Energy Center, LLC | PEAKER | COMBUSTION TURBINE | NATURAL GAS | SP15 | SDG1 | 2006-06-08 |  |  | 44.02 | A
130000 | Participating Unit | No | No | MNDOTA_1_SOLAR2 | Citizen Solar B | 5 | PGAE | Citizen Solar B LLC | SOLAR | PHOTO VOLTAIC | SUN | NP15 | PGE3 | 2015-12-11 |  |  | 5 | A
91300 | Participating Unit | No | Yes | CORONS_6_CLRWTR | Clearwater Power Plant | 28 | SCE | City of Riverside (MSSA) | THERMAL | COMBINED CYCLE | NATURAL GAS | SP15 | SCE1 | 2005-02-28 |  |  | 32.27 | A
91301 | Non-Participating | No | No | CORONS_6_CLRCTG | Clearwater Power Plant CT Unit 1 | 23.8 | SCE | City of Riverside (MSSA) | THERMAL | COMBUSTION TURBINE | NATURAL GAS | SP15 | SCE1 | 2005-02-28 |  |  | 23.8 | A
91302 | Non-Participating | No | No | CORONS_6_CLRSTG | Clearwater Power Plant ST Unit 2 | 8.5 | SCE | City of Riverside (MSSA) | THERMAL | STEAM | HEAT RECOVERY | SP15 | SCE1 | 2005-02-28 |  |  | 8.47 | A
55500 | Participating Unit | Yes | No | CLOVER_2_UNIT | Clover Creek | 0.99 | PGAE | Pacific Gas & Electric Company | HYDRO | HYDRO | WATER | NP15 | PGE3 | 1986-02-21 | Formerly PGE QF 13H125 |  | 0.99 | A
119200 | Participating Unit | Yes | No | CSTOGA_6_LNDFIL | Clover Flat Land Fill Gas | 0.85 | PGAE | Vista Corporation | BIOMASS | INTERNAL COMBUSTION | LANDFILL GAS | NP15 | PGE3 | 2014-06-25 |  |  | 0.85 | A
119000 | Participating Unit | No | No | CLOVDL_1_SOLAR | Cloverdale Solar I | 1.5 | PGAE | Cloverdale Solar I Project (FSEC 1) | SOLAR | PHOTO VOLTAIC | SUN | NP15 | PGE3 | 2014-06-26 |  |  | 1.5 | A
112200 | Participating Unit | No | No | SANLOB_1_LNDFIL | Cold Canyon | 1.5 | PGAE | Cold Canyon | BIOMASS | RECIPROCATING ENGINE | LANDFILL GAS | NP15 | PGE3 | 2013-07-18 |  |  | 1.5 | A
138400 | Participating Unit | No | No | VLCNTR_6_VCSLR | Cole Grade | 2.33 | SDGE | NLP Valley Center Solar, LLC | SOLAR | PHOTO VOLTAIC | SUN | SP15 | SDG1 | 2016-12-07 |  |  | 2.33 | A
5600 | Participating Unit | No | No | COLGAT_7_UNIT 1 | Colgate PH Unit 1 | 176.72 | PGAE | Yuba County Water Agency | HYDRO | HYDRO | WATER | NP15 | PGE3 | 1969-01-01 |  | North Yuba River | 157.5 | A
5700 | Participating Unit | No | No | COLGAT_7_UNIT 2 | Colgate PH Unit 2 | 175.67 | PGAE | Yuba County Water Agency | HYDRO | HYDRO | WATER | NP15 | PGE3 | 1969-01-01 |  | North Yuba River | 157.5 | A
114700 | Participating Unit | No | No | GLDTWN_6_COLUM3 | Columbia 3 | 10 | SCE | RE Columbia 3, LLC | SOLAR | PHOTO VOLTAIC | SUN | SP15 | SCE1 | 2013-12-10 |  |  | 10 | A
127400 | Participating Unit | No | No | CUMBIA_1_SOLAR | Columbia Solar Energy II | 19 | PGAE | Columbia Solar Energy, LLC | SOLAR | PHOTO VOLTAIC | SUN | NP15 | PGE3 | 2015-10-21 |  |  | 19 | A
100300 | Participating Unit | No | Yes | COLUSA_2_PL1X3 | Colusa Generating Station | 641 | PGAE | Pacific Gas & Electric Company | THERMAL | COMBUSTION TURBINE | NATURAL GAS | NP15 | PGE3 | 2010-12-22 |  |  | 709 | A
100301 | Non-Participating | No | No | COLUSA_2_CTG1 | Colusa Generating Station CTG1 | 213.5 | PGAE | Pacific Gas & Electric Company | THERMAL | COMBUSTION TURBINE | NATURAL GAS | NP15 | PGE2 | 2010-12-22 |  |  | 213.5 | A
100302 | Non-Participating | No | No | COLUSA_2_CTG2 | Colusa Generating Station CTG2 | 213.5 | PGAE | Pacific Gas & Electric Company | THERMAL | COMBUSTION TURBINE | NATURAL GAS | NP15 | PGE2 | 2010-12-22 |  |  | 213.5 | A
100303 | Non-Participating | No | No | COLUSA_2_STG | Colusa Generating Station STG | 411 | PGAE | Pacific Gas & Electric Company | THERMAL | STEAM | NATURAL GAS | NP15 | PGE2 | 2010-12-22 |  |  | 411 | A
94000 | Participating Unit | Yes | Yes | HIGGNS_1_COMBIE | Combie South Powerhouse | 1.5 | PGAE | Nevada Irrigation District | HYDRO | HYDRO | WATER | NP15 | PGE3 |  |  |  | 1.5 | A
94001 | Non-Participating | Yes | No |  | Combie South Powerhouse Unit 1 |  | PGAE | Nevada Irrigation District | HYDRO | HYDRO | WATER | NP15 | PGE2 |  |  |  | 0.5 | A
94003 | Non-Participating | Yes | No |  | Combie South Powerhouse Unit 3 |  | PGAE | Nevada Irrigation District | HYDRO | HYDRO | WATER | NP15 | PGE2 |  |  |  | 0.5 | A
94002 | Non-Participating | Yes | No |  | Combie South Powerhouse Unit 2 |  | PGAE | Nevada Irrigation District | HYDRO | HYDRO | WATER | NP15 | PGE2 |  |  |  | 0.5 | A
95800 | Participating Unit | No | Yes | PALALT_7_COBUG | Cooperatively Owned Back Up Generator | 4.5 | PGAE | NCPA (MSS Agreement - S14) | PEAKER | COMBUSTION TURBINE | NATURAL GAS | NP15 | NCP1 | 2007-10-15 |  |  | 4.8 | A
95801 | Non-Participating | No | No |  | Cobug Unit 1 |  | PGAE | NCPA (MSS Agreement - S14) | THERMAL | COMBUSTION TURBINE | NATURAL GAS | NP15 | NCP1 | 2007-10-15 |  |  | 1.2 | A
95804 | Non-Participating | No | No |  | Cobug Unit 4 |  | PGAE | NCPA (MSS Agreement - S14) | THERMAL | COMBUSTION TURBINE | NATURAL GAS | NP15 | NCP1 | 2007-10-15 |  |  | 1.2 | A
95803 | Non-Participating | No | No |  | Cobug Unit 3 |  | PGAE | NCPA (MSS Agreement - S14) | THERMAL | COMBUSTION TURBINE | NATURAL GAS | NP15 | NCP1 | 2007-10-15 |  |  | 1.2 | A
95802 | Non-Participating | No | No |  | Cobug Unit 2 |  | PGAE | NCPA (MSS Agreement - S14) | THERMAL | COMBUSTION TURBINE | NATURAL GAS | NP15 | NCP1 | 2007-10-15 |  |  | 1.2 | A
138000 | Participating Unit | No | No | COPMT4_2_SOLAR4 | Copper Mountain Solar 4 | 92 | SCE | Copper Mountain Solar 4, LLC | SOLAR | PHOTO VOLTAIC | SUN | SP15 | SCE1 | 2016-12-02 |  |  | 92 | A
103900 | Participating Unit | No | Yes | BRODIE_2_WIND | Coram Brodie Wind Project | 102 | SCE | Coram California Development, L.P. | WIND | WIND | WIND | SP15 | SCE1 | 2012-03-29 |  |  | 102 | A
35306 | Non-Participating | No | No | BRODIE_2_WIND1 | Coram Brodie Wind Project Cameron Ridge | 78 | SCE | Coram California Development, L.P. | WIND | WIND | WIND | SP15 | SCE1 | 1984-11-17 |  |  | 78 | A
103901 | Non-Participating | No | No | BRODIE_2_WIND2 | Coram Brodie Wind Project Section 15 | 24 | SCE | Coram California Development, L.P. | WIND | WIND | WIND | SP15 | SCE1 | 2012-03-29 |  |  | 24 | A
35309 | Participating Unit | Yes | No | MIDWD_2_WIND2 | Coram Energy | 3 | SCE | Coram Energy, LLC | WIND | WIND | WIND | SP15 | SCE1 | 1985-12-06 | QF Conversion, Formerly SCE QF 6055 |  | 3 | A
126100 | Participating Unit | No | No | WAUKNA_1_SOLAR2 | Corcoran 2 | 19.75 | PGAE | CED Corcoran Solar 2, LLC | SOLAR | PHOTO VOLTAIC | SUN | NP15 | PGE3 | 2015-05-20 |  |  | 19.75 | A
124700 | Participating Unit | No | No | CORCAN_1_SOLAR2 | Corcoran City | 11 | PGAE | Cottonwood Solar, LLC | SOLAR | PHOTO VOLTAIC | SUN | NP15 | PGE3 | 2015-05-23 |  |  | 11 | A
113100 | Participating Unit | No | No | WAUKNA_1_SOLAR | Corcoran Solar | 20 | PGAE | Con Edison Development, Inc. | SOLAR | PHOTO VOLTAIC | SUN | NP15 | PGE2 | 2013-08-14 |  |  | 20 | A
125700 | Participating Unit | No | No | TWISSL_6_SOLAR1 | Coronal Lost Hills | 20 | PGAE | Coronal Lost Hills, LLC | SOLAR | PHOTO VOLTAIC | SUN | NP15 | PGE3 | 2015-05-15 |  |  | 20 | A
7500 | Participating Unit | No | Yes | PANDOL_6_UNIT | Covanta Delano, Inc. | 49 | SCE | Covanta Delano, Inc. | BIOMASS | STEAM | WOOD WASTE | SP15 | SCE1 | 1990-01-01 |  |  | 58 | A
7501 | Non-Participating | No | No | PANDOL_6_UNIT 1 | Covanta Delano, Inc. Unit 1 | 32 | SCE | Covanta Delano, Inc. | BIOMASS | STEAM | WOOD WASTE | SP15 | SCE1 | 1990-01-01 |  |  | 32 | A
7502 | Non-Participating | No | No | PANDOL_6_UNIT 2 | Covanta Delano, Inc. Unit 2 | 26 | SCE | Covanta Delano, Inc. | BIOMASS | STEAM | WOOD WASTE | SP15 | SCE1 | 1993-01-01 |  |  | 26 | A
69900 | Participating Unit | Yes | No | STNRES_1_UNIT | Covanta Stanislaus, Inc. | 19.9 | PGAE | Covanta Holding Company | BIOMASS | STEAM | MUNICIPAL WASTE | NP15 | PGE3 | 1988-09-06 |  |  | 24.5 | A
6900 | Participating Unit | Yes | No | SANTGO_6_COYOTE | Coyote Canyon | 9.99 | SCE | Gas Recovery Systems, Inc. | BIOMASS | STEAM | LANDFILL GAS | SP15 | SCE1 | 1989-01-01 |  |  | 17.1 | A
135500 | Participating Unit | No | No | CRWCKS_1_SOLAR1 | Crow Creek Solar 1 | 20 | PGAE | Frontier Solar LLC | SOLAR | PHOTO VOLTAIC | SUN | NP15 | PGE3 | 2016-06-30 |  |  | 20 | A
9000 | Participating Unit | No | No | ELCAJN_6_UNITA1 | Cuyamaca Peak Energy Plant | 45.42 | SDGE | San Diego Gas & Electric | PEAKER | COMBUSTION TURBINE | NATURAL GAS | SP15 | SDG1 | 2002-05-29 |  |  | 47.3 | A
7300 | Participating Unit | No | No | DSABLA_7_UNIT | DE SABLA | 18.5 | PGAE | PG&E | HYDRO | HYDRO | WATER | NP15 | PGE3 | 1963-01-01 |  | Butte Creek | 18.5 | A
65512 | Participating Unit | Yes | No | DEADCK_1_UNIT | DEADWOOD CREEK (HYDRO SIERRA ENERGY, LLC) | 2 | PGAE | Pacific Gas & Electric Company | HYDRO | HYDRO | WATER | NP15 | PGE3 | 1990-01-29 | PGE QF 12H010 | Deadwood Creek | 2 | A
7400 | Participating Unit | No | No | DEERCR_6_UNIT 1 | DEER CREEK | 7 | PGAE | PG&E | HYDRO | HYDRO | WATER | NP15 | PGE3 | 1908-01-01 |  |  | 7 | A
7600 | Participating Unit | No | Yes | DELTA_2_PL1X4 | DELTA ENERGY CENTER (AGGREGATE) | 880 | PGAE | Delta Energy Center, LLC | THERMAL | COMBINED CYCLE | NATURAL GAS | NP15 | PGE3 | 2002-06-17 |  |  | 943.5 | A
7601 | Non-Participating | No | No | DELTA_2_CTG1 | Delta Energy Center Unit 1 | 212.5 | PGAE | Delta Energy Center, LLC | THERMAL | COMBUSTION TURBINE | NATURAL GAS | NP15 | PGE3 | 2002-06-17 |  |  | 212.5 | A
7602 | Non-Participating | No | No | DELTA_2_CTG2 | Delta Energy Center Unit 2 | 212.5 | PGAE | Delta Energy Center, LLC | THERMAL | COMBUSTION TURBINE | NATURAL GAS | NP15 | PGE3 | 2002-06-17 |  |  | 212.5 | A
7603 | Non-Participating | No | No | DELTA_2_CTG3 | Delta Energy Center Unit 3 | 212.5 | PGAE | Delta Energy Center, LLC | THERMAL | COMBUSTION TURBINE | NATURAL GAS | NP15 | PGE3 | 2002-06-17 |  |  | 212.5 | A
7604 | Non-Participating | No | No | DELTA_2_STG | Delta Energy Center Unit 4 | 306 | PGAE | Delta Energy Center, LLC | THERMAL | STEAM | HEAT RECOVERY | NP15 | PGE3 | 2002-06-17 |  |  | 306 | A
44600 | Participating Unit | Yes | Yes | DEVERS_1_QF | DEVERS AREA LUMPED UNITS | 155 | SCE | Southern California Edison | WIND | WIND | WIND | SP15 | SCE1 | 1983-01-01 | >99% Wind (based on Nameplate Ratings of children units) |  | 155 | A
44603 | Non-Participating | Yes | No |  | BNY Western Trust Company |  | SCE | 6213 | WIND | WIND | WIND | SP15 | SCE1 | 1986-12-22 |  |  | 5.93 | A
44612 | Non-Participating | Yes | No |  | ENERGY DEVELOPMENT & CONST. CORP |  | SCE | 6062 | WIND | WIND | WIND | SP15 | SCE1 | 1985-01-31 |  |  | 11.66 | A
44610 | Non-Participating | Yes | No |  | DIFWIND FARMS LIMITED V |  | SCE | 6053 | WIND | WIND | WIND | SP15 | SCE1 | 1986-10-15 |  |  | 7.9 | A
44625 | Non-Participating | No | No | BUCKWD_1_QF | San Gorgonio Buckwind | 16.5 | SCE | Windpower Partners 1993, LLC | WIND | WIND | WIND | SP15 | SCE1 | 1984-12-13 | Formerly SCE QF 6030 |  | 16.5 | A
44601 | Non-Participating | No | No | PANSEA_1_PANARO | Mesa Wind Project | 30 | SCE | Mesa Wind Power Corporation | WIND | WIND | WIND | SP15 | SCE1 | 1998-12-31 | Formerly SCE QF 6090 |  | 30 | A
123100 | Non-Participating | No | No | RENWD_1_QF | San Gorgonio Renwind | 10 | SCE | Windpower Partners 1993, LLC | WIND | WIND | WIND | SP15 | SCE1 |  | Formerly SCE QFs 6035, 6118 |  | 10.5 | A
113700 | Non-Participating | No | No | SANWD_1_QF | San Gorgonio Farms Wind Farm | 31 | SCE | Southern California Edison | WIND | WIND | WIND | SP15 | SCE1 | 1983-03-01 | Formerly SCE QFs 6009, 6064 |  | 31 | A
44604 | Participating Unit | No | No | TRNSWD_1_QF | FPL Energy C Wind | 38.97 | SCE | FPL Energy Cabazon Wind, LLC | WIND | WIND | WIND | SP15 | SCE1 | 1984-12-03 | QF Conversion cmpleted 12/22/2014. Formerly SCE QF 6004 |  | 39 | A
44614 | Non-Participating | Yes | No |  | DUTCH ENERGY |  | SCE | 6095 | WIND | WIND | WIND | SP15 | SCE1 | 1990-04-13 |  |  | 8 | A
44628 | Non-Participating | Yes | No |  | WESTWIND TRUST |  | SCE | 6096 | WIND | WIND | WIND | SP15 | SCE1 | 1985-12-31 |  |  | 15.66 | A
7700 | Participating Unit | No | Yes | DVLCYN_1_UNITS | DEVIL CANYON (AGGREGATE) | 236.8 | SCE | CDWR | HYDRO | HYDRO | WATER | SP15 | SCE1 | 1972-01-01 |  |  | 280 | A
7701 | Non-Participating | No | No | DVLCYN_1_UNIT 1 | Devil Canyon Unit 1 | 60 | SCE | CDWR | HYDRO | HYDRO | WATER | SP15 | SCE1 | 1972-01-01 |  |  | 60 | A
7702 | Non-Participating | No | No | DVLCYN_1_UNIT 2 | Devil Canyon Unit 2 | 60 | SCE | CDWR | HYDRO | HYDRO | WATER | SP15 | SCE1 | 1976-01-01 |  |  | 60 | A
7703 | Non-Participating | No | No | DVLCYN_1_UNIT 3 | Devil Canyon Unit 3 | 80 | SCE | CDWR | HYDRO | HYDRO | WATER | SP15 | SCE1 | 1994-01-01 |  |  | 80 | A
7704 | Non-Participating | No | No | DVLCYN_1_UNIT 4 | Devil Canyon Unit 4 | 80 | SCE | CDWR | HYDRO | HYDRO | WATER | SP15 | SCE1 | 1994-01-01 |  |  | 80 | A
90900 | Participating Unit | No | No | FLOWD2_2_FPLWND | DIABLO WINDS | 18.6 | PGAE | DIABLO WINDS, LLC | WIND | WIND | WIND | NP15 | PGE3 | 2005-05-01 |  |  | 18 | A
8000 | Participating Unit | No | Yes | DMDVLY_1_UNITS | DIAMOND VALLEY P-G PLANT (AGGREGATE) | 21 | SCE | MWD | HYDRO | PUMPED STORAGE | WATER | SP15 | SCE1 | 2001-01-01 |  |  | 39.6 | A
8001 | Non-Participating | No | No | DMDVLY_1_GEN 1 | Diamond Valley Unit 1 | 3.3 | SCE | MWD | HYDRO | PUMPED STORAGE | WATER | SP15 | SCE1 | 2001-01-01 |  |  | 3.3 | A
8010 | Non-Participating | No | No | DMDVLY_1_GEN 10 | Diamond Valley Unit 10 | 3.3 | SCE | MWD | HYDRO | PUMPED STORAGE | WATER | SP15 | SCE1 | 2001-01-01 |  |  | 3.3 | A
8011 | Non-Participating | No | No | DMDVLY_1_GEN 11 | Diamond Valley Unit 11 | 3.3 | SCE | MWD | HYDRO | PUMPED STORAGE | WATER | SP15 | SCE1 | 2001-01-01 |  |  | 3.3 | A
8012 | Non-Participating | No | No | DMDVLY_1_GEN 12 | Diamond Valley Unit 12 | 3.3 | SCE | MWD | HYDRO | PUMPED STORAGE | WATER | SP15 | SCE1 | 2001-01-01 |  |  | 3.3 | A
8002 | Non-Participating | No | No | DMDVLY_1_GEN 2 | Diamond Valley Unit 2 | 3.3 | SCE | MWD | HYDRO | PUMPED STORAGE | WATER | SP15 | SCE1 | 2001-01-01 |  |  | 3.3 | A
8003 | Non-Participating | No | No | DMDVLY_1_GEN 3 | Diamond Valley Unit 3 | 3.3 | SCE | MWD | HYDRO | PUMPED STORAGE | WATER | SP15 | SCE1 | 2001-01-01 |  |  | 3.3 | A
8004 | Non-Participating | No | No | DMDVLY_1_GEN 4 | Diamond Valley Unit 4 | 3.3 | SCE | MWD | HYDRO | PUMPED STORAGE | WATER | SP15 | SCE1 | 2001-01-01 |  |  | 3.3 | A
8005 | Non-Participating | No | No | DMDVLY_1_GEN 5 | Diamond Valley Unit 5 | 3.3 | SCE | MWD | HYDRO | PUMPED STORAGE | WATER | SP15 | SCE1 | 2001-01-01 |  |  | 3.3 | A
8006 | Non-Participating | No | No | DMDVLY_1_GEN 6 | Diamond Valley Unit 6 | 3.3 | SCE | MWD | HYDRO | PUMPED STORAGE | WATER | SP15 | SCE1 | 2001-01-01 |  |  | 3.3 | A
8007 | Non-Participating | No | No | DMDVLY_1_GEN 7 | Diamond Valley Unit 7 | 3.3 | SCE | MWD | HYDRO | PUMPED STORAGE | WATER | SP15 | SCE1 | 2001-01-01 |  |  | 3.3 | A
8008 | Non-Participating | No | No | DMDVLY_1_GEN 8 | Diamond Valley Unit 8 | 3.3 | SCE | MWD | HYDRO | PUMPED STORAGE | WATER | SP15 | SCE1 | 2001-01-01 |  |  | 3.3 | A
8009 | Non-Participating | No | No | DMDVLY_1_GEN 9 | Diamond Valley Unit 9 | 3.3 | SCE | MWD | HYDRO | PUMPED STORAGE | WATER | SP15 | SCE1 | 2001-01-01 |  |  | 3.3 | A
44800 | Participating Unit | Yes | Yes | DIVSON_6_NSQF | DIVISON NAVAL STATION COGEN | 47 | SDGE | SDG&E Exempt | COGENERATION | COMBINED CYCLE | NATURAL GAS | SP15 | SDG1 | 1989-01-01 | SDGE QF 233 |  | 48.6 | A
44802 | Non-Participating | No | No |  | DIVISON NAVAL STATION COGEN STG |  | SDGE | SDG&E Exempt | COGENERATION | STEAM | HEAT RECOVERY | SP15 | SDG1 | 1989-01-01 |  |  | 10.2 | A
44801 | Non-Participating | No | No |  | DIVISON NAVAL STATION COGEN CT |  | SDGE | SDG&E Exempt | COGENERATION | COMBUSTION TURBINE | NATURAL GAS | SP15 | SDG1 | 1989-01-01 |  |  | 38.4 | A
91400 | Participating Unit | No | Yes | DUANE_1_PL1X3 | DONALD VON RAESFELD POWER PLANT | 147.8 | PGAE | City of Santa Clara DBA Silicon Valley Power | THERMAL | COMBINED CYCLE | NATURAL GAS | NP15 | NCP1 | 2005-03-24 |  |  | 154.4 | A
91401 | Non-Participating | No | No | DUANE_7_CTG1 | DONALD VON RAESFELD CTG1 UNIT | 50.4 | PGAE | City of Santa Clara DBA Silicon Valley Power | THERMAL | COMBUSTION TURBINE | NATURAL GAS | NP15 | NCP1 | 2005-03-24 |  |  | 50.4 | A
91402 | Non-Participating | No | No | DUANE_7_CTG2 | DONALD VON RAESFELD CTG2 UNIT | 50.4 | PGAE | City of Santa Clara DBA Silicon Valley Power | THERMAL | COMBUSTION TURBINE | NATURAL GAS | NP15 | NCP1 | 2005-03-24 |  |  | 50.4 | A
91403 | Non-Participating | No | No | DUANE_7_STG3 | DONALD VON RAESFELD STG3 UNIT | 53.6 | PGAE | City of Santa Clara DBA Silicon Valley Power | THERMAL | STEAM | HEAT RECOVERY | NP15 | NCP1 | 2005-03-24 |  |  | 53.6 | A
44900 | Participating Unit | Yes | No | DOUBLC_1_UNITS | DOUBLE C LIMITED | 52.23 | PGAE | DOUBLE C LIMITED | COGENERATION | COMBUSTION TURBINE | NATURAL GAS | ZP26 | PGE4 | 1989-03-14 |  |  | 48.08 | A
8400 | Participating Unit | No | Yes | DREWS_6_PL1X4 | DREWS (AGGREGATE) | 41.4 | SCE | Colton Power, LP | PEAKER | COMBUSTION TURBINE | NATURAL GAS | SP15 | SCE1 | 2001-08-14 |  |  | 43 | A
8401 | Non-Participating | No | No | DREWS_6_GEN 1 | Drews Unit 1 | 10.8 | SCE | Colton Power, LP | PEAKER | COMBUSTION TURBINE | NATURAL GAS | SP15 | SCE1 | 2001-08-14 |  |  | 10.75 | A
8402 | Non-Participating | No | No | DREWS_6_GEN 2 | Drews Unit 2 | 10.8 | SCE | Colton Power, LP | PEAKER | COMBUSTION TURBINE | NATURAL GAS | SP15 | SCE1 | 2001-08-14 |  |  | 10.75 | A
8403 | Non-Participating | No | No | DREWS_6_GEN 3 | Drews Unit 3 | 10.8 | SCE | Colton Power, LP | PEAKER | COMBUSTION TURBINE | NATURAL GAS | SP15 | SCE1 | 2001-08-14 |  |  | 10.75 | A
8404 | Non-Participating | No | No | DREWS_6_GEN 4 | Drews Unit 4 | 10.8 | SCE | Colton Power, LP | PEAKER | COMBUSTION TURBINE | NATURAL GAS | SP15 | SCE1 | 2001-08-14 |  |  | 10.75 | A
8500 | Participating Unit | No | Yes | DRUM_7_PL1X2 | DRUM PH 1 UNIT 1 & 2 (AGGREGATE) | 26 | PGAE | PG&E | HYDRO | HYDRO | WATER | NP15 | PGE3 | 1913-01-01 |  | South Yuba | 26 | A
8501 | Non-Participating | No | No | DRUM_7_UNIT 1 | Drum PH 1 Unit 1 | 13 | PGAE | PG&E | HYDRO | HYDRO | WATER | NP15 | PGE3 | 1913-01-01 |  | South Yuba | 13 | A
8502 | Non-Participating | No | No | DRUM_7_UNIT 2 | Drum PH 1 Unit 2 | 13 | PGAE | PG&E | HYDRO | HYDRO | WATER | NP15 | PGE3 | 1913-01-01 |  | South Yuba | 13 | A
8600 | Participating Unit | No | Yes | DRUM_7_PL3X4 | DRUM PH 1 UNIT 3 & 4 (AGGREGATE) | 28.9 | PGAE | PG&E | HYDRO | HYDRO | WATER | NP15 | PGE3 | 1922-01-01 |  | South Yuba | 28.9 | A
8601 | Non-Participating | No | No | DRUM_7_UNIT 3 | Drum PH 1 Unit 3 | 12.9 | PGAE | PG&E | HYDRO | HYDRO | WATER | NP15 | PGE3 | 1922-01-01 |  | South Yuba | 12.9 | A
8602 | Non-Participating | No | No | DRUM_7_UNIT 4 | Drum PH 1 Unit 4 | 16 | PGAE | PG&E | HYDRO | HYDRO | WATER | NP15 | PGE3 | 1928-01-01 |  | South Yuba | 16 | A
132100 | Participating Unit | No | No | ETIWND_2_SOLAR1 | Dedeaux Ontario | 1 | SCE | SunEdison Utility Solutions, LLC | SOLAR | PHOTO VOLTAIC | SUN | SP15 | SCE1 | 2016-03-23 |  |  | 1 | A
121000 | Participating Unit | No | No | BREGGO_6_DEGRSL | Desert Green Solar Farm | 6.3 | SDGE | Desert Green Solar Farm, LLC | SOLAR | PHOTO VOLTAIC | SUN | SP15 | SDG1 | 2014-11-26 |  |  | 6.5 | A
105700 | Participating Unit | No | Yes | MRCHNT_2_PL1X3 | Desert Star Energy Center | 494.58 | SCE | Desert Start Energy Center | THERMAL | COMBINED CYCLE | NATURAL GAS | SP15 | SCE1 | 2012-06-18 |  |  | 506 | A
105701 | Non-Participating | No | No | MRCHNT_2_CTG1 | Desert Star Energy Center CT1 | 230 | SDGE | San Diego Gas and Electric Company | THERMAL | COMBUSTION TURBINE | NATURAL GAS | SP15 | SDG1 | 2012-06-18 |  |  | 163 | A
105702 | Non-Participating | No | No | MRCHNT_2_CTG2 | Desert Star Energy Center CT2 | 201 | SDGE | San Diego Gas and Electric Company | THERMAL | COMBUSTION TURBINE | NATURAL GAS | SP15 | SDG1 | 2012-06-18 |  |  | 163 | A
105703 | Non-Participating | No | No | MRCHNT_2_STG | Desert Star Energy Center ST1 | 201 | SDGE | San Diego Gas and Electric Company | THERMAL | COMBUSTION TURBINE | NATURAL GAS | SP15 | SDG1 | 2012-06-18 |  |  | 180 | A
131000 | Participating Unit | No | No | DSRTSL_2_SOLAR1 | Desert Stateline | 296.19 | SCE | Desert Stateline, LLC | SOLAR | PHOTO VOLTAIC | SUN | SP15 | SCE1 | 2016-08-30 |  |  | 299.99 | A
109900 | Participating Unit | No | No | DSRTSN_2_SOLAR2 | Desert Sunlight 250 | 250 | SCE | Desert Sunlight 250, LLC | SOLAR | PHOTO VOLTAIC | SUN | SP15 | SCE1 | 2014-12-05 |  |  | 250 | A
110300 | Participating Unit | No | No | DSRTSN_2_SOLAR1 | Desert Sunlight 300 | 300 | SCE | Desert Sunlight 300, LLC | SOLAR | PHOTO VOLTAIC | SUN | SP15 | SCE1 | 2014-12-05 |  |  | 300 | A
7800 | Participating Unit | No | No | DIABLO_7_UNIT 1 | Diablo Canyon Unit 1 | 1150 | PGAE | PG&E | NUCLEAR | STEAM | URANIUM | ZP26 | PGE4 | 1985-01-01 |  |  | 1150 | A
7900 | Participating Unit | No | No | DIABLO_7_UNIT 2 | Diablo Canyon Unit 2 | 1150 | PGAE | PG&E | NUCLEAR | STEAM | URANIUM | ZP26 | PGE4 | 1986-01-01 |  |  | 1150 | A
119300 | Participating Unit | No | No | VOLTA_6_DIGHYD | Digger Creek Ranch Hydro | 0.6 | PGAE | Kenneth E. Link | HYDRO | HYDRO | WATER | NP15 | PGE3 | 2014-07-02 |  |  | 0.6 | A
96600 | Participating Unit | No | No | TIFFNY_1_DILLON | Dillon 1 Wind Project | 45 | SCE | Dillon Wind LLC | WIND | WIND | WIND | SP15 | SCE1 | 2008-04-18 |  |  | 45 | A
8100 | Participating Unit | Yes | No | DINUBA_6_UNIT | Dinuba Energy, Inc. | 12 | PGAE | Dinuba Energy, Inc. | THERMAL | STEAM | AGRICULTURAL WASTE | NP15 | PGE3 | 2001-07-05 |  |  | 11.5 | A
8300 | Participating Unit | No | No | DONNLS_7_UNIT | Donnells Hydro | 72 | PGAE | City of Santa Clara DBA Silicon Valley Power | HYDRO | HYDRO | WATER | NP15 | PGE3 | 1957-01-01 |  | Stanislaus River | 72 | A
131900 | Participating Unit | No | No | DRACKR_2_SOLAR1 | Dracker Solar Unit 1 | 110 | SCE | Blythe Solar 110, LLC | SOLAR | PHOTO VOLTAIC | SUN | SP15 | SCE1 | 2016-05-02 |  |  | 110 | A
135800 | Participating Unit | No | No | DRACKR_2_SOLAR2 | Dracker Solar Unit 2 | 125 | SCE | Blythe Solar II, LLC | SOLAR | PHOTO VOLTAIC | SUN | SP15 | SCE1 | 2016-10-28 |  |  | 125 | A
8700 | Participating Unit | No | No | DRUM_7_UNIT 5 | Drum PH 2 Unit 5 | 50 | PGAE | PG&E | HYDRO | HYDRO | WATER | NP15 | PGE3 | 1965-01-01 |  | South Yuba | 50 | A
120700 | Participating Unit | No | No | DELSUR_6_DRYFRB | Dry Farm Ranch B | 5 | SCE | FTS Master Tenant 1, LLC | SOLAR | PHOTO VOLTAIC | SUN | SP15 | SCE1 | 2014-11-21 |  |  | 5 | A
137600 | Participating Unit | No | No | ETIWND_2_SOLAR5 | Dulles | 2 | SCE | Golden Solar, LLC | SOLAR | PHOTO VOLTAIC | SUN | SP15 | SCE1 | 2016-11-17 |  |  | 2 | A
8800 | Participating Unit | No | No | DUTCH1_7_UNIT 1 | Dutch Flat PH 1 Unit 1 | 22 | PGAE | PG&E | HYDRO | HYDRO | WATER | NP15 | PGE3 | 1943-01-01 |  | South Yuba | 22 | A
8900 | Participating Unit | No | No | DUTCH2_7_UNIT 1 | Dutch Flat PH 2 Unit 1 | 26 | PGAE | Nevada Irrigation District | HYDRO | HYDRO | WATER | NP15 | PGE3 | 1965-01-01 | QF Conversion Completed: 2/10/2014 | South Yuba | 24.57 | A
45100 | Participating Unit | Yes | No | SNCLRA_6_OXGEN | E. F. OXNARD, INCORPORATED | 48.9 | SCE | Southern California Edison Company | COGENERATION | COMBUSTION TURBINE | NATURAL GAS | SP15 | SCE1 | 1990-04-13 | SCE QF 2205 |  | 47.7 | A
2920 | Participating Unit | No | No | EASTWD_7_UNIT | EASTWOOD PUMP-GEN | 200 | SCE | SCE | HYDRO | PUMPED STORAGE | WATER | SP15 | SCE1 | 1987-01-01 |  |  | 199 | A
126600 | Participating Unit | No | No | EEKTMN_6_SOLAR1 | EE K Solar 1 | 20 | PGAE | EE Kettleman Land, LLC | SOLAR | PHOTO VOLTAIC | SUN | ZP26 | PGE3 | 2015-08-12 |  |  | 20 | A
91900 | Participating Unit | No | No | ELDORO_7_UNIT 1 | EL DORADO POWERHOUSE UNIT 1 | 11 | PGAE | El Dorado Irrigation District | HYDRO | HYDRO | WATER | NP15 | PGE3 | 2005-05-21 |  | AMERICAN RIVER-SOUTH FORK | 10.5 | A
92000 | Participating Unit | No | No | ELDORO_7_UNIT 2 | EL DORADO POWERHOUSE UNIT 2 | 11 | PGAE | El Dorado Irrigation District | HYDRO | HYDRO | WATER | NP15 | PGE3 | 2005-05-21 |  | AMERICAN RIVER-SOUTH FORK | 10.5 | A
89900 | Participating Unit | No | Yes | VALLEY_7_UNITA1 | EL SOBRANTE LANDFILL GAS GENERATION | 3.74 | SCE | WM Energy Solutions | BIOMASS | RECIPROCATING ENGINE | LANDFILL GAS | SP15 | SCE1 | 2004-04-26 |  |  | 4.05 | A
89903 | Non-Participating | Yes | No |  | EL SOBRANTE LANDFILL UNIT 3 | 1.35 | SCE | WM Energy Solutions | BIOMASS | RECIPROCATING ENGINE | LANDFILL GAS | SP15 | SCE1 | 2004-04-26 |  |  | 1.35 | A
89901 | Non-Participating | Yes | No |  | EL SOBRANTE LANDFILL UNIT 1 | 1.35 | SCE | WM Energy Solutions | BIOMASS | RECIPROCATING ENGINE | LANDFILL GAS | SP15 | SCE1 | 2004-04-26 |  |  | 1.35 | A
89902 | Non-Participating | Yes | No |  | EL SOBRANTE LANDFILL UNIT 2 | 1.35 | SCE | WM Energy Solutions | BIOMASS | RECIPROCATING ENGINE | LANDFILL GAS | SP15 | SCE1 | 2004-04-26 |  |  | 1.35 | A
9600 | Participating Unit | No | Yes | ELECTR_7_PL1X3 | ELECTRA PH (AGGREGATE) | 101.5 | PGAE | PG&E | HYDRO | HYDRO | WATER | NP15 | PGE3 | 1948-01-01 |  | Mokelumne River | 101.5 | A
9601 | Non-Participating | No | No | ELECTR_7_UNIT 1 | Electra Unit 1 | 31.7 | PGAE | PG&E | HYDRO | HYDRO | WATER | NP15 | PGE3 | 1948-01-01 |  | Mokelumne River | 31.7 | A
9602 | Non-Participating | No | No | ELECTR_7_UNIT 2 | Electra Unit 2 | 31.7 | PGAE | PG&E | HYDRO | HYDRO | WATER | NP15 | PGE3 | 1948-01-01 |  | Mokelumne River | 31.7 | A
9603 | Non-Participating | No | No | ELECTR_7_UNIT 3 | Electra Unit 3 | 38.1 | PGAE | PG&E | HYDRO | HYDRO | WATER | NP15 | PGE3 | 1948-01-01 |  | Mokelumne River | 38.1 | A
84100 | Participating Unit | No | Yes | ELKHIL_2_PL1X3 | ELK HILLS GENERATING PROJECT (AGGREGATE) | 551.7 | PGAE | Elk Hills Power | THERMAL | COMBINED CYCLE | NATURAL GAS | ZP26 | PGE4 | 2003-07-24 |  |  | 610 | A
84101 | Non-Participating | No | No | ELKHIL_7_CTG1 | ELK HILLS COMBUSTION TURBINE UNIT 1 | 169 | PGAE | Elk Hills Power | THERMAL | COMBUSTION TURBINE | NATURAL GAS | ZP26 | PGE4 | 2003-07-24 |  |  | 198.5 | A
84102 | Non-Participating | No | No | ELKHIL_7_CTG2 | ELK HILLS COMBUSTION TURBINE UNIT 2 | 169 | PGAE | Elk Hills Power | THERMAL | COMBUSTION TURBINE | NATURAL GAS | ZP26 | PGE4 | 2003-07-24 |  |  | 198.5 | A
84103 | Non-Participating | No | No | ELKHIL_7_STG | ELK HILLS STEAM TURBINE UNIT 3 | 223 | PGAE | Elk Hills Power | THERMAL | STEAM | HEAT RECOVERY | ZP26 | PGE4 | 2003-07-24 |  |  | 213 | A
45500 | Participating Unit | Yes | Yes | ELLIS_2_QF | ELLIS AREA LUMPED UNITS | 18.51 | SCE | VARIOUS | BIOMASS |  | LANDFILL GAS | SP15 | SCE1 | 1993-01-01 |  |  | 28.24 | A
45502 | Non-Participating | Yes | No |  | COUNTY SANITATION DIST OF ORANGE CO. (FOUNTAIN VALLEY) |  | SCE | 2460 | COGENERATION |  |  | SP15 | SCE1 | 1993-06-16 |  |  | 4.5 | A
45505 | Non-Participating | Yes | No |  | VANGUARD ENERGY SYSTEMS |  | SCE | 2258 | COGENERATION |  |  | SP15 | SCE1 | 1987-01-15 |  |  | 0.09 | A
45504 | Non-Participating | Yes | No |  | OMNI METAL FINISHING |  | SCE | 2366 | COGENERATION |  |  | SP15 | SCE1 | 1989-01-25 |  |  | 0.06 | A
45503 | Non-Participating | Yes | No |  | COUNTY SANITATION DIST OF ORANGE CO. (HUNTINGTON BEACH) |  | SCE | 1098 | BIOMASS |  |  | SP15 | SCE1 | 1993-07-27 |  |  | 8.8 | A
124200 | Participating Unit | No | No | ENERSJ_2_WIND | ESJ Wind Energy | 155.1 | SDGE | Energia Sierra Juarez, S. de R.L. de C.V. | WIND | WIND | WIND | SP15 | SDG1 |  | Phased Implementation: 155.1 MW commercial out of 155.1 MW total at completion. As of 6/4/2015 |  | 155.1 | A
45800 | Participating Unit | Yes | Yes | ETIWND_2_QF | ETIWANDA AREA LUMPED UNITS | 37.22 | SCE | VARIOUS | HYDRO | HYDRO | WATER | SP15 | SCE1 | 1985-09-01 |  |  | 37.22 | A
45802 | Non-Participating | Yes | No |  | SAN BERNARDINO MWD UNIT 3 (SITE 2100) |  | SCE | 4100 | HYDRO | HYDRO | WATER | SP15 | SCE1 |  |  |  | 0.08 | A
11100 | Participating Unit | No | No | ETIWND_6_MWDETI | ETIWANDA HYDRO RECOVERY PLANT | 24 | SCE | Metropolitan Water District | HYDRO | HYDRO | WATER | SP15 | SCE1 | 1994-01-01 |  |  | 23.9 | A
10800 | Participating Unit | No | No | ETIWND_7_UNIT 3 | ETIWANDA UNIT 3 | 320 | SCE | RRI Energy Etiwanda, Inc. | THERMAL | STEAM | NATURAL GAS | SP15 | SCE1 |  |  |  | 333 | A
10900 | Participating Unit | No | No | ETIWND_7_UNIT 4 | ETIWANDA UNIT 4 | 320 | SCE | RRI Energy Etiwanda, Inc. | THERMAL | STEAM | NATURAL GAS | SP15 | SCE1 |  |  |  | 333 | A
45900 | Participating Unit | Yes | No | GOLETA_6_EXGEN | EXXON COMPANY, USA | 48.2 | SCE | Southern California Edison Company | COGENERATION | COMBUSTION TURBINE | NATURAL GAS | SP15 | SCE1 | 1993-08-19 | SCE QF 2101 |  | 49 | A
44616 | Participating Unit | Yes | No | GARNET_2_WIND5 | Eastwind | 3 | SCE | Yavi Energy, LLC | WIND | WIND | WIND | SP15 | SCE1 | 1985-01-07 | Formerly SCE QF 6052 |  | 3 | A
127700 | Participating Unit | No | Yes | CAPWD_1_QF | Edom Hills Wind Farm | 19.55 | SCE | Edom Hills Project 1, LLC | WIND | WIND | WIND | SP15 | SCE1 | 1985-03-15 | Formerly SCE QF 6056 |  | 20 | A
127701 | Non-Participating | No | No |  | EH01 |  | SCE | Edom Hills Project 1, LLC | WIND | WIND | WIND | SP15 | SCE1 | 2015-10-19 |  |  | 2.5 | A
127702 | Non-Participating | No | No |  | EH02 |  | SCE | Edom Hills Project 1, LLC | WIND | WIND | WIND | SP15 | SCE1 | 2015-10-19 |  |  | 2.5 | A
127703 | Non-Participating | No | No |  | EH03 |  | SCE | Edom Hills Project 1, LLC | WIND | WIND | WIND | SP15 | SCE1 | 2015-10-19 |  |  | 2.5 | A
127708 | Non-Participating | No | No |  | EH08 |  | SCE | Edom Hills Project 1, LLC | WIND | WIND | WIND | SP15 | SCE1 | 2015-10-19 |  |  | 2.5 | A
127705 | Non-Participating | No | No |  | EH05 |  | SCE | Edom Hills Project 1, LLC | WIND | WIND | WIND | SP15 | SCE1 | 2015-10-19 |  |  | 2.5 | A
127706 | Non-Participating | No | No |  | EH06 |  | SCE | Edom Hills Project 1, LLC | WIND | WIND | WIND | SP15 | SCE1 | 2015-10-19 |  |  | 2.5 | A
127707 | Non-Participating | No | No |  | EH07 |  | SCE | Edom Hills Project 1, LLC | WIND | WIND | WIND | SP15 | SCE1 | 2015-10-19 |  |  | 2.5 | A
127704 | Non-Participating | No | No |  | EH04 |  | SCE | Edom Hills Project 1, LLC | WIND | WIND | WIND | SP15 | SCE1 | 2015-10-19 |  |  | 2.5 | A
99100 | Participating Unit | No | No | ELCAJN_6_LM6K | El Cajon Energy Center | 48.1 | SDGE | El Cajon Energy, LLC | PEAKER | COMBUSTION TURBINE | NATURAL GAS | SP15 | SDG1 | 2010-06-16 |  |  | 49.9 | A
9100 | Participating Unit | No | No | ELCAJN_7_GT1 | El Cajon GT | 16.36 | SDGE | Cabrillo Power II, LLC | PEAKER | COMBUSTION TURBINE | NATURAL GAS | SP15 | SDG1 | 1968-01-01 |  |  | 15 | A
96500 | Participating Unit | No | No | ELNIDP_6_BIOMAS | El Nido Biomass to Energy | 10.5 | PGAE | Global Ampersand LLC | BIOMASS | STEAM | LANDFILL GAS | NP15 | PGE3 | 2008-08-24 |  |  | 12.5 | A
111600 | Participating Unit | No | Yes | ELSEGN_2_UN1011 | El Segundo Energy Center 5/6 | 263 | SCE | El Segundo Energy Center LLC | THERMAL | COMBINED CYCLE | NATURAL GAS | SP15 | SCE1 | 2013-06-29 |  |  | 348 | A
111601 | Non-Participating | No | No | ELSEGN_2_UNIT10 | El Segundo Energy Center Unit 5 | 90.5 | SCE | El Segundo Energy Center LLC | THERMAL | COMBINED CYCLE | NATURAL GAS | SP15 |  | 2013-06-29 |  |  | 235 | A
111602 | Non-Participating | No | No | ELSEGN_2_UNIT11 | El Segundo Energy Center Unit 6 | 228 | SCE | El Segundo Energy Center LLC | THERMAL | COMBINED CYCLE | NATURAL GAS | SP15 |  | 2013-06-29 |  |  | 83.2 | A
111400 | Participating Unit | No | No | ELSEGN_2_UN2021 | El Segundo Energy Center 7/8 | 263.68 | SCE | El Segundo Energy Center LLC | THERMAL | COMBINED CYCLE | NATURAL GAS | SP15 | SCE1 | 2013-06-29 |  |  | 348 | A
9700 | Participating Unit | No | No | GOLETA_6_ELLWOD | Ellwood Generating Station | 54 | SCE | RRI Energy Coolwater, Inc. | PEAKER | COMBUSTION TURBINE | NATURAL GAS | SP15 | SCE1 |  |  |  | 56 | A
9800 | Participating Unit | No | No | ENCINA_7_GT1 | Encina GT 1 | 14.5 | SDGE | Cabrillo Power I, LLC | PEAKER | COMBUSTION TURBINE | NATURAL GAS | SP15 | SDG1 | 1968-01-01 |  |  | 18 | A
9900 | Participating Unit | No | No | ENCINA_7_EA1 | Encina Unit 1 | 106 | SDGE | Cabrillo Power I, LLC | THERMAL | STEAM | NATURAL GAS | SP15 | SDG1 | 1954-01-01 |  |  | 106.25 | A
10000 | Participating Unit | No | No | ENCINA_7_EA2 | Encina Unit 2 | 104 | SDGE | Cabrillo Power I, LLC | THERMAL | STEAM | NATURAL GAS | SP15 | SDG1 | 1956-01-01 |  |  | 110.25 | A
10100 | Participating Unit | No | No | ENCINA_7_EA3 | Encina Unit 3 | 110 | SDGE | Cabrillo Power I, LLC | THERMAL | STEAM | NATURAL GAS | SP15 | SDG1 | 1958-01-01 |  |  | 110.25 | A
10200 | Participating Unit | No | No | ENCINA_7_EA4 | Encina Unit 4 | 300 | SDGE | Cabrillo Power I, LLC | THERMAL | STEAM | NATURAL GAS | SP15 | SDG1 | 1973-01-01 |  |  | 306 | A
10300 | Participating Unit | No | No | ENCINA_7_EA5 | Encina Unit 5 | 330 | SDGE | Cabrillo Power I, LLC | THERMAL | STEAM | NATURAL GAS | SP15 | SDG1 | 1978-01-01 |  |  | 345.6 | A
132200 | Participating Unit | No | No | ORLND_6_SOLAR1 | Enerparc California 2 | 1.5 | PGAE | Enerparc CA2, LLC | SOLAR | PHOTO VOLTAIC | SUN | NP15 | PGE2 | 2016-03-23 |  |  | 1.5 | A
10400 | Participating Unit | No | No | ESCNDO_6_UNITB1 | Enterprise | 48.04 | SDGE | CalPeak Power LLC | PEAKER | COMBUSTION TURBINE | NATURAL GAS | SP15 | SDG1 | 2001-10-23 |  |  | 46.9 | A
94900 | Participating Unit | No | Yes | ESCNDO_6_PL1X2 | Escondido Energy Center | 48.71 | SDGE | Escondido Energy Center, LLC | THERMAL | COMBUSTION TURBINE | NATURAL GAS | SP15 | SDG1 | 2006-06-07 | Unit Repowered and reentered commercial operation on 1/23/2014 |  | 49.5 | A
137000 | Participating Unit | No | No | EXCLSG_1_SOLAR | Excelsior Solar | 60 | PGAE | Five Points Solar Park LLC | SOLAR | PHOTO VOLTAIC | SUN | ZP26 | PGE4 | 2016-10-06 |  |  | 60 | A
11200 | Participating Unit | No | No | EXCHEC_7_UNIT 1 | Exchequer | 94.5 | PGAE | Merced Irrigation District | HYDRO | HYDRO | WATER | NP15 | PGE3 | 1967-01-01 |  | Merced River | 94.5 | A
118000 | Participating Unit | No | No | VICTOR_1_EXSLRA | Expressway Solar A | 2 | SCE | FTS Master Tenant 1, LLC | SOLAR | PHOTO VOLTAIC | SUN | SP15 | SCE1 | 2014-05-07 |  |  | 2 | A
118100 | Participating Unit | No | No | VICTOR_1_EXSLRB | Expressway Solar B | 2 | SCE | FTS Master Tenant 1, LLC | SOLAR | PHOTO VOLTAIC | SUN | SP15 | SCE1 | 2014-05-07 |  |  | 2 | A
44002 | Participating Unit | Yes | No | CURTIS_1_FARFLD | FAIRFIELD POWER PLANT | 0.9 | PGAE | Merced Irrigation District | HYDRO | HYDRO | WATER | NP15 | PGE3 | 1983-08-02 | QF Conversion completed 6/17/2015. Formerly QF 25H193 |  | 0.9 | A
46000 | Participating Unit | Yes | No | FAIRHV_6_UNIT | FAIRHAVEN POWER CO. | 19.9 | PGAE | Pacific Gas & Electric Company | BIOMASS | STEAM | WOOD WASTE | NP15 | PGE1 | 1986-09-15 | PGE QF 19P005 |  | 19.9 | A
81800 | Participating Unit | No | No | BOGUE_1_UNITA1 | FEATHER RIVER ENERGY CENTER | 46.3 | PGAE | Feather River Energy Center LLC (Calpine) | PEAKER | COMBUSTION TURBINE | NATURAL GAS | NP15 | PGE3 | 2002-12-23 |  |  | 49.9 | A
93200 | Participating Unit | Yes | Yes | FELLOW_7_QFUNTS | FELLOW QF UNIT AGGREGATE | 10.5 | PGAE | Pacific Gas & Electric Company | THERMAL | VARIOUS | NATURAL GAS | ZP26 | PGE4 | 2006-06-01 |  |  | 17.25 | A
60700 | Non-Participating | Yes | No | FELLOW_1_SHELLW | FREEPORT-MCMORAN OIL AND GAS LLC (DOME) |  | PGAE | Pacific Gas & Electric Company | COGENERATION | COMBUSTION TURBINE | NATURAL GAS | ZP26 | PGE4 | 1988-09-02 | PGE QF 25C293 |  | 6.06 | A
34300 | Non-Participating | Yes | No | FELLOW_1_TENNCO | AERA ENERGY LLC. (Oxford) |  | PGAE | Pacific Gas & Electric Company | COGENERATION | COMBUSTION TURBINE | NATURAL GAS | ZP26 | PGE4 | 1984-09-19 | PGE QF 25C180 |  | 6 | A
56901 | Non-Participating | Yes | No | FELLOW_7_MIDSUN | AERA ENERGY LLC. (N. MIDWAY SUNSET) |  | PGAE | Pacific Gas & Electric Company | COGENERATION | COMBUSTION TURBINE | NATURAL GAS | ZP26 | PGE4 | 1988-06-19 | PGE QF 25C258 |  | 4.25 | A
11300 | Participating Unit | No | Yes | ETIWND_2_FONTNA | FONTANA/LYTLE CREEK HYDRO (AGGREGATE) | 2.56 | SCE | SCE | HYDRO | HYDRO | WATER | SP15 | SCE1 | 1904-01-01 |  |  | 3.45 | A
11301 | Non-Participating | No | No |  | Fontana Unit 1 |  | SCE | SCE | HYDRO | HYDRO | WATER | SP15 | SCE1 | 1917-01-01 |  |  | 1.48 | A
11304 | Non-Participating | No | No |  | Lytle Creek Unit 2 |  | SCE | SCE | HYDRO | HYDRO | WATER | SP15 | SCE1 | 1904-01-01 |  |  | 0.25 | A
11303 | Non-Participating | No | No |  | Lytle Creek Unit 1 |  | SCE | SCE | HYDRO | HYDRO | WATER | SP15 | SCE1 | 1904-01-01 |  |  | 0.25 | A
11302 | Non-Participating | No | No |  | Fontana Unit 2 |  | SCE | SCE | HYDRO | HYDRO | WATER | SP15 | SCE1 | 1917-01-01 |  |  | 1.48 | A
58701 | Participating Unit | No | Yes | SAUGUS_6_MWDFTH | FOOTHILL HYDROELECTRIC RECOVERY PLANT | 9.1 | SCE | The Metropolitan Water District of Southern California | HYDRO | HYDRO | WATER | SP15 | SCE1 | 1981-01-01 |  |  | 9.1 | A
58707 | Non-Participating | No | No |  | Foothill Unit 2 |  | SCE | The Metropolitan Water District of Southern California | HYDRO | HYDRO | WATER | SP15 | SCE1 |  |  |  | 4.55 | A
58706 | Non-Participating | No | No |  | Foothill Unit 1 |  | SCE | The Metropolitan Water District of Southern California | HYDRO | HYDRO | WATER | SP15 | SCE1 |  |  |  | 4.55 | A
93900 | Participating Unit | Yes | Yes | FTSWRD_7_QFUNTS | FORT SEWARD QF AGGREGATION | 1.6 | PGAE |  | HYDRO | AGGREGATION | WATER | NP15 | PGE3 |  |  |  | 0.3 | A
50801 | Non-Participating | Yes | No |  | TOM BENNINGHOVEN |  | PGAE | 19H055 | HYDRO | HYDRO | WATER | NP15 | PGE1 | 1986-01-15 |  |  | 0.03 | A
100600 | Participating Unit | No | No | BRDSLD_2_MTZUMA | FPL Energy Montezuma Wind | 36.8 | PGAE | FPL Energy Montezuma Wind, LLC | WIND | WIND | WIND | NP15 | PGE3 | 2011-01-25 |  |  | 36.8 | A
11600 | Participating Unit | No | Yes | AGRICO_7_UNIT | FRESNO COGEN PLANT | 50.6 | PGAE | Fresno Cogeneration Partners, LP | COGENERATION | COMBINED CYCLE | NATURAL GAS | NP15 | PGE3 | 2001-01-01 |  |  | 54 | A
11602 | Non-Participating | No | No | AGRICO_7_UNIT 2 | Fresno Cogen STG Unit 2 | 7.5 | PGAE | Fresno Cogeneration Partners, LP | THERMAL | STEAM | NATURAL GAS | NP15 | PGE3 | 1990-01-01 |  |  | 7.5 | A
11603 | Non-Participating | No | No | AGRICO_7_UNIT 4 | FRESNO COGEN CTG UNIT 4 | 46.5 | PGAE | Fresno Cogeneration Partners, LP | THERMAL | COMBUSTION TURBINE | NATURAL GAS | NP15 | PGE3 | 2001-01-01 |  |  | 46.5 | A
93300 | Participating Unit | No | Yes | AGRICO_6_PL3N5 | FRESNO PEAKER PLANT | 22.69 | PGAE | Fresno Cogeneration Partners, LP | COGENERATION | COMBUSTION TURBINE | NATURAL GAS | NP15 | PGE3 | 2006-08-30 |  |  | 21.23 | A
11700 | Non-Participating | No | No | AGRICO_6_UNIT 3 | Fresno Cogen Peaker CTG3 Unit |  | PGAE | Fresno Cogeneration Partners, LP | PEAKER | COMBUSTION TURBINE | NATURAL GAS | NP15 | PGE3 | 2001-08-16 |  |  | 21 | A
93301 | Non-Participating | No | No | AGRICO_7_ICE5 | FRESNO PEAKER PLANT ICE UNIT |  | PGAE | Fresno Cogeneration Partners, LP | PEAKER | INTERNAL COMBUSTION | NATURAL GAS | NP15 | PGE3 | 2006-08-30 |  |  | 0.23 | A
46500 | Participating Unit | Yes | Yes | FRIANT_6_UNITS | FRIANT DAM | 25 | PGAE | Friant Power Authority | HYDRO | HYDRO | WATER | NP15 | PGE3 | 1985-04-16 | Formerly PGE QF 25H037 |  | 25 | A
46501 | Non-Participating | Yes | No |  | Friant-Kern |  | PGAE | Friant Power Authority | HYDRO | HYDRO | WATER | NP15 | PGE3 |  |  |  | 21.16 | A
46503 | Non-Participating | Yes | No |  | Madera |  | PGAE | Friant Power Authority | HYDRO | HYDRO | WATER | NP15 | PGE3 |  |  |  | 11.24 | A
46502 | Non-Participating | Yes | No |  | River Outlet |  | PGAE | Friant Power Authority | HYDRO | HYDRO | WATER | NP15 | PGE3 |  |  |  | 2.3 | A
46600 | Participating Unit | Yes | No | FRITO_1_LAY | FRITO-LAY | 6 | PGAE | Frito Lay, Inc | COGENERATION | COMBUSTION TURBINE | NATURAL GAS | ZP26 | PGE4 | 1986-01-01 | Formerly PGE QF 25C063 |  | 6 | A
47100 | Participating Unit | Yes | Yes | FULTON_1_QF | FULTON AREA LUMPED QF UNITS | 1 | PGAE | Pacific Gas & Electric Company | HYDRO | HYDRO | WATER | NP15 | PGE3 | 1983-01-01 |  |  | 1 | A
47102 | Non-Participating | Yes | No |  | Far West Power Co. |  | PGAE | 04H011 | HYDRO | HYDRO | WATER | NP15 | PGE3 | 1987-09-30 |  |  | 0.4 | A
47101 | Non-Participating | Yes | No |  | AIRPORT CLUB |  | PGAE | 04C140 | COGENERATION |  | NATURAL GAS | NP15 | PGE3 | 1992-08-27 |  |  | 0.06 | A
116800 | Participating Unit | No | No | PIT1_6_FRIVRA | Fall River Mills Project A | 1.5 | PGAE | Ignite Solar Holdings 1, LLC | SOLAR | PHOTO VOLTAIC | SUN | NP15 | PGE2 | 2014-03-05 |  |  | 1.5 | A
116700 | Participating Unit | No | No | MCARTH_6_FRIVRB | Fall River Mills Project B | 1.5 | PGAE | Ignite Solar Holdings 1, LLC | SOLAR | PHOTO VOLTAIC | SUN | NP15 | PGE2 | 2014-03-05 |  |  | 1.5 | A
102900 | Participating Unit | No | No | SCHNDR_1_FIVPTS | Five Points Solar Station | 15 | PGAE | Pacific Gas & Electric Company | SOLAR | PHOTO VOLTAIC | SUN | NP15 | PGE2 | 2011-10-07 |  |  | 15 | A
11400 | Participating Unit | No | No | FORBST_7_UNIT 1 | Forbestown PH | 37.5 | PGAE | OWID | HYDRO | HYDRO | WATER | NP15 | PGE3 | 1963-01-01 |  | SF Feather River | 39 | A
116200 | Participating Unit | No | No | WEBER_6_FORWRD | Forward | 4.2 | PGAE | Ameresco Forward LLC | BIOMASS | RECIPROCATING ENGINE | LANDFILL GAS | NP15 | PGE2 | 2014-02-05 | QF Conversion Completed: 2/5/2014 |  | 4.35 | A
11500 | Participating Unit | No | No | FMEADO_7_UNIT | French Meadows PH | 18 | PGAE | PCWA | HYDRO | HYDRO | WATER | NP15 | PGE3 | 1966-01-01 |  | American River | 18 | A
135300 | Participating Unit | No | No | FRESHW_1_SOLAR1 | Freshwater Solar | 20 | PGAE | CED Corcoran Solar 3, LLC | SOLAR | PHOTO VOLTAIC | SUN | ZP26 | PGE4 | 2016-03-04 |  |  | 20 | A
20200 | Participating Unit | No | No | LAPAC_6_UNIT | Freshwater Tissue Company | 20 | PGAE | Humboldt Bay Harbor, Recreation and Conservation District | THERMAL | STEAM | BLACK LIQUOR | NP15 | PGE1 | 1992-01-01 |  |  | 23 | A
127200 | Participating Unit | No | No | KERMAN_6_SOLAR1 | Fresno Solar South | 1.5 | PGAE | Fresno Cogeneration Partners, LP | SOLAR | PHOTO VOLTAIC | SUN | NP15 | PGE3 | 2015-10-21 |  |  | 1.5 | A
127300 | Participating Unit | No | No | KERMAN_6_SOLAR2 | Fresno Solar West | 1.5 | PGAE | Fresno Cogeneration Partners, LP | SOLAR | PHOTO VOLTAIC | SUN | SP15 | PGE3 | 2015-10-20 |  |  | 1.5 | A
111300 | Participating Unit | No | No | PEABDY_2_LNDFIL | G2 Energy Hay Road Power Plant | 1.6 | PGAE | G2 Energy, Hay Road, LLC | BIOMASS | RECIPROCATING ENGINE | LANDFILL GAS | NP15 | PGE3 | 2013-07-09 |  |  | 1.6 | A
97000 | Participating Unit | No | No | WHEATL_6_LNDFIL | G2 Energy, Ostrom Road | 3 | PGAE | G2 Energy, Ostrom Road, LLC | BIOMASS | RECIPROCATING ENGINE | LANDFILL GAS | NP15 | PGE3 | 2009-01-08 |  |  | 1.6 | A
97500 | Participating Unit | No | No | GARNET_1_WIND | GARNET WIND ENERGY CENTER | 6.5 | SCE | GARNET ENERGY CORPORATION | WIND | WIND | WIND | SP15 | SCE1 | 2009-06-02 |  |  | 6.5 | A
47200 | Participating Unit | Yes | No | HIWAY_7_ACANYN | GAS RECOVERY SYS. (AMERICAN CYN) | 2.5 | PGAE | Pacific Gas & Electric Company | BIOMASS | RECIPROCATING ENGINE | LANDFILL GAS | NP15 | PGE3 | 1985-12-27 |  |  | 2.5 | A
12200 | Participating Unit | Yes | Yes | GOLETA_6_GAVOTA | GAVIOTA OIL HEATING FACILITY | 9.9 | SCE | POINT ARGUELLO PIPELINE COMPANY | COGENERATION | COMBUSTION TURBINE | NATURAL GAS | SP15 | SCE1 | 1987-01-01 |  |  | 10.5 | A
12201 | Non-Participating | Yes | No |  | GAVIOTA OIL HEATING UNIT 1 |  | SCE | POINT ARGUELLO PIPELINE COMPANY | COGENERATION | COMBUSTION TURBINE | NATURAL GAS | SP15 | SCE1 | 1987-01-01 |  |  | 3.5 | A
12202 | Non-Participating | Yes | No |  | GAVIOTA OIL HEATING UNIT 2 |  | SCE | POINT ARGUELLO PIPELINE COMPANY | COGENERATION | COMBUSTION TURBINE | NATURAL GAS | SP15 | SCE1 | 1987-01-01 |  |  | 3.5 | A
12205 | Non-Participating | Yes | No |  | GAVIOTA OIL HEATING UNIT 5 |  | SCE | POINT ARGUELLO PIPELINE COMPANY | COGENERATION | COMBUSTION TURBINE | NATURAL GAS | SP15 | SCE1 | 1987-01-01 |  |  | 3.5 | A
12204 | Non-Participating | Yes | No |  | GAVIOTA OIL HEATING UNIT 4 |  | SCE | POINT ARGUELLO PIPELINE COMPANY | COGENERATION | COMBUSTION TURBINE | NATURAL GAS | SP15 | SCE1 | 1987-01-01 |  |  | 3.5 | A
12203 | Non-Participating | Yes | No |  | GAVIOTA OIL HEATING UNIT 3 |  | SCE | POINT ARGUELLO PIPELINE COMPANY | COGENERATION | COMBUSTION TURBINE | NATURAL GAS | SP15 | SCE1 | 1987-01-01 |  |  | 3.5 | A
109400 | Participating Unit | No | No | COCOPP_2_CTG1 | GENON MARSH LANDING GEN STATION UNIT 1 | 204.2 | PGAE | GENON MARSH LANDING, LLC | THERMAL | COMBUSTION TURBINE | NATURAL GAS | NP15 | PGE3 | 2013-05-01 |  |  | 222 | A
109500 | Participating Unit | No | No | COCOPP_2_CTG2 | GENON MARSH LANDING GEN STATION UNIT 2 | 202.7 | PGAE | GENON MARSH LANDING, LLC | THERMAL | COMBUSTION TURBINE | NATURAL GAS | NP15 | PGE3 | 2013-05-01 |  |  | 222 | A
109600 | Participating Unit | No | No | COCOPP_2_CTG3 | GENON MARSH LANDING GEN STATION UNIT 3 | 208.96 | PGAE | GENON MARSH LANDING, LLC | THERMAL | COMBUSTION TURBINE | NATURAL GAS | NP15 | PGE3 | 2013-05-01 |  |  | 222 | A
109700 | Participating Unit | No | No | COCOPP_2_CTG4 | GENON MARSH LANDING GEN STATION UNIT 4 | 204.29 | PGAE | GENON MARSH LANDING, LLC | THERMAL | COMBUSTION TURBINE | NATURAL GAS | NP15 | PGE3 | 2013-05-01 |  |  | 222 | A
13500 | Participating Unit | No | Yes | GYS5X6_7_UNITS | GEYSERS UNITS 5 & 6 (AGGREGATE) | 85 | PGAE | CALPINE | GEOTHERMAL | STEAM | GEOTHERMAL | NP15 | PGE3 | 1971-01-01 |  |  | 110 | A
13501 | Non-Participating | No | No | GYS5X6_7_UNIT 5 | Geysers Unit 5 | 55 | PGAE | CALPINE | GEOTHERMAL | STEAM | GEOTHERMAL | NP15 | PGE3 | 1971-01-01 |  |  | 55 | A
13502 | Non-Participating | No | No | GYS5X6_7_UNIT 6 | Geysers Unit 6 | 55 | PGAE | CALPINE | GEOTHERMAL | STEAM | GEOTHERMAL | NP15 | PGE3 | 1971-01-01 |  |  | 55 | A
13600 | Participating Unit | No | Yes | GYS7X8_7_UNITS | GEYSERS UNITS 7 & 8 (AGGREGATE) | 82 | PGAE | CALPINE | GEOTHERMAL | STEAM | GEOTHERMAL | NP15 | PGE3 | 1972-01-01 |  |  | 110 | A
13601 | Non-Participating | No | No | GYS7X8_7_UNIT 7 | Geysers Unit 7 | 55 | PGAE | CALPINE | GEOTHERMAL | STEAM | GEOTHERMAL | NP15 | PGE3 | 1972-01-01 |  |  | 55 | A
13602 | Non-Participating | No | No | GYS7X8_7_UNIT 8 | Geysers Unit 8 | 55 | PGAE | CALPINE | GEOTHERMAL | STEAM | GEOTHERMAL | NP15 | PGE3 | 1972-01-01 |  |  | 55 | A
48100 | Participating Unit | Yes | Yes | GILROY_1_UNIT | GILROY COGEN | 120 | PGAE | Calpine Gilroy Cogen, L.P. | COGENERATION | COMBINED CYCLE | NATURAL GAS | NP15 | PGE3 | 1987-01-01 |  |  | 140 | A
48101 | Non-Participating | Yes | No | GILROY_1_CT1 | GILROY COGEN - UNIT 1 | 95 | PGAE | CALPINE GILROY COGEN, L.P. | COGENERATION | COMBUSTION TURBINE | NATURAL GAS | NP15 | PGE3 | 1987-01-01 |  |  | 95 | A
48102 | Non-Participating | Yes | No | GILROY_1_ST2 | GILROY COGEN - UNIT 2 | 45 | PGAE | CALPINE GILROY COGEN, L.P. | COGENERATION | STEAM | HEAT RECOVERY | NP15 | PGE3 | 1987-01-01 |  |  | 45 | A
14000 | Participating Unit | No | Yes | GILRPP_1_PL1X2 | GILROY ENERGY CENTER UNITS 1 & 2 (AGGREGATE) | 95.4 | PGAE | CALPINE | PEAKER | COMBUSTION TURBINE | NATURAL GAS | NP15 | PGE3 | 2002-01-29 |  |  | 99.8 | A
14001 | Non-Participating | No | No | GILRPP_1_UNIT 1 | Gilroy Energy Center Unit 1 | 49.9 | PGAE | CALPINE | PEAKER | COMBUSTION TURBINE | NATURAL GAS | NP15 | PGE3 | 2002-01-29 |  |  | 49.9 | A
14002 | Non-Participating | No | No | GILRPP_1_UNIT 2 | Gilroy Energy Center Unit 2 | 49.9 | PGAE | CALPINE | PEAKER | COMBUSTION TURBINE | NATURAL GAS | NP15 | PGE3 | 2002-01-29 |  |  | 49.9 | A
48300 | Participating Unit | Yes | No | GOLDHL_1_QF | GOLD HILL AREA LUMPED QF UNITS | 1.25 | PGAE | Pacific Gas & Electric Company | WIND | WIND | WIND | NP15 | PGE3 | 1992-11-18 | QF Conversion, was PGE QF 06H159 |  | 1.25 | A
48400 | Participating Unit | Yes | Yes | GOLETA_2_QF | GOLETA AREA LUMPED UNITS | 0.4 | SCE | VARIOUS | VARIOUS | VARIOUS | VARIOUS | SP15 | SCE1 | 1986-01-01 |  |  | 0.33 | A
48402 | Non-Participating | Yes | No |  | JOHN E. HOWARD (MONTECITO) |  | SCE | 4051 | HYDRO | HYDRO | WATER | SP15 | SCE1 | 1989-01-17 |  |  | 0.13 | A
48401 | Non-Participating | Yes | No |  | GOLETA WATER DISTRICT |  | SCE | 4055 | HYDRO | HYDRO | WATER | SP15 | SCE1 | 1986-05-01 |  |  | 0.15 | A
81900 | Participating Unit | No | No | LMBEPK_2_UNITA3 | GOOSE HAVEN ENERGY CENTER | 48 | PGAE | Goose Haven Energy Center LLC (Calpine) | PEAKER | COMBUSTION TURBINE | NATURAL GAS | NP15 | PGE3 | 2003-01-06 |  |  | 49.9 | A
90500 | Participating Unit | Yes | Yes | GARNET_1_UNITS | GREEN POWER WIND FACILITY (Aggregate) | 16.5 | SCE | FPL Energy Green Power Wind, LLC | WIND | WIND | WIND | SP15 | SCE1 | 1975-07-01 |  |  | 16.5 | A
11800 | Non-Participating | Yes | No | GARNET_1_UNIT 1 | GREEN POWER WIND UNIT 1, FACILITY WECS 98 | 6.75 | SCE | FPL Energy Green Power Wind, LLC | WIND | WIND | WIND | SP15 | SCE1 |  |  |  | 6.75 | A
11900 | Non-Participating | Yes | No | GARNET_1_UNIT 2 | GREEN POWER WIND UNIT 2, FACILITY WECS 28 | 6.75 | SCE | FPL Energy Green Power Wind, LLC | WIND | WIND | WIND | SP15 | SCE1 |  |  |  | 3 | A
12000 | Non-Participating | Yes | No | GARNET_1_UNIT 3 | GREEN POWER WIND UNIT 3, FACILITY WECS 67 | 3 | SCE | FPL Energy Green Power Wind, LLC | WIND | WIND | WIND | SP15 | SCE1 |  |  |  | 6.75 | A
48600 | Participating Unit | No | Yes | USWPJR_2_UNITS | GREEN RIDGE POWER (JACKSON) | 78.2 | PGAE | Vasco Wind, LLC | WIND | WIND | WIND | NP15 | PGE3 | 1988-01-01 |  |  | 78.2 | A
48602 | Non-Participating | Yes | No |  | GREEN RIDGE POWER LLC (70 MW) |  | PGAE | 01W035 | WIND | WIND | WIND | NP15 | PGE3 | 1989-01-01 | Portions of this facility scheduled under USWPJR_2_UNITS, USWND2_1_UNITS, USWND4_2_UNITS & USWND1_2_UNITS |  | 54 | A
48900 | Participating Unit | Yes | Yes | USWNDR_2_UNITS | GREEN RIDGE POWER LLC- RUSSELL (Aggregate) | 59.6 | PGAE | Pacific Gas & Electric Company | WIND | WIND | WIND | NP15 | PGE3 | 1994-01-01 |  |  | 59.6 | A
48902 | Non-Participating | Yes | No |  | EDF RENEWABLE WINDFARM V, INC. (70 MW ] C) |  | PGAE | 06W146C | WIND | WIND | WIND | NP15 | PGE3 | 1991-01-01 |  |  | 6.5 | A
48904 | Non-Participating | Yes | No |  | EDF RENEWABLE WINDFARM V, INC. (10 MW) |  | PGAE | 06W148 | WIND | WIND | WIND | NP15 | PGE3 | 1990-01-01 |  |  | 10 | A
48800 | Participating Unit | Yes | Yes | USWND4_2_UNITS | GREEN RIDGE POWER LLC-RALPH (Aggregate) | 80.2 | PGAE | Pacific Gas & Electric Company | WIND | WIND | WIND | NP15 | PGE3 | 1987-01-01 | Wind & biogas aggregate, ~95% Wind (based on Nameplate Ratings of children units) |  | 80.2 | A
48802 | Non-Participating | Yes | No |  | WASTE MANAGEMENT RENEWABLE ENERGY |  | PGAE | 01P219 | BIOMASS | RECIPROCATING ENGINE | LANDFILL GAS | NP15 | PGE3 | 1989-05-04 |  |  | 13.2 | A
48803 | Non-Participating | Yes | No |  | GREEN RIDGE POWER LLC (5.9 MW) |  | PGAE | 01W018 | WIND | WIND | WIND | NP15 | PGE3 | 1988-03-02 |  |  | 5.9 | A
48809 | Non-Participating | Yes | No |  | GREEN RIDGE POWER LLC (23.8 MW) |  | PGAE | 16W011 | WIND | WIND | WIND | NP15 | PGE3 | 1987-01-05 |  |  | 23.8 | A
48805 | Non-Participating | Yes | No |  | GREEN RIDGE POWER LLC (100 MW - A) |  | PGAE | 01W146A | WIND | WIND | WIND | NP15 | PGE3 | 1988-01-01 | Portions of this facility scheduled under LASPOS_6_USWIND, USWND2_1_UNITS, USWND4_2_UNITS & USWND1_2_UNITS |  | 43.1 | A
48808 | Non-Participating | Yes | No |  | GREEN RIDGE POWER LLC (100 MW - D) |  | PGAE | 01W146D | WIND | WIND | WIND | NP15 | PGE3 | 1988-01-01 | Portions of this facility scheduled under USWND2_1_UNITS, USWND4_2_UNITS & USWND1_2_UNITS |  | 15 | A
48804 | Non-Participating | Yes | No |  | GREEN RIDGE POWER LLC (70 MW) |  | PGAE | 01W035 | WIND | WIND | WIND | NP15 | PGE3 | 1991-01-01 | Portions of this facility scheduled under USWPJR_2_UNITS, USWND2_1_UNITS, USWND4_2_UNITS & USWND1_2_UNITS |  | 54 | A
49100 | Participating Unit | Yes | Yes | GRNLF1_1_UNITS | GREENLEAF UNIT #1 (Aggregate) | 49.5 | PGAE | Pacific Gas & Electric Company | COGENERATION | COMBINED CYCLE | NATURAL GAS | NP15 | PGE3 | 1989-01-11 | PGE QF 12C020 |  | 69 | A
49102 | Non-Participating | Yes | No |  | GREENLEAF #1 GENERATOR 2 |  | PGAE | Pacific Gas & Electric Company | COGENERATION | STEAM | HEAT RECOVERY | NP15 | PGE3 | 1989-01-11 |  |  | 23 | A
49101 | Non-Participating | Yes | No |  | GREENLEAF #1 GENERATOR 1 |  | PGAE | Pacific Gas & Electric Company | COGENERATION | COMBUSTION TURBINE | NATURAL GAS | NP15 | PGE3 | 1989-01-11 |  |  | 46 | A
49200 | Participating Unit | Yes | No | GRNLF2_1_UNIT | GREENLEAF UNIT #2 | 63.75 | PGAE | 12C021 | COGENERATION | COMBUSTION TURBINE | NATURAL GAS | NP15 | PGE3 | 1989-10-12 |  |  | 63.75 | A
108400 | Participating Unit | No | No | GRIDLY_6_SOLAR | GRIDLEY MAIN TWO | 2.5 | PGAE | LIGHTBEAM POWER COMPANY GRIDLEY MAIN TWO LLC | SOLAR | PHOTO VOLTAIC | SUN | NP15 | PGE3 | 2013-04-01 |  |  | 2.5 | A
14400 | Participating Unit | No | Yes | GWFPWR_1_UNITS | GWF HEP PEAKER PLANT (AGGREGATE) | 98.46 | PGAE | GWF Energy, LLC | PEAKER | COMBUSTION TURBINE | NATURAL GAS | NP15 | PGE3 | 2001-08-27 |  |  | 96 | A
14401 | Non-Participating | No | No | GWFPWR_1_CT 1 | GWF HEP Unit 1 | 48 | PGAE | GWF Energy, LLC | PEAKER | COMBUSTION TURBINE | NATURAL GAS | NP15 | PGE3 | 2001-01-01 |  |  | 48 | A
14402 | Non-Participating | No | No | GWFPWR_1_CT 2 | GWF HEP Unit 2 | 48 | PGAE | GWF Energy, LLC | PEAKER | COMBUSTION TURBINE | NATURAL GAS | NP15 | PGE3 | 2001-01-01 |  |  | 48 | A
136300 | Participating Unit | No | No | GARLND_2_GASLRA | Garland A | 20 | SCE | RE GARLAND A LLC | SOLAR | PHOTO VOLTAIC | SUN | SP15 | SCE1 | 2016-09-23 |  |  | 20 | A
137100 | Participating Unit | No | No | GARLND_2_GASLR | Garland B | 180 | SCE | RE GARLAND LLC | SOLAR | PHOTO VOLTAIC | SUN | SP15 | SCE1 | 2016-10-27 |  |  | 180 | A
121500 | Participating Unit | No | No | GARNET_1_SOLAR2 | Garnet Solar Power Generation Station 1 | 4 | SCE | Garnet Solar Power Generation Station 1, LLC | SOLAR | PHOTO VOLTAIC | SUN | SP15 | SCE1 | 2014-12-23 |  |  | 4 | A
122700 | Participating Unit | No | No | GARNET_1_WINDS | Garnet Winds Aggregation | 22.5 | SCE | Windpower Partners 1993, L.P. | WIND | WIND | WIND | SP15 | SCE1 | 2011-02-21 |  |  | 22.5 | A
111900 | Participating Unit | No | No | GATES_2_SOLAR | Gates Solar Station | 20 | PGAE | Pacific Gas and Electric Company | SOLAR | PHOTO VOLTAIC | SUN | NP15 | PGE3 | 2013-06-24 |  |  | 20 | A
96900 | Participating Unit | No | No | GATWAY_2_PL1X3 | Gateway Generating Station | 562.5 | PGAE | PG&E | THERMAL | COMBINED CYCLE | NATURAL GAS | NP15 | PGE3 | 2009-01-04 |  |  | 619 | A
110600 | Participating Unit | No | Yes | GENESI_2_STG | Genesis Station | 250 | SCE | Genesis Solar, LLC | SOLAR | STEAM | SUN | SP15 | SCE1 | 2013-11-27 |  |  | 250 | A
110601 | Non-Participating | No | No | GENESI_2_STG1 | STG Unit 1 | 140 | PGAE | Genesis Solar, LLC | SOLAR | STEAM | SUN | NP15 | PGE2 | 2013-11-27 |  |  | 125 | A
110602 | Non-Participating | No | No | GENESI_2_STG2 | STG Unit 2 | 140 | PGAE | Genesis Solar, LLC | SOLAR | STEAM | SUN | NP15 | PGE2 | 2013-11-27 |  |  | 125 | A
12300 | Participating Unit | No | No | NCPA_7_GP1UN1 | Geothermal Plant 1 Unit 1 | 38.85 | PGAE | NCPA (MSS Agreement - S14) | GEOTHERMAL | STEAM | GEOTHERMAL | NP15 | NCP1 | 1983-01-01 |  |  | 55 | A
12400 | Participating Unit | No | No | NCPA_7_GP1UN2 | Geothermal Plant 1 Unit 2 | 34 | PGAE | NCPA (MSS Agreement - S14) | GEOTHERMAL | STEAM | GEOTHERMAL | NP15 | NCP1 | 1983-01-01 |  |  | 55 | A
12500 | Participating Unit | No | No | NCPA_7_GP2UN3 | Geothermal Plant 2 Unit 3 | 42.42 | PGAE | NCPA (MSS Agreement - S14) | GEOTHERMAL | STEAM | GEOTHERMAL | NP15 | NCP1 | 1985-01-01 |  |  | 55 | A
12600 | Participating Unit | No | No | NCPA_7_GP2UN4 | Geothermal Plant 2 Unit 4 | 52.73 | PGAE | NCPA (MSS Agreement - S14) | GEOTHERMAL | STEAM | GEOTHERMAL | NP15 | NCP1 | 1986-01-01 |  |  | 55 | A
133000 | Participating Unit | No | No | LITLRK_6_SEPV01 | Gestamp Solar 1 | 2 | SCE | SEPV1, LLC | SOLAR | PHOTO VOLTAIC | SUN | SP15 | SCE1 | 2012-05-08 |  |  | 2 | A
12700 | Participating Unit | No | No | GEYS11_7_UNIT11 | Geysers Unit 11 | 74.4 | PGAE | CALPINE | GEOTHERMAL | STEAM | GEOTHERMAL | NP15 | PGE3 | 1975-01-01 |  |  | 110 | A
12800 | Participating Unit | No | No | GEYS12_7_UNIT12 | Geysers Unit 12 | 57 | PGAE | CALPINE | GEOTHERMAL | STEAM | GEOTHERMAL | NP15 | PGE3 | 1979-01-01 |  |  | 66 | A
12900 | Participating Unit | Yes | No | GEYS13_7_UNIT13 | Geysers Unit 13 | 95 | PGAE | CALPINE | GEOTHERMAL | STEAM | GEOTHERMAL | NP15 | PGE3 | 1980-01-01 |  |  | 102 | A
13000 | Participating Unit | Yes | No | GEYS14_7_UNIT14 | Geysers Unit 14 | 70 | PGAE | CALPINE | GEOTHERMAL | STEAM | GEOTHERMAL | NP15 | PGE3 | 1980-01-01 |  |  | 114 | A
13100 | Participating Unit | Yes | No | GEYS16_7_UNIT16 | Geysers Unit 16 | 85 | PGAE | CALPINE | GEOTHERMAL | STEAM | GEOTHERMAL | NP15 | PGE3 | 1985-01-01 |  |  | 119 | A
13200 | Participating Unit | No | No | GEYS17_7_UNIT17 | Geysers Unit 17 | 60 | PGAE | CALPINE | GEOTHERMAL | STEAM | GEOTHERMAL | NP15 | PGE3 | 1982-01-01 |  |  | 65 | A
13300 | Participating Unit | No | No | GEYS18_7_UNIT18 | Geysers Unit 18 | 72 | PGAE | CALPINE | GEOTHERMAL | STEAM | GEOTHERMAL | NP15 | PGE3 | 1983-01-01 |  |  | 119 | A
13400 | Participating Unit | No | No | GEYS20_7_UNIT20 | Geysers Unit 20 | 62 | PGAE | CALPINE | GEOTHERMAL | STEAM | GEOTHERMAL | NP15 | PGE3 | 1985-01-01 |  |  | 119 | A
13700 | Participating Unit | No | No | CSCGNR_1_UNIT 1 | Gianera GT 1 | 24.75 | PGAE | City of Santa Clara DBA Silicon Valley Power | PEAKER | COMBUSTION TURBINE | NATURAL GAS | NP15 | CSC1 | 1987-01-01 |  |  | 24.75 | A
13800 | Participating Unit | No | No | CSCGNR_1_UNIT 2 | Gianera GT 2 | 24.75 | PGAE | City of Santa Clara DBA Silicon Valley Power | PEAKER | COMBUSTION TURBINE | NATURAL GAS | NP15 | CSC1 | 1986-01-01 |  |  | 24.75 | A
105000 | Participating Unit | No | No | GIFFEN_6_SOLAR | Giffen Solar station | 10 | PGAE | PGE | SOLAR | PHOTO VOLTAIC | SUN | NP15 | PGE3 | 2012-07-25 |  | N/A | 19 | A
128500 | Participating Unit | No | No | GILARV_2_PVWDYN | Gila River Dynamic Resource | 290.8 | SCE | Gila River Power, LLC | DYNAMIC SCHEDULED | COMBINED CYCLE | NATURAL GAS | SP15 | SCE1 |  |  |  | 2000 | C
13900 | Participating Unit | No | No | GILRPP_1_PL3X4 | Gilroy Energy Center Unit 3 | 46.2 | PGAE | CALPINE | PEAKER | COMBUSTION TURBINE | NATURAL GAS | NP15 | PGE3 | 2002-02-28 |  |  | 49.9 | A
14100 | Participating Unit | No | No | GLNARM_7_UNIT 1 | Glen Arm Power Plant 1 | 22.07 | SCE | City of Pasadena | PEAKER | COMBUSTION TURBINE | NATURAL GAS | SP15 | PAS1 | 1976-01-01 |  |  | 30.58 | A
14200 | Participating Unit | No | No | GLNARM_7_UNIT 2 | Glen Arm Power Plant 2 | 22.3 | SCE | City of Pasadena | PEAKER | COMBUSTION TURBINE | NATURAL GAS | SP15 | PAS1 | 1976-01-01 |  |  | 30.58 | A
89000 | Participating Unit | No | No | GLNARM_7_UNIT 3 | Glen Arm Power Plant 3 | 44.83 | SCE | City of Pasadena | PEAKER | COMBUSTION TURBINE | NATURAL GAS | SP15 | PAS1 | 2004-01-08 |  |  | 47.3 | A
89300 | Participating Unit | No | No | GLNARM_7_UNIT 4 | Glen Arm Power Plant 4 | 42.42 | SCE | City of Pasadena | PEAKER | COMBUSTION TURBINE | NATURAL GAS | SP15 | PAS1 | 2004-01-08 |  |  | 47.3 | A
48200 | Participating Unit | Yes | No | ESCO_6_GLMQF | Goal Line Cogen | 49.9 | SDGE | Goal Line, L.P. | COGENERATION | COMBUSTION TURBINE | NATURAL GAS | SP15 | SDG1 | 1994-01-01 | QF Conversion, was SDGE QF 431 |  | 52.2 | A
130100 | Participating Unit | No | No | USWND2_1_WIND1 | Golden Hills A | 42.96 | PGAE | Golden Hills Wind, LLC | WIND | WIND | WIND | NP15 | PGE3 | 2015-12-18 |  |  | 4.3 | A
130200 | Participating Unit | No | No | USWND2_1_WIND2 | Golden Hills B | 42.96 | PGAE | Golden Hills Wind, LLC | WIND | WIND | WIND | NP15 | PGE3 | 2015-12-18 |  |  | 42.96 | A
104100 | Participating Unit | No | No | DELAMO_2_SOLRD | Golden Solar Building D | 1.25 | SCE | Golden Springs Development Company LLC | SOLAR | PHOTO VOLTAIC | SUN | SP15 | SCE1 | 2012-04-02 |  |  | 1.4 | A
103800 | Participating Unit | No | No | DELAMO_2_SOLRC1 | Golden Springs Building C1 | 1.16 | SCE | Spartech Plastics | SOLAR | PHOTO VOLTAIC | SUN | SP15 | SCE1 | 2012-02-10 |  |  | 1.17 | A
131100 | Participating Unit | No | No | DELAMO_2_SOLAR1 | Golden Springs Building H | 1.5 | SCE | Golden Springs Development Co. LLC | SOLAR | PHOTO VOLTAIC | SUN | SP15 | SCE1 | 2015-04-22 |  |  | 1.5 | A
131200 | Participating Unit | No | No | DELAMO_2_SOLAR2 | Golden Springs Building M | 1.75 | SCE | Golden Springs Development Co. LLC | SOLAR | PHOTO VOLTAIC | SUN | SP15 | SCE1 | 2015-04-01 |  |  | 1.75 | A
125000 | Participating Unit | No | No | GOOSLK_1_SOLAR1 | Goose Lake | 12 | PGAE | Cottonwood Solar, LLC | SOLAR | PHOTO VOLTAIC | SUN | NP15 | PGE3 | 2015-05-23 |  |  | 12 | A
95400 | Participating Unit | No | No | ETIWND_6_GRPLND | Grapeland Peaker | 46 | SCE | SCE | PEAKER | COMBUSTION TURBINE | NATURAL GAS | SP15 | SCE1 | 2007-09-20 |  |  | 49 | A
42300 | Participating Unit | Yes | Yes | CONTAN_1_UNIT | Graphic Packaging Cogen | 27.7 | PGAE | City of Santa Clara DBA Silicon Valley Power | COGENERATION | COMBINED CYCLE | NATURAL GAS | NP15 | CSC1 |  |  |  | 27.8 | A
42302 | Non-Participating | Yes | No |  | Graphic Packaging Cogen Unit 2 |  | PGAE | City of Santa Clara DBA Silicon Valley Power | COGENERATION | STEAM | HEAT RECOVERY | NP15 | CSC1 |  |  |  | 3.8 | A
42301 | Non-Participating | Yes | No |  | Graphic Packaging Cogen Unit 1 |  | PGAE | City of Santa Clara DBA Silicon Valley Power | COGENERATION | COMBUSTION TURBINE | NATURAL GAS | NP15 | CSC1 |  |  |  | 24 | A
112300 | Participating Unit | No | No | DAVIS_1_SOLAR1 | Grasslands 3 | 1 | PGAE | Grasslands 3 | SOLAR | PHOTO VOLTAIC | SUN | NP15 | PGE3 | 2013-07-01 |  |  | 1 | A
112400 | Participating Unit | No | No | DAVIS_1_SOLAR2 | Grasslands 4 | 1 | PGAE | Grasslands 4 | SOLAR | PHOTO VOLTAIC | SUN | NP15 | PGE3 | 2013-08-05 |  |  | 1 | A
128400 | Participating Unit | No | No | GRIFFI_2_LSPDYN | Griffith Energy | 570 | SCE | EDF Trading North America, LLC | DYNAMIC SCHEDULED | COMBINED CYCLE | NATURAL GAS | SP15 | SCE1 |  |  |  | 570 | C
14300 | Participating Unit | No | No | GRIZLY_1_UNIT 1 | Grizzly PH | 20 | PGAE | PG&E | HYDRO | HYDRO | WATER | NP15 | PGE3 | 1993-01-01 |  | NF Feather River | 20 | A
113500 | Participating Unit | No | No | GUERNS_6_SOLAR | Gurensey Solar Station | 20 | PGAE | Pacific Gas and Electric Co. | SOLAR | PHOTO VOLTAIC | SUN | NP15 | PGE2 | 2013-09-18 |  |  | 20 | A
88800 | Participating Unit | No | No | VERNON_6_GONZL1 | H. GONZALES GAS TURBINE 1 | 5.75 | SCE | City of Vernon | PEAKER | COMBUSTION TURBINE | NATURAL GAS | SP15 | VRN1 |  |  |  | 5.75 | A
88900 | Participating Unit | No | No | VERNON_6_GONZL2 | H. GONZALES GAS TURBINE 2 | 5.75 | SCE | City of Vernon | PEAKER | COMBUSTION TURBINE | NATURAL GAS | SP15 | VRN1 |  |  |  | 5.75 | A
14500 | Participating Unit | No | Yes | HAASPH_7_PL1X2 | HAAS PH (AGGREGATE) | 144 | PGAE | PG&E | HYDRO | HYDRO | WATER | NP15 | PGE3 | 1958-01-01 |  | Kings River | 144 | A
14501 | Non-Participating | No | No | HAASPH_7_UNIT 1 | Haas PH Unit 1 | 72 | PGAE | PG&E | HYDRO | HYDRO | WATER | NP15 | PGE3 | 1958-01-01 |  | Kings River | 72 | A
14502 | Non-Participating | No | No | HAASPH_7_UNIT 2 | Haas PH Unit 2 | 72 | PGAE | PG&E | HYDRO | HYDRO | WATER | NP15 | PGE3 | 1958-01-01 |  | Kings River | 72 | A
14700 | Participating Unit | No | Yes | HMLTBR_6_UNITS | HAMILTON BRANCH PH (Aggregate) | 4.9 | PGAE | PG&E | HYDRO | HYDRO | WATER | NP15 | PGE3 | 1921-01-01 |  | NF Feather River | 4.8 | A
14702 | Non-Participating | No | No |  | HAMILTON BRANCH UNIT 2 |  | PGAE | PG&E | HYDRO | HYDRO | WATER | NP15 | PGE3 | 1921-01-01 |  | NF Feather River | 2.5 | A
14701 | Non-Participating | No | No |  | HAMILTON BRANCH UNIT 1 |  | PGAE | PG&E | HYDRO | HYDRO | WATER | NP15 | PGE3 | 1921-01-01 |  | NF Feather River | 2.5 | A
90700 | Participating Unit | No | Yes | HARBGN_7_UNITS | HARBOR COGEN COMBINED CYCLE PLANT | 109.01 | SCE | Harbor Cogeneration Company | THERMAL | COMBINED CYCLE | NATURAL GAS | SP15 | SCE1 | 2001-06-14 |  |  | 107.45 | A
14800 | Non-Participating | No | No | HARBGN_7_UNIT 1 | Harbor Cogen Combustion Turbine Unit 1 | 82.3 | SCE | Harbor Cogeneration Company | THERMAL | COMBUSTION TURBINE | NATURAL GAS | SP15 | SCE1 | 1988-01-01 |  |  | 82.35 | A
14901 | Non-Participating | No | No | HARBGN_7_UNIT 2 | Harbor Cogen Steam Turbine Unit 2 | 13.6 | SCE | Harbor Cogeneration Company | THERMAL | STEAM | HEAT RECOVERY | SP15 | SCE1 | 2001-06-14 |  |  | 13.6 | A
14902 | Non-Participating | No | No | HARBGN_7_UNIT 3 | Harbor Cogen Steam Turbine Unit 3 | 11.5 | SCE | Harbor Cogeneration Company | THERMAL | STEAM | HEAT RECOVERY | SP15 | SCE1 | 2001-06-14 |  |  | 11.5 | A
15000 | Participating Unit | No | No | HATCR1_7_UNIT | HAT CREEK 1 | 8.5 | PGAE | PG&E | HYDRO | HYDRO | WATER | NP15 | PGE3 | 1921-01-01 |  | Pit River | 8.5 | A
15100 | Participating Unit | No | No | HATCR2_7_UNIT | HAT CREEK 2 | 8.5 | PGAE | PG&E | HYDRO | HYDRO | WATER | NP15 | PGE3 | 1921-01-01 |  | Pit River | 8.5 | A
90300 | Participating Unit | Yes | Yes | HATLOS_6_QFUNTS | HAT CREEK AREA LUMPED UNITS | 2.75 | PGAE | VARIOUS | HYDRO | HYDRO | WATER | NP15 | PGE3 | 1989-06-15 |  |  | 2.75 | A
55600 | Non-Participating | No | No |  | MEGA RENEWABLES (BIDWELL DITCH) |  | PGAE | 13H017 | HYDRO | HYDRO | WATER | NP15 | PGE3 | 1987-02-22 |  |  | 2.75 | A
90400 | Participating Unit | Yes | Yes | HAYPRS_6_QFUNTS | HAYPRESS HYDROELECTRIC (Aggregate) | 18.75 | PGAE | VARIOUS | HYDRO | HYDRO | WATER | NP15 | PGE3 | 1989-04-11 |  |  | 18.75 | A
50200 | Non-Participating | Yes | No |  | HAYPRESS HYDROELECTRIC, INC. (LWR) |  | PGAE | 15H005 | HYDRO | HYDRO | WATER | NP15 | PGE3 | 1989-04-11 |  |  | 8.75 | A
50300 | Non-Participating | Yes | No |  | HAYPRESS HYDROELECTRIC, INC. (MDL) |  | PGAE | 15H006 | HYDRO | HYDRO | WATER | NP15 | PGE3 | 1989-04-15 |  |  | 10 | A
122800 | Participating Unit | Yes | No | HIGGNS_7_QFUNTS | HIGGINS QF Aggregate | 2 | PGAE | Pacific Gas & Electric Company | HYDRO | HYDRO | WATER | NP15 | PGE3 |  |  |  | 0.5 | A
82800 | Participating Unit | No | Yes | HIDSRT_2_UNITS | HIGH DESERT POWER PROJECT (AGGREGATE) | 830 | SCE | High Desert Power, LLC | THERMAL | COMBINED CYCLE | NATURAL GAS | SP15 | SCE1 | 2003-04-21 |  |  | 854.9 | A
82801 | Non-Participating | No | No | HIDSRT_7_CTG1 | HIGH DESERT COMBUSTION TURBINE UNIT 1 | 177.3 | SCE | High Desert Power, LLC | THERMAL | COMBUSTION TURBINE | NATURAL GAS | SP15 | SCE1 | 2003-04-21 |  |  | 177.3 | A
82802 | Non-Participating | No | No | HIDSRT_7_CTG2 | HIGH DESERT COMBUSTION TURBINE UNIT 2 | 177.3 | SCE | High Desert Power, LLC | THERMAL | COMBUSTION TURBINE | NATURAL GAS | SP15 | SCE1 | 2003-04-21 |  |  | 177.3 | A
82803 | Non-Participating | No | No | HIDSRT_7_CTG3 | HIGH DESERT COMBUSTION TURBINE UNIT 3 | 177.3 | SCE | High Desert Power, LLC | THERMAL | COMBUSTION TURBINE | NATURAL GAS | SP15 | SCE1 | 2003-04-21 |  |  | 177.3 | A
82804 | Non-Participating | No | No | HIDSRT_7_STG | HIGH DESERT STEAM TURBINE | 323 | SCE | High Desert Power, LLC | THERMAL | STEAM | HEAT RECOVERY | SP15 | SCE1 | 2003-04-21 |  |  | 323 | A
50400 | Participating Unit | Yes | No | SIERRA_1_UNITS | HIGH SIERRA LIMITED | 52.43 | PGAE | HIGH SIERRA LIMITED | COGENERATION | COMBUSTION TURBINE | NATURAL GAS | ZP26 | PGE4 | 1989-02-24 |  |  | 48.08 | A
84500 | Participating Unit | No | No | BRDSLD_2_HIWIND | HIGH WINDS PROJECT | 162 | PGAE | High Winds, LLC | WIND | WIND | WIND | NP15 | PGE3 | 2003-12-23 |  |  | 162 | A
59600 | Participating Unit | Yes | Yes | NHOGAN_6_UNITS | HOGAN PH (AGGREGATE) | 4 | PGAE | Calaveras City Water District (16H008) | HYDRO | HYDRO | WATER | NP15 | MID1 | 1986-04-15 |  |  | 4 | A
59601 | Non-Participating | Yes | No | NHOGAN_6_UNIT 1 | Hogan Unit 1 | 2.2 | PGAE | Calaveras City Water District | HYDRO | HYDRO | WATER | NP15 | MID1 | 1986-04-15 |  |  | 2.2 | A
59602 | Non-Participating | Yes | No | NHOGAN_6_UNIT 2 | Hogan Unit 2 | 1.1 | PGAE | Calaveras City Water District | HYDRO | HYDRO | WATER | NP15 | MID1 | 1986-04-15 |  |  | 1.1 | A
16900 | Participating Unit | No | Yes | HYTTHM_2_UNITS | HYATT-THERMALITO P-G PROJECT (AGGREGATE) | 933.1 | PGAE | CDWR | HYDRO | PUMPED STORAGE | WATER | NP15 | PGE3 | 1968-01-01 |  |  | 941.4 | A
16901 | Non-Participating | No | No | HYATT_2_UNIT 1 | Edward Hyatt Gen Unit 1 | 141.6 | PGAE | CDWR | HYDRO | PUMPED STORAGE | WATER | NP15 | PGE3 | 1968-01-01 |  |  | 141.6 | A
16902 | Non-Participating | No | No | HYATT_2_UNIT 2 | Edward Hyatt P-G Unit 2 | 132.2 | PGAE | CDWR | HYDRO | PUMPED STORAGE | WATER | NP15 | PGE3 | 1968-01-01 |  |  | 132.2 | A
16903 | Non-Participating | No | No | HYATT_2_UNIT 3 | Edward Hyatt Gen Unit 3 | 141.6 | PGAE | CDWR | HYDRO | PUMPED STORAGE | WATER | NP15 | PGE3 | 1968-01-01 |  |  | 141.6 | A
16904 | Non-Participating | No | No | HYATT_2_UNIT 4 | Edward Hyatt P-G Unit 4 | 132.2 | PGAE | CDWR | HYDRO | PUMPED STORAGE | WATER | NP15 | PGE3 | 1968-01-01 |  |  | 132.2 | A
16905 | Non-Participating | No | No | HYATT_2_UNIT 5 | Edward Hyatt Gen Unit 5 | 141.6 | PGAE | CDWR | HYDRO | PUMPED STORAGE | WATER | NP15 | PGE3 | 1968-01-01 |  |  | 141.6 | A
16906 | Non-Participating | No | No | HYATT_2_UNIT 6 | Edward Hyatt P-G Unit 6 | 132.2 | PGAE | CDWR | HYDRO | PUMPED STORAGE | WATER | NP15 | PGE3 | 1968-01-01 |  |  | 132.2 | A
16907 | Non-Participating | No | No | THERMA_2_UNIT 1 | Thermalito Gen Unit 1 | 36 | PGAE | CDWR | HYDRO | PUMPED STORAGE | WATER | NP15 | PGE3 | 1968-01-01 |  |  | 36 | A
16908 | Non-Participating | No | No | THERMA_2_UNIT 2 | Thermalito P-G Unit 2 | 28 | PGAE | CDWR | HYDRO | PUMPED STORAGE | WATER | NP15 | PGE3 | 1968-01-01 |  |  | 28 | A
16909 | Non-Participating | No | No | THERMA_2_UNIT 3 | Thermalito P-G Unit 3 | 28 | PGAE | CDWR | HYDRO | PUMPED STORAGE | WATER | NP15 | PGE3 | 1968-01-01 |  |  | 28 | A
16910 | Non-Participating | No | No | THERMA_2_UNIT 4 | Thermalito P-G Unit 4 | 28 | PGAE | CDWR | HYDRO | PUMPED STORAGE | WATER | NP15 | PGE3 | 1968-01-01 |  |  | 28 | A
51500 | Participating Unit | Yes | No | FORKBU_6_UNIT | HYPOWER, INC. (a/k/a Forks of Butte) | 14.3 | PGAE | Pacific Gas & Electric Company | HYDRO | HYDRO | WATER | NP15 | PGE3 | 1992-03-16 | PGE QF 10H013 |  | 14.3 | A
14600 | Participating Unit | No | No | HALSEY_6_UNIT | Halsey PH | 13.5 | PGAE | PG&E | HYDRO | HYDRO | WATER | NP15 | PGE3 | 1916-01-01 |  | South Yuba | 13.5 | A
121100 | Participating Unit | Yes | No | LIVEOK_6_SOLAR | Harris | 1.25 | PGAE | Pristine Sun, LLC | SOLAR | PHOTO VOLTAIC | SUN | NP15 | PGE3 | 2014-11-27 |  |  | 1.25 | A
100100 | Participating Unit | No | No | HATRDG_2_WIND | Hatchet Ridge Wind Farm | 102 | PGAE | Hatchet Ridge Wind, LLC | WIND | WIND | WIND | NP15 | PGE3 | 2010-11-19 |  |  | 101.2 | A
130600 | Participating Unit | No | No | LAMONT_1_SOLAR4 | Hayworth Solar Farm | 26.66 | PGAE | 65HK 8me LLC | SOLAR | PHOTO VOLTAIC | SUN | ZP26 | PGE4 | 2015-12-23 |  |  | 33.26 | A
65509 | Participating Unit | Yes | No | FMEADO_6_HELLHL | Hell Hole Powerhouse | 0.6 | PGAE | Placer County Water Agency | HYDRO | HYDRO | WATER | NP15 | PGE3 | 1983-04-30 | Formerly PGE QF 15H059 |  | 0.6 | A
15300 | Participating Unit | No | No | HELMPG_7_UNIT 1 | Helms PGP Unit 1 | 407 | PGAE | PG&E | HYDRO | PUMPED STORAGE | WATER | NP15 | PGE3 | 1984-01-01 |  | Kings River | 407 | A
15400 | Participating Unit | No | No | HELMPG_7_UNIT 2 | Helms PGP Unit 2 | 407 | PGAE | PG&E | HYDRO | PUMPED STORAGE | WATER | NP15 | PGE3 | 1984-01-01 |  | Kings River | 407 | A
15500 | Participating Unit | No | No | HELMPG_7_UNIT 3 | Helms PGP Unit 3 | 404 | PGAE | PG&E | HYDRO | PUMPED STORAGE | WATER | NP15 | PGE3 | 1984-01-01 |  | Kings River | 404 | A
15600 | Participating Unit | No | No | HENRTA_6_UNITA1 | Henrietta Peaker Plant Unit 1 | 49.98 | PGAE | GWF Energy, LLC | PEAKER | COMBUSTION TURBINE | NATURAL GAS | NP15 | PGE3 | 2002-07-01 |  |  | 49 | A
15700 | Participating Unit | No | No | HENRTA_6_UNITA2 | Henrietta Peaker Plant Unit 2 | 49.42 | PGAE | GWF Energy, LLC | PEAKER | COMBUSTION TURBINE | NATURAL GAS | NP15 | PGE3 | 2002-07-01 |  |  | 49 | A
136200 | Participating Unit | No | No | HENRTS_1_SOLAR | Henrietta Solar Project | 100 | PGAE | Parrey, LLC | SOLAR | PHOTO VOLTAIC | SUN | SP15 | PGE3 | 2016-08-19 |  |  | 100 | A
120000 | Participating Unit | No | No | VICTOR_1_SLRHES | Hesperia | 1.5 | SCE | SunEdison | SOLAR | PHOTO VOLTAIC | SUN | SP15 | SCE1 | 2014-08-08 |  |  | 1.5 | A
118700 | Participating Unit | Yes | No | ORLND_6_HIGHLI | High Line Canal Hydro | 0.5 | PGAE | City of Santa Clara DBA Silicon Valley Power | HYDRO | HYDRO | WATER | NP15 | PGE3 | 2014-06-11 |  |  | 0.53 | A
127800 | Participating Unit | No | Yes | PLMSSR_6_HISIER | High Sierra Cogeneration Aggregate | 6 | PGAE | NCPA (MSS Agreement - S14) | THERMAL | INTERNAL COMBUSTION | NATURAL GAS | NP15 | NCP1 | 2010-04-22 |  |  | 6 | A
127802 | Non-Participating | No | No |  | High Sierra Cogeneration Unit 2 |  | PGAE | NCPA (MSS Agreement - S14) | THERMAL | INTERNAL COMBUSTION | NATURAL GAS | NP15 | NCP1 |  |  |  | 3 | A
127801 | Non-Participating | No | No |  | High Sierra Cogeneration Unit 1 |  | PGAE | NCPA (MSS Agreement - S14) | THERMAL | INTERNAL COMBUSTION | NATURAL GAS | NP15 | NCP1 | 2010-04-22 |  |  | 3 | A
124100 | Participating Unit | No | No | HOLSTR_1_SOLAR2 | Hollister Solar | 1.5 | PGAE | Hollister Solar LLC | SOLAR | PHOTO VOLTAIC | SUN | NP15 | PGE3 | 2015-04-17 |  |  | 1.5 | A
128600 | Participating Unit | No | No | SCEHOV_2_HOOVER | Hoover Dam | 525 | SCE | WAPA-Desert Southwest Region | DYNAMIC SCHEDULED | HYDRO | WATER | SP15 | SCE1 |  |  | Colorado River | 357 | C
119700 | Participating Unit | Yes | No | SNCLRA_2_HOWLNG | Houweling Nurseries Oxnard, Inc | 13 | SCE | Houweling Nurseries Oxnard, Inc | THERMAL | INTERNAL COMBUSTION | NATURAL GAS | SP15 | SCE1 | 2013-06-14 |  |  | 13.2 | A
126000 | Participating Unit | No | Yes | HUMBPP_6_UNITS | Humboldt Bay Generating Station 1 | 97.62 | PGAE | Pacific Gas & Electric Company | COGENERATION | RECIPROCATING ENGINE | NATURAL GAS | NP15 | PGE3 | 2010-09-29 |  |  | 97.62 | A
99600 | Non-Participating | No | No | HUMBPP_6_UNITS1 | Humboldt Bay Generating Station Unit 1 | 48.81 | PGAE | PG&E | THERMAL | RECIPROCATING ENGINE | NATURAL GAS | NP15 | PGE3 | 2010-09-29 | Aggregated to HUMBPP_6_UNITS on 3/28/2015 |  | 48.81 | A
99700 | Non-Participating | No | No | HUMBPP_6_UNITS2 | Humboldt Bay Generating Station Unit 2 | 48.81 | PGAE | PG&E | THERMAL | RECIPROCATING ENGINE | NATURAL GAS | NP15 | PGE3 | 2010-09-29 | Aggregated to HUMBPP_6_UNITS on 3/28/2015 |  | 48.81 | A
99500 | Participating Unit | No | No | HUMBPP_1_UNITS3 | Humboldt Bay Generating Station 3 | 65.08 | PGAE | PG&E | THERMAL | RECIPROCATING ENGINE | NATURAL GAS | NP15 | PGE3 | 2010-09-29 |  |  | 65.08 | A
16500 | Participating Unit | No | No | HNTGBH_7_UNIT 1 | Huntington Beach 1 | 225.75 | SCE | AES | THERMAL | STEAM | NATURAL GAS | SP15 | SCE1 |  |  |  | 226 | A
16600 | Participating Unit | No | No | HNTGBH_7_UNIT 2 | Huntington Beach 2 | 225.8 | SCE | AES | THERMAL | STEAM | NATURAL GAS | SP15 | SCE1 |  |  |  | 226 | A
105400 | Participating Unit | No | No | HURON_6_SOLAR | Huron Solar Station | 20 | PGAE | Pacific Gas & Electric Company | SOLAR | PHOTO VOLTAIC | SUN | NP15 | PGE3 | 2012-08-30 |  |  | 20 | A
51700 | Participating Unit | Yes | Yes | IGNACO_1_QF | IGNACIO AREA LUMPED QF UNITS | 0.5 | PGAE | Pacific Gas & Electric Company | WIND | WIND | WIND | NP15 | PGE3 | 1985-01-01 |  |  | 0.3 | A
51703 | Non-Participating | Yes | No |  | GREATER VALLEJO RECREATION DISTRICT |  | PGAE | 04C130 | COGENERATION | RECIPROCATING ENGINE | NATURAL GAS | NP15 | PGE3 | 1985-08-15 |  |  | 0.06 | A
51709 | Non-Participating | Yes | No |  | VILLA SORRISO SOLAR |  | PGAE | 04S142 | SOLAR | PHOTO VOLTAIC | SUN | NP15 | PGE3 | 1993-04-16 |  |  | 0.01 | A
51704 | Non-Participating | Yes | No |  | JOHN NEERHOUT JR. |  | PGAE | 04H134 | HYDRO | HYDRO | WATER | NP15 | PGE3 | 1987-05-01 |  |  | 0.09 | A
84900 | Participating Unit | No | No | RAMON_2_SCEDYN | IID Mirage Dynamic Schedule | 414.4 | SCE | Imperial Irrigation District DTBAOA | DYNAMIC SCHEDULED | VARIOUS | VARIOUS | SP15 | IID |  |  |  | 451.6 | C
51800 | Participating Unit | Yes | No | INDVLY_1_UNITS | INDIAN VALLEY HYDRO | 3.01 | PGAE | Yolo County Flood & WCD | HYDRO | HYDRO | WATER | NP15 | PGE3 | 1983-09-15 | Formerly PGE QF 04H61 |  | 3.01 | A
17300 | Participating Unit | No | No | INSKIP_2_UNIT | INSKIP | 8 | PGAE | PG&E | HYDRO | HYDRO | WATER | NP15 | PGE3 | 1979-01-01 |  | Battle Creek | 8 | A
52000 | Participating Unit | Yes | No | INTTRB_6_UNIT | INTERNATIONAL TURBINE RESEARCH | 21.25 | PGAE | Pacific Gas & Electric Company | WIND | WIND | WIND | NP15 | PGE3 | 1988-06-14 | QF Conversion, was PGE QF 25W105 |  | 21.25 | A
128000 | Participating Unit | No | No | MALIN_5_IBERDR | Iberdrola Centroid Sytem Resource | 100 | PGAE | Bonneville Power Administration | DYNAMIC SCHEDULED | SYSTEM UNIT | VARIOUS | NP15 | PGE3 |  |  |  | 100 | C
127000 | Participating Unit | No | No | IVWEST_2_SOLAR1 | Imperial Solar Energy Center West | 150 | SDGE | CSolar IV West, LLC | SOLAR | PHOTO VOLTAIC | SUN | SP15 | SDG1 | 2016-01-21 |  |  | 153.6 | A
109800 | Participating Unit | No | No | CSLR4S_2_SOLAR | Imperial Valley (Csolar IV) | 130 | SDGE | CSOLAR IV South, LLC | SOLAR | PHOTO VOLTAIC | SUN | SP15 | SDG1 | 2013-10-11 |  |  | 130 | A
17000 | Participating Unit | No | No | INDIGO_1_UNIT 1 | Indigo Energy 1 | 44 | SCE | Wildflower Energy | PEAKER | COMBUSTION TURBINE | NATURAL GAS | SP15 | SCE1 | 2001-09-19 |  |  | 45 | A
17100 | Participating Unit | No | No | INDIGO_1_UNIT 2 | Indigo Energy 2 | 44.53 | SCE | Wildflower Energy | PEAKER | COMBUSTION TURBINE | NATURAL GAS | SP15 | SCE1 | 2001-09-19 |  |  | 45 | A
17200 | Participating Unit | No | No | INDIGO_1_UNIT 3 | Indigo Energy 3 | 43.69 | SCE | Wildflower Energy | PEAKER | COMBUSTION TURBINE | NATURAL GAS | SP15 | SCE1 | 2001-09-19 |  |  | 45 | A
104200 | Participating Unit | No | No | WALNUT_2_SOLAR | Industry MetroLink PV1 | 1.5 | SCE | City of Industry | SOLAR | PHOTO VOLTAIC | SUN | SP15 | SCE1 | 2012-04-03 |  |  | 1.75 | A
99000 | Participating Unit | No | No | INLDEM_5_UNIT 2 | Inland Empire Energy Center, L.L.C. Unit 2 | 366.32 | SCE | Inland Empire Energy Center, L.L.C. | THERMAL | COMBINED CYCLE | NATURAL GAS | SP15 | SCE1 | 2010-06-08 |  |  | 405 | A
97600 | Participating Unit | No | No | INLDEM_5_UNIT 1 | Inland Empire Energy Center, Unit 1 | 376.2 | SCE | Inland Empire Energy Center, LLC | THERMAL | COMBINED CYCLE | NATURAL GAS | SP15 | SCE1 | 2009-06-29 |  |  | 405 | A
128100 | Participating Unit | No | No | INTMNT_3_ANAHEIM | Intermountain Power Project | 236 | SCE | City of Anaheim | DYNAMIC SCHEDULED | STEAM | COAL | SP15 | ANA1 |  |  |  | 236 | C
128200 | Participating Unit | No | No | INTMNT_3_PASADENA | Intermountain Power Project | 107 | SCE | City of Pasadena | DYNAMIC SCHEDULED | STEAM | COAL | SP15 | PAS1 |  |  |  | 108 | C
128300 | Participating Unit | No | No | INTMNT_3_RIVERSIDE | Intermountain Power Project | 137 | SCE | City of Riverside | DYNAMIC SCHEDULED | STEAM | COAL | SP15 | RVD1 |  |  |  | 137 | C
115200 | Participating Unit | No | No | IVANPA_1_UNIT1 | Ivanpah 1 | 123.2 | SCE | Solar Partners II, LLC | SOLAR | STEAM | SUN | SP15 | SCE1 | 2013-12-30 |  |  | 126 | A
115100 | Participating Unit | No | No | IVANPA_1_UNIT2 | Ivanpah 2 | 133 | SCE | Solar Partners 1, LLC | SOLAR | STEAM | SUN | SP15 | SCE1 | 2013-12-30 |  |  | 133 | A
115300 | Participating Unit | No | No | IVANPA_1_UNIT3 | Ivanpah 3 | 133 | SCE | Solar Partners VIII, LLC | SOLAR | STEAM | SUN | SP15 | SCE1 | 2013-12-30 |  |  | 133 | A
17400 | Participating Unit | No | No | BLACK_7_UNIT 1 | James B. Black 1 | 85 | PGAE | PG&E | HYDRO | HYDRO | WATER | NP15 | PGE3 | 1966-01-01 |  | Pit River | 85 | A
17500 | Participating Unit | No | No | BLACK_7_UNIT 2 | James B. Black 2 | 84.1 | PGAE | PG&E | HYDRO | HYDRO | WATER | NP15 | PGE3 | 1965-01-01 |  | Pit River | 84.1 | A
111500 | Participating Unit | No | No | GONZLS_6_UNIT | Johnson Canyon Landfill | 1.42 | PGAE | Ameresco Johnson Canyon LLC | BIOMASS | INTERNAL COMBUSTION | LANDFILL GAS | NP15 | PGE3 | 2013-07-08 |  |  | 1.42 | A
106600 | Participating Unit | No | No | WFRESN_1_SOLAR | Joya Del Sol | 1.5 | PGAE | GASNA 16P, LLC | SOLAR | PHOTO VOLTAIC | SUN | NP15 | PGE3 | 2012-12-21 |  |  | 1.5 | A
114000 | Participating Unit | No | No | CHINO_2_JURUPA | Jurupa | 1.5 | SCE | California PV Energy, LLC | SOLAR | PHOTO VOLTAIC | SUN | SP15 | SCE1 | 2013-12-20 |  |  | 1.5 | A
17700 | Participating Unit | No | Yes | RECTOR_2_KAWEAH | KAWEAH HYDRO PROJECT (AGGREGATE) | 6.55 | SCE | SCE | HYDRO | HYDRO | WATER | SP15 | SCE1 | 1913-01-01 |  |  | 6.6 | A
17701 | Non-Participating | No | No |  | Kaweah PH 2 Unit 2 |  | SCE | SCE | HYDRO | HYDRO | WATER | SP15 | SCE1 | 1929-01-01 |  |  | 1.8 | A
17703 | Non-Participating | No | No |  | Kaweah PH 3 Unit 2 |  | SCE | SCE | HYDRO | HYDRO | WATER | SP15 | SCE1 | 1913-01-01 |  |  | 2.4 | A
17702 | Non-Participating | No | No |  | Kaweah PH 3 Unit 1 |  | SCE | SCE | HYDRO | HYDRO | WATER | SP15 | SCE1 | 1913-01-01 |  |  | 2.4 | A
18100 | Participating Unit | No | Yes | KEARNY_7_KY3 | KEARNY KY3 (AGGREGATE) | 61 | SDGE | DYNEGY | PEAKER | COMBUSTION TURBINE | NATURAL GAS | SP15 | SDG1 | 1969-01-01 |  |  | 61 | A
18101 | Non-Participating | No | No | KEARNY_7_KY3A | Kearny KY3A | 18 | SDGE | DYNEGY | PEAKER | COMBUSTION TURBINE | NATURAL GAS | SP15 | SDG1 | 1969-01-01 |  |  | 16 | A
18102 | Non-Participating | No | No | KEARNY_7_KY3B | Kearny KY3B | 18 | SDGE | DYNEGY | PEAKER | COMBUSTION TURBINE | NATURAL GAS | SP15 | SDG1 | 1969-01-01 |  |  | 15 | A
18103 | Non-Participating | No | No | KEARNY_7_KY3C | Kearny KY3C | 18 | SDGE | DYNEGY | PEAKER | COMBUSTION TURBINE | NATURAL GAS | SP15 | SDG1 | 1969-01-01 |  |  | 15 | A
18104 | Non-Participating | No | No | KEARNY_7_KY3D | Kearny KY3D | 18 | SDGE | DYNEGY | PEAKER | COMBUSTION TURBINE | NATURAL GAS | SP15 | SDG1 | 1969-01-01 |  |  | 15 | A
97800 | Participating Unit | No | No | KIRKER_7_KELCYN | KELLER CANYON LANDFILL GEN FACILITY | 3.56 | PGAE | Ameresco Keller Canyon, LLC | BIOMASS | RECIPROCATING ENGINE | LANDFILL GAS | NP15 | NCP1 | 2009-08-01 |  |  | 3.8 | A
18700 | Participating Unit | No | No | KRNCNY_6_UNIT | KERN CANYON | 11.5 | PGAE | PG&E | HYDRO | HYDRO | WATER | ZP26 | PGE4 | 1921-01-01 |  |  | 11.5 | A
52700 | Participating Unit | No | No | KERNFT_1_UNITS | KERN FRONT LIMITED | 52.4 | PGAE | KERN FRONT LIMITED | COGENERATION | COMBUSTION TURBINE | NATURAL GAS | ZP26 | PGE4 | 1989-01-07 | No longer QF as of 7/14/2015 |  | 60 | A
52800 | Participating Unit | Yes | No | RIOBRV_6_UNIT 1 | KERN HYDRO (OLCESE) (aka RIO BRAVO HYDRO) | 18.4 | PGAE | Pacific Gas & Electric Company | HYDRO | HYDRO | WATER | ZP26 | PGE4 | 1989-05-18 | PGE QF 25H073 |  | 18.4 | A
52901 | Participating Unit | No | No | OMAR_2_UNIT 1 | KERN RIVER COGENERATION UNIT 1 | 78 | SCE | Chevron Power Holdings, Inc. | COGENERATION | COMBUSTION TURBINE | NATURAL GAS | SP15 | SCE1 | 1985-05-01 |  |  | 85 | A
52902 | Participating Unit | No | No | OMAR_2_UNIT 2 | KERN RIVER COGENERATION UNIT 2 | 78.11 | SCE | Chevron Power Holdings, Inc. | COGENERATION | COMBUSTION TURBINE | NATURAL GAS | SP15 | SCE1 | 1985-05-01 |  |  | 85 | A
52903 | Participating Unit | No | No | OMAR_2_UNIT 3 | KERN RIVER COGENERATION UNIT 3 | 81.41 | SCE | Chevron Power Holdings, Inc. | COGENERATION | COMBUSTION TURBINE | NATURAL GAS | SP15 | SCE1 | 1985-05-01 |  |  | 85 | A
52904 | Participating Unit | No | No | OMAR_2_UNIT 4 | KERN RIVER COGENERATION UNIT 4 | 81.44 | SCE | Chevron Power Holdings, Inc. | COGENERATION | COMBUSTION TURBINE | NATURAL GAS | SP15 | SCE1 | 1985-05-01 |  |  | 85 | A
18800 | Participating Unit | No | Yes | KERRGN_1_UNIT 1 | KERN RIVER PH 1 (AGGREGATE) | 25.6 | SCE | SCE | HYDRO | HYDRO | WATER | SP15 | SCE1 | 1907-01-01 |  |  | 25.6 | A
18801 | Non-Participating | No | No |  | Kern River PH 1 Unit 1 |  | SCE | SCE | HYDRO | HYDRO | WATER | SP15 | SCE1 | 1907-01-01 |  |  | 6.4 | A
18804 | Non-Participating | No | No |  | Kern River PH 1 Unit 4 |  | SCE | SCE | HYDRO | HYDRO | WATER | SP15 | SCE1 | 1921-01-01 |  |  | 6.4 | A
18803 | Non-Participating | No | No |  | Kern River PH 1 Unit 3 |  | SCE | SCE | HYDRO | HYDRO | WATER | SP15 | SCE1 | 1921-01-01 |  |  | 6.4 | A
18802 | Non-Participating | No | No |  | Kern River PH 1 Unit 2 |  | SCE | SCE | HYDRO | HYDRO | WATER | SP15 | SCE1 | 1921-01-01 |  |  | 6.4 | A
18900 | Participating Unit | No | Yes | VESTAL_2_KERN | KERN RIVER PH 3 (AGGREGATE) | 36.8 | SCE | SCE | HYDRO | HYDRO | WATER | SP15 | SCE1 | 1907-01-01 |  |  | 36.8 | A
18901 | Non-Participating | No | No | VESTAL_6_KERNU1 | Kern River PH 3 Unit 1 | 20.5 | SCE | SCE | HYDRO | HYDRO | WATER | SP15 | SCE1 | 1907-01-01 |  |  | 18.4 | A
18902 | Non-Participating | No | No | VESTAL_6_KERNU2 | Kern River PH 3 Unit 2 | 19.7 | SCE | SCE | HYDRO | HYDRO | WATER | SP15 | SCE1 | 1921-01-01 |  |  | 18.4 | A
19000 | Participating Unit | No | Yes | KILARC_2_UNIT 1 | KILARC | 3.2 | PGAE | PG&E | HYDRO | HYDRO | WATER | NP15 | PGE3 | 1904-01-01 |  |  | 3.2 | A
19002 | Non-Participating | No | No |  | Kilarc 2 |  | PGAE | PG&E | HYDRO | HYDRO | WATER | NP15 | PGE3 | 1904-01-01 |  |  | 1.6 | A
19001 | Non-Participating | No | No |  | Kilarc 1 |  | PGAE | PG&E | HYDRO | HYDRO | WATER | NP15 | PGE3 | 1904-01-01 |  |  | 1.6 | A
92600 | Participating Unit | No | No | CRSTWD_6_KUMYAY | KUMEYAAY WIND FARM | 50 | SDGE | Kumeyaay Wind LLC | WIND | WIND | WIND | SP15 | SDG1 | 2005-12-21 |  |  | 50 | A
121600 | Participating Unit | Yes | No | LEPRFD_1_KANSAS | Kansas | 20 | PGAE | RE Kansas, LLC | SOLAR | PHOTO VOLTAIC | SUN | NP15 | PGE3 | 2014-12-18 |  |  | 20 | A
126400 | Participating Unit | No | No | GARNET_2_WIND2 | Karen Avenue Wind Farm | 11.7 | SCE | Energy Development & Construction Corp. | WIND | WIND | WIND | SP15 | SCE1 | 2015-08-01 |  |  | 11.7 | A
17800 | Participating Unit | No | No | RECTOR_2_KAWH 1 | Kaweah PH 1 Unit 1 | 2.25 | SCE | SCE | HYDRO | HYDRO | WATER | SP15 | SCE1 | 1929-01-01 |  |  | 2.25 | A
70200 | Participating Unit | Yes | No | KEKAWK_6_UNIT | Kekawaka Creek Hydroelectic Facility | 5.5 | PGAE | STS HydroPower, Ltd | HYDRO | HYDRO | WATER | NP15 | PGE1 | 1989-12-27 | QF Conversion completed 3/3/2015. Formerly PGE QF 13H039. |  | 5.5 | A
18200 | Participating Unit | No | No | KELYRG_6_UNIT | Kelly Ridge PH | 11 | PGAE | OWID | HYDRO | HYDRO | WATER | NP15 | PGE3 | 1963-01-01 |  | SF Feather River | 11 | A
121700 | Participating Unit | Yes | No | KNTSTH_6_SOLAR | Kent South | 20 | PGAE | RE Kent South, LLC | SOLAR | PHOTO VOLTAIC | SUN | NP15 | PGE3 | 2014-12-24 |  |  | 20 | A
18300 | Participating Unit | No | No | KERKH1_7_UNIT 1 | Kerckhoff PH 1 Unit #1 | 13 | PGAE | PG&E | HYDRO | HYDRO | WATER | NP15 | PGE3 | 1920-01-01 |  | San Joaquin River | 13 | A
18500 | Participating Unit | No | No | KERKH1_7_UNIT 3 | Kerckhoff PH 1 Unit #3 | 12.8 | PGAE | PG&E | HYDRO | HYDRO | WATER | NP15 | PGE3 | 1920-01-01 |  | San Joaquin River | 12.8 | A
18600 | Participating Unit | No | No | KERKH2_7_UNIT 1 | Kerckhoff PH 2 Unit #1 | 153.9 | PGAE | PG&E | HYDRO | HYDRO | WATER | NP15 | PGE3 | 1983-01-01 |  | San Joaquin River | 153.9 | A
116300 | Participating Unit | No | No | LOCKFD_1_KSOLAR | Kettleman Solar | 1 | PGAE | Kettleman Solar LLC | SOLAR | PHOTO VOLTAIC | SUN | NP15 | PGE2 | 2014-03-14 |  |  | 1 | A
19100 | Participating Unit | No | No | KNGCTY_6_UNITA1 | King City Energy Center | 44.6 | PGAE | CALPINE | PEAKER | COMBUSTION TURBINE | NATURAL GAS | NP15 | PGE3 | 2002-01-14 |  |  | 49.9 | A
134800 | Participating Unit | No | No | KNGBRD_2_SOLAR1 | Kingbird Solar A | 20 | SCE | Kingbird Solar A, LLC | SOLAR | PHOTO VOLTAIC | SUN | SP15 | SCE1 | 2016-04-30 |  |  | 20 | A
134900 | Participating Unit | No | No | KNGBRD_2_SOLAR2 | Kingbird Solar B | 20 | SCE | Kingbird Solar B, LLC | SOLAR | PHOTO VOLTAIC | SUN | SP15 | SCE1 | 2016-04-30 |  |  | 20 | A
19200 | Participating Unit | No | No | KINGRV_7_UNIT 1 | Kings River Unit 1 | 51.2 | PGAE | PG&E | HYDRO | HYDRO | WATER | NP15 | PGE3 | 1962-01-01 |  | Kings River | 51.2 | A
114300 | Participating Unit | No | No | KNGBRG_1_KBSLR1 | Kingsburg 1 | 1.5 | PGAE | Tulare PV II, LLC | SOLAR | PHOTO VOLTAIC | SUN | NP15 | PGE2 | 2013-12-06 |  |  | 1.5 | A
114400 | Participating Unit | No | No | KNGBRG_1_KBSLR2 | Kingsburg 2 | 1.5 | PGAE | Tulare PV II, LLC | SOLAR | PHOTO VOLTAIC | SUN | NP15 | PGE2 | 2013-12-06 |  |  | 1.5 | A
125300 | Participating Unit | No | No | PADUA_2_SOLAR1 | Kona Solar - Rancho DC #1 | 1.75 | SCE | Kona Solar, LLC | SOLAR | PHOTO VOLTAIC | SUN | SP15 | SCE1 | 2015-06-02 |  |  |  | A
82000 | Participating Unit | No | No | LAPLMA_2_UNIT 1 | LA PALOMA UNIT 1 | 259.8 | PGAE | La Paloma Generating Company | THERMAL | COMBINED CYCLE | NATURAL GAS | ZP26 | PGE4 | 2003-01-10 |  |  | 255.6 | A
82400 | Participating Unit | No | No | LAPLMA_2_UNIT 2 | LA PALOMA UNIT 2 | 260.2 | PGAE | La Paloma Generating Company | THERMAL | COMBINED CYCLE | NATURAL GAS | ZP26 | PGE4 | 2003-03-05 |  |  | 255.6 | A
82100 | Participating Unit | No | No | LAPLMA_2_UNIT 3 | LA PALOMA UNIT 3 | 256.15 | PGAE | La Paloma Generating Company | THERMAL | COMBINED CYCLE | NATURAL GAS | ZP26 | PGE4 | 2003-01-13 |  |  | 255.6 | A
82500 | Participating Unit | No | No | LAPLMA_2_UNIT 4 | LA PALOMA UNIT 4 | 259.54 | PGAE | La Paloma Generating Company | THERMAL | COMBINED CYCLE | NATURAL GAS | ZP26 | PGE4 | 2003-03-05 |  |  | 255.6 | A
53400 | Participating Unit | Yes | Yes | LAGBEL_6_QF | LAGUNA BELLE AREA LUMPED UNITS | 17.5 | SCE | VARIOUS | VARIOUS |  | LANDFILL GAS | SP15 | SCE1 | 1993-01-01 |  |  | 17.41 | A
53401 | Non-Participating | Yes | No |  | ANDERSON LITHOGRAPH COMPANY |  | SCE | 2475 | COGENERATION |  |  | SP15 | SCE1 | 1995-07-19 |  |  | 2.75 | A
53403 | Non-Participating | Yes | No |  | METAL SURFACES, INC. |  | SCE | 2441 | COGENERATION |  |  | SP15 | SCE1 | 1993-06-09 |  |  | 0.35 | A
53402 | Non-Participating | Yes | No |  | COMMERCE REFUSE TO ENERGY/CITY OF COM. |  | SCE | 1026 | BIOMASS |  |  | SP15 | SCE1 | 1986-11-13 |  |  | 10.5 | A
58703 | Participating Unit | No | No | MIRLOM_7_MWDLKM | LAKE MATHEWS HYDRO RECOVERY PLANT | 5 | SCE | Metropolitan Water District | HYDRO | HYDRO | WATER | SP15 | SCE1 | 1980-01-01 |  |  | 4.9 | A
82200 | Participating Unit | No | No | LMBEPK_2_UNITA1 | LAMBIE ENERGY CENTER | 48 | PGAE | Lambie Energy Center LLC (Calpine) | PEAKER | COMBUSTION TURBINE | NATURAL GAS | NP15 | PGE3 | 2003-01-06 |  |  | 49.9 | A
92200 | Participating Unit | Yes | Yes | LASSEN_6_UNITS | LASSEN AREA QF AGGREGATION | 32 | PGAE | Various | THERMAL | STEAM | WOOD WASTE | NP15 | PGE3 | 2005-12-01 | ~98% of capacity from wood waste and the remainder from geothermal. |  | 32 | A
34800 | Non-Participating | Yes | No |  | AMEDEE GEOTHERMAL VENTURE 1 PURPA |  | PGAE | 10G012 | GEOTHERMAL | STEAM | GEOTHERMAL | NP15 | LMD1 | 1988-09-11 |  |  | 0.69 | A
50600 | Non-Participating | Yes | No |  | Honey Lake Power |  | PGAE | 10P005 | BIOMASS | STEAM | WOOD WASTE | NP15 | LMD1 | 1989-07-26 |  |  | 32 | A
70609 | Participating Unit | Yes | No | BUCKCK_2_HYDRO | LASSEN STATION HYDRO | 0.99 | PGAE | Lassen Station Hydroelectric, LP | HYDRO | HYDRO | WATER | NP15 | PGE3 | 1986-05-22 | Formerly PGE QF 10H002 |  | 0.99 | A
19500 | Participating Unit | No | Yes | CLRKRD_6_LIMESD | LIME SADDLE | 2 | PGAE | PG&E | HYDRO | HYDRO | WATER | NP15 | PGE3 | 1906-01-01 |  | West Branch Feather River | 2 | A
19502 | Non-Participating | No | No |  | Lime Saddle 2 |  | PGAE | PG&E | HYDRO | HYDRO | WATER | NP15 | PGE3 | 1906-01-01 |  |  | 1 | A
19501 | Non-Participating | No | No |  | Lime Saddle 1 |  | PGAE | PG&E | HYDRO | HYDRO | WATER | NP15 | PGE3 | 1906-01-01 |  |  | 1 | A
19600 | Participating Unit | Yes | No | PLSNTG_7_LNCLND | LINCOLN LANDFILL POWER PLANT | 4.98 | PGAE | Energy 2001, Inc. | BIOMASS | RECIPROCATING ENGINE | LANDFILL GAS | NP15 | PGE3 | 1985-01-01 |  |  | 1.6 | A
53800 | Participating Unit | Yes | No | LIVOAK_1_UNIT 1 | LIVE OAK LIMITED | 47.49 | PGAE | Live Oak Limited | COGENERATION | COMBUSTION TURBINE | NATURAL GAS | ZP26 | PGE4 | 1991-03-16 |  |  | 58.48 | A
19700 | Participating Unit | No | No | LODI25_2_UNIT 1 | LODI GAS TURBINE | 25.3 | PGAE | NCPA (MSS Agreement - S14) | PEAKER | COMBUSTION TURBINE | NATURAL GAS | NP15 | NCP1 | 1986-01-01 |  |  | 25.4 | A
82700 | Participating Unit | No | Yes | LECEF_1_UNITS | LOS ESTEROS ENERGY FACILITY (AGGREGATE) | 294 | PGAE | Calpine | PEAKER | COMBUSTION TURBINE | NATURAL GAS | NP15 | PGE3 | 2013-07-31 |  |  | 319.6 | A
82701 | Non-Participating | Yes | No | LECEF_1_CGT 1 | LOS ESTEROS ENERGY FACILITY UNIT 1 | 49.9 | PGAE | Calpine | PEAKER | COMBUSTION TURBINE | NATURAL GAS | NP15 | PGE3 | 2003-03-07 |  |  | 49.9 | A
82702 | Non-Participating | Yes | No | LECEF_1_CGT 2 | LOS ESTEROS ENERGY FACILITY UNIT 2 | 49.9 | PGAE | Calpine | PEAKER | COMBUSTION TURBINE | NATURAL GAS | NP15 | PGE3 | 2003-03-07 |  |  | 49.9 | A
82703 | Non-Participating | Yes | No | LECEF_1_CGT 3 | LOS ESTEROS ENERGY FACILITY UNIT 3 | 49.9 | PGAE | Calpine | PEAKER | COMBUSTION TURBINE | NATURAL GAS | NP15 | PGE3 | 2003-03-07 |  |  | 49.9 | A
82704 | Non-Participating | Yes | No | LECEF_1_CGT 4 | LOS ESTEROS ENERGY FACILITY UNIT 4 | 49.9 | PGAE | Calpine | PEAKER | COMBUSTION TURBINE | NATURAL GAS | NP15 | PGE3 | 2003-03-07 |  |  | 49.9 | A
82705 | Non-Participating | No | No | LECEF_1_STG1 | LOS ESTEROS ENERGY FACILITY STG | 120 | PGAE | Calpine | THERMAL | STEAM | HEAT RECOVERY | NP15 | PGE3 | 2013-07-31 |  |  | 120 | A
20100 | Participating Unit | No | Yes | LMEC_1_PL1X3 | LOS MEDANOS ENERGY CENTER (AGGREGATE) | 561.29 | PGAE | Calpine | THERMAL | COMBINED CYCLE | NATURAL GAS | NP15 | PGE3 | 2001-06-09 |  |  | 519.99 | A
20101 | Non-Participating | Yes | No | LMEC_1_CTG1 | Los Medanos CT Unit 1 | 177 | PGAE | Calpine | THERMAL | COMBUSTION TURBINE | NATURAL GAS | NP15 | PGE3 | 2001-06-09 |  |  | 169.9 | A
20102 | Non-Participating | Yes | No | LMEC_1_CTG2 | Los Medanos CT Unit 2 | 177 | PGAE | Calpine | THERMAL | COMBUSTION TURBINE | NATURAL GAS | NP15 | PGE3 | 2001-06-09 |  |  | 169.9 | A
20103 | Non-Participating | Yes | No | LMEC_1_STG | Los Medanos ST Unit 3 | 243 | PGAE | Calpine | THERMAL | STEAM | HEAT RECOVERY | NP15 | PGE3 | 2001-06-09 |  |  | 180.19 | A
93700 | Participating Unit | Yes | Yes | LOWGAP_7_QFUNTS | LOW GAP QF AGGREGATION | 2 | PGAE | Pacific Gas & Electric Company | HYDRO | HYDRO | WATER | NP15 | PGE3 | 2007-03-01 |  |  | 2 | A
50900 | Non-Participating | Yes | No |  | HUMBOLDT BAY MWD | 2.2 | PGAE | 19H051 | HYDRO | HYDRO | WATER | NP15 | PGE1 | 1983-04-10 | Included in LOWGAP QF aggregation 3/1/2007 |  | 2 | A
20300 | Participating Unit | No | Yes | CONTRL_1_LUNDY | LUNDY HYDRO PLANT (AGGREGATE) | 3 | SCE | SCE | HYDRO | HYDRO | WATER | SP15 | SCE1 | 1911-01-01 |  |  | 3 | A
20302 | Non-Participating | No | No |  | Lundy Hydro Unit 2 |  | SCE | SCE | HYDRO | HYDRO | WATER | SP15 | SCE1 | 1912-01-01 |  |  | 1.5 | A
20301 | Non-Participating | No | No |  | Lundy Hydro Unit 1 |  | SCE | SCE | HYDRO | HYDRO | WATER | SP15 | SCE1 | 1911-01-01 |  |  | 1.5 | A
54100 | Participating Unit | Yes | Yes | KRAMER_1_SEGS37 | LUZ SOLAR PARTNERS 3-7 AGGREGATE | 175 | SCE | VARIOUS | SOLAR | STEAM | SUN | SP15 | SCE1 | 1986-01-01 |  |  | 150 | A
54101 | Non-Participating | Yes | No |  | LUZ SOLAR PARTNERS LTD. 3 |  | SCE | 5017 | SOLAR | STEAM | SUN | SP15 | SCE1 | 1986-12-18 |  |  | 30 | A
54102 | Non-Participating | Yes | No |  | LUZ SOLAR PARTNERS LTD. 4 |  | SCE | 5018 | SOLAR | STEAM | SUN | SP15 | SCE1 | 1986-12-23 |  |  | 30 | A
54105 | Non-Participating | Yes | No |  | LUZ SOLAR PARTNERS LTD. 7 |  | SCE | 5021 | SOLAR | STEAM | SUN | SP15 | SCE1 | 1988-12-29 |  |  | 30 | A
54104 | Non-Participating | Yes | No |  | LUZ SOLAR PARTNERS LTD. 6 |  | SCE | 5020 | SOLAR | STEAM | SUN | SP15 | SCE1 | 1988-12-25 |  |  | 30 | A
54103 | Non-Participating | Yes | No |  | LUZ SOLAR PARTNERS LTD. 5 |  | SCE | 5019 | SOLAR | STEAM | SUN | SP15 | SCE1 | 1987-09-29 |  |  | 30 | A
54200 | Participating Unit | Yes | Yes | KRAMER_2_SEGS89 | LUZ SOLAR PARTNERS 8-9 AGGREGATE | 184 | SCE | VARIOUS | SOLAR | STEAM | SUN | SP15 | SCE1 | 1986-01-01 |  |  | 160 | A
54201 | Non-Participating | Yes | No | KRAMER_2_SEGS 8 | Luz Solar Partners Ltd. VIII | 92 | SCE | 5050 | SOLAR | STEAM | SUN | SP15 | SCE1 | 1989-12-29 |  |  | 80 | A
54202 | Non-Participating | Yes | No | KRAMER_2_SEGS 9 | Luz Solar Partners Ltd. IX | 92 | SCE | 5051 | SOLAR | STEAM | SUN | SP15 | SCE1 | 1990-10-11 |  |  | 80 | A
102300 | Participating Unit | No | No | LAKHDG_6_UNIT 1 | Lake Hodges Pump Station 1 - Unit 1 | 20 | SDGE | San Diego County Water Authority | HYDRO | PUMPED STORAGE | WATER | SP15 | SDG1 | 2011-09-08 |  |  | 20 | A
105500 | Participating Unit | No | No | LAKHDG_6_UNIT 2 | Lake Hodges Pumped Storage-Unit2 | 20.15 | SDGE | San Diego County Water Authority | HYDRO | PUMPED STORAGE | WATER | SP15 | SDG1 | 2012-08-27 |  |  | 20 | A
94400 | Participating Unit | No | Yes | UKIAH_7_LAKEMN | Lake Mendocino Hydro | 3.5 | PGAE | NCPA (MSS Agreement - S14) | HYDRO | HYDRO | WATER | NP15 | NCP1 | 2007-07-02 |  | Russian River | 3.5 | A
94401 | Non-Participating | No | No |  | Lake Mendocino Unit 1 |  | PGAE | NCPA (MSS Agreement - S14) | HYDRO | HYDRO | WATER | NP15 | NCP1 | 2007-07-02 |  | Russian River | 1 | A
94402 | Non-Participating | No | No |  | Lake Mendocino Unit 2 |  | PGAE | NCPA (MSS Agreement - S14) | HYDRO | HYDRO | WATER | NP15 | NCP1 | 2007-07-02 |  | Russian River | 2.5 | A
133700 | Participating Unit | No | No | LNCSTR_6_CREST | Lanacaster Aggregate Solar Resources | 5.5 | SCE | Southern California Edison Company | SOLAR | PHOTO VOLTAIC | SUN | SP15 | SCE1 | 2015-09-09 |  |  | 5.5 | A
19300 | Participating Unit | No | No | LARKSP_6_UNIT 1 | Larkspur 1 | 46.1 | SDGE | Wildflower Energy | PEAKER | COMBUSTION TURBINE | NATURAL GAS | SP15 | SDG1 | 2001-09-13 |  |  | 45 | A
19400 | Participating Unit | No | No | LARKSP_6_UNIT 2 | Larkspur 2 | 47.98 | SDGE | Wildflower Energy | PEAKER | COMBUSTION TURBINE | NATURAL GAS | SP15 | SDG1 | 2001-09-13 |  |  | 45 | A
131700 | Participating Unit | No | No | HENRTA_6_SOLAR1 | Lemoore 1 | 1.5 | PGAE | Lemoore PV 1 LLC | SOLAR | PHOTO VOLTAIC | SUN | NP15 | PGE3 | 2016-01-29 |  |  | 1.5 | A
29500 | Participating Unit | Yes | No | SPI LI_2_UNIT 1 | Lincoln Biomass | 17.2 | PGAE | Sierra Pacific Industries | BIOMASS | STEAM | WOOD WASTE | NP15 | PGE3 | 1986-06-03 | Formerly QF 12C008 |  | 19.2 | A
122400 | Participating Unit | No | No | LITLRK_6_SOLAR1 | Little Rock C | 5 | SCE | Lancaster Little Rock C, LLC | SOLAR | PHOTO VOLTAIC | SUN | SP15 | SCE1 | 2015-01-17 |  |  | 5 | A
132300 | Participating Unit | No | No | LITLRK_6_SOLAR4 | Little Rock Pham Solar | 3 | SCE | West Hills Construction, Inc. | SOLAR | PHOTO VOLTAIC | SUN | SP15 | SCE1 | 2016-03-22 |  |  | 3 | A
110400 | Participating Unit | No | Yes | LODIEC_2_PL1X2 | Lodi Energy Center | 302.58 | PGAE | NCPA | THERMAL | COMBINED CYCLE | NATURAL GAS | NP15 | PGE2 | 2012-11-27 |  |  | 284 | A
110401 | Non-Participating | No | No | LODIEC_2_CTG | Lodi Energy Center | 220 | PGAE | NCPA | THERMAL | COMBUSTION TURBINE | NATURAL GAS | NP15 | PGE2 | 2012-11-27 |  |  |  | A
110402 | Non-Participating | No | No | LODIEC_2_STG | Lodi Energy Center | 116.9 | PGAE | NCPA | THERMAL | STEAM | NATURAL GAS | NP15 | PGE2 | 2012-11-27 |  |  |  | A
19800 | Participating Unit | No | No | STIGCT_2_LODI | Lodi Steam Injected Gas Turbine | 49.9 | PGAE | NCPA (MSS Agreement - S14) | PEAKER | COMBUSTION TURBINE | NATURAL GAS | NP15 | NCP1 | 1996-01-01 |  |  | 51.2 | A
120400 | Participating Unit | No | No | VICTOR_1_LVSLR1 | Lone Valley Solar Park 1 | 10 | SCE | Lone Valley Solar Park I LLC | SOLAR | PHOTO VOLTAIC | SUN | SP15 | SCE1 | 2014-11-19 |  |  | 10 | A
120800 | Participating Unit | No | No | VICTOR_1_LVSLR2 | Lone Valley Solar Park 2 | 20 | SCE | Lone Valley Solar Park II LLC | SOLAR | PHOTO VOLTAIC | SUN | SP15 | SCE1 | 2014-11-22 |  |  | 20 | A
95000 | Participating Unit | No | No | HINSON_6_LBECH1 | Long Beach - Unit 1 | 65 | SCE | Long Beach Generation LLC | PEAKER | COMBUSTION TURBINE | NATURAL GAS | SP15 | SCE1 | 2007-08-01 |  |  | 70 | A
95100 | Participating Unit | No | No | HINSON_6_LBECH2 | Long Beach - Unit 2 | 65 | SCE | Long Beach Generation LLC | PEAKER | COMBUSTION TURBINE | NATURAL GAS | SP15 | SCE1 | 2007-08-01 |  |  | 70 | A
95200 | Participating Unit | No | No | HINSON_6_LBECH3 | Long Beach - Unit 3 | 65 | SCE | Long Beach Generation LLC | PEAKER | COMBUSTION TURBINE | NATURAL GAS | SP15 | SCE1 | 2007-08-01 |  |  | 70 | A
95300 | Participating Unit | No | No | HINSON_6_LBECH4 | Long Beach - Unit 4 | 65 | SCE | Long Beach Generation LLC | PEAKER | COMBUSTION TURBINE | NATURAL GAS | SP15 | SCE1 | 2007-08-01 |  |  | 70 | A
138500 | Participating Unit | No | No | TORTLA_1_SOLAR | Longboat Solar | 20 | SCE | Longboat Solar, LLC | SOLAR | PHOTO VOLTAIC | SUN | SP15 | SCE1 | 2016-12-16 |  |  | 20 | A
130400 | Participating Unit | No | No | ELNIDS_2_DODPEV | Los Angeles Air Force Base | 0.5 | SCE | United States Air Force | STORAGE | BATTERY | LESR | SP15 | SCE1 | 2015-12-18 |  |  | 0.53 | A
98700 | Participating Unit | No | No | HATLOS_6_LSCRK | Lost Creek 1 & 2 Hydro Conversion | 1.7 | PGAE | Snow Mountain Hydro, LLC. | HYDRO | HYDRO | WATER | NP15 | PGE3 | 1989-06-15 |  |  | 1.7 | A
123700 | Participating Unit | No | No | LHILLS_6_SOLAR1 | Lost Hills Solar | 20 | PGAE | Lost Hills Solar, LLC | SOLAR | PHOTO VOLTAIC | SUN | NP15 | PGE3 | 2015-04-02 |  |  | 20.46 | A
54900 | Participating Unit | Yes | No | MALCHQ_7_UNIT 1 | MALACHA HYDRO L.P. | 32.5 | PGAE | Pacific Gas & Electric Company | HYDRO | HYDRO | WATER | NP15 | PGE3 | 1988-12-07 | PGE QF 13H047 |  | 32.5 | A
127900 | Participating Unit | No | No | MALIN_5_BPADYN | MALIN_5_BPADYN | 250 | PGAE | Bonneville Power Administration | DYNAMIC SCHEDULED | SYSTEM UNIT | VARIOUS | NP15 | PGE3 |  |  |  | 250 | C
55300 | Participating Unit | Yes | Yes | MCCALL_1_QF | MCCALL AREA LUMPED QF UNITS | 2.5 | PGAE | VARIOUS | HYDRO | HYDRO | WATER | NP15 | PGE3 | 1990-01-01 |  |  | 1.45 | A
55301 | Non-Participating | Yes | No |  | KINGS RIVER HYDRO CO. |  | PGAE | 25H150 | HYDRO | HYDRO | WATER | NP15 | PGE3 | 1990-08-19 |  |  | 1 | A
55302 | Non-Participating | Yes | No |  | ORANGE COVE IRRIGATION DIST. |  | PGAE | 25H149 | HYDRO | HYDRO | WATER | NP15 | PGE3 | 1990-08-23 |  |  | 0.45 | A
55400 | Participating Unit | Yes | No | MKTRCK_1_UNIT 1 | MCKITTRICK LIMITED | 47.49 | PGAE | MCKITTRICK LIMITED | COGENERATION | COMBUSTION TURBINE | NATURAL GAS | ZP26 | PGE4 | 1991-10-16 |  |  | 58.48 | A
56000 | Participating Unit | Yes | No | MENBIO_6_UNIT | MENDOTA BIOMASS POWER | 25 | PGAE | Covanta Mendota, L.P. | BIOMASS | STEAM | AGRICULTURAL WASTE | NP15 | PGE3 | 1989-06-29 |  |  | 28.01 | A
56300 | Participating Unit | Yes | Yes | MESAP_1_QF | MESA AREA LUMPED QF UNITS | 1 | PGAE | VARIOUS | HYDRO | HYDRO | WATER | ZP26 | PGE4 |  |  |  | 1 | A
56301 | Non-Participating | Yes | No |  | City of San Luis Obispo - highly inactive |  | PGAE | 18H054 | HYDRO | HYDRO | WATER | ZP26 | PGE4 |  |  |  | 0.78 | A
56500 | Participating Unit | Yes | Yes | MESAS_2_QF | MESA SOUTH AREA LUMPED UNITS | 2.9 | SCE | VARIOUS | VARIOUS |  | LANDFILL GAS | SP15 | SCE1 | 1983-01-01 |  |  | 2.9 | A
56501 | Non-Participating | Yes | No |  | COGENIC ENERGY SYSTEMS (CAL LUTHERAN) |  | SCE | 2265 | COGENERATION |  |  | SP15 | SCE1 | 1988-05-10 |  |  | 0.1 | A
56505 | Non-Participating | Yes | No |  | SAN MARINO HIGH SCHOOL |  | SCE | 2062 | COGENERATION |  |  | SP15 | SCE1 |  |  |  | 0.06 | A
56503 | Non-Participating | Yes | No |  | L.A. COUNTY SANITATION DIST. CSD 2610 |  | SCE | 1009 | BIOMASS |  |  | SP15 | SCE1 | 1983-11-22 |  |  | 2.55 | A
56600 | Participating Unit | Yes | Yes | METCLF_1_QF | METCALF AREA LUMPED QF UNITS | 1.25 | PGAE | VARIOUS | HYDRO | HYDRO | WATER | NP15 | PGE3 |  |  |  | 0.8 | A
56601 | Non-Participating | Yes | No |  | SANTA CLARA VALLEY WATER DIST. |  | PGAE | 08H013 | HYDRO | HYDRO | WATER | NP15 | PGE3 | 1988-12-01 |  |  | 0.8 | A
91800 | Participating Unit | No | Yes | METEC_2_PL1X3 | METCALF ENERGY CENTER | 593.16 | PGAE | Calpine | THERMAL | COMBINED CYCLE | NATURAL GAS | NP15 | PGE3 | 2005-05-27 |  |  | 617 | A
91801 | Non-Participating | No | No | METEC_7_CTG1 | METCALF ENERGY CENTER CTG UNIT 1 | 193 | PGAE | Calpine | THERMAL | COMBUSTION TURBINE | NATURAL GAS | NP15 | PGE3 | 2005-05-27 |  |  | 193 | A
91802 | Non-Participating | No | No | METEC_7_CTG2 | METCALF ENERGY CENTER CTG UNIT 2 | 193 | PGAE | Calpine | THERMAL | COMBUSTION TURBINE | NATURAL GAS | NP15 | PGE3 | 2005-05-27 |  |  | 193 | A
91803 | Non-Participating | No | No | METEC_7_STG3 | METCALF ENERGY CENTER STG UNIT 3 | 231 | PGAE | Calpine | THERMAL | STEAM | HEAT RECOVERY | NP15 | PGE3 | 2005-05-27 |  |  | 231 | A
82900 | Participating Unit | No | Yes | ETIWND_7_MIDVLY | MID VALLEY LANDFILL PROJECT (AGGREGATE) | 2.1 | SCE | MN Mid Valley Genco, LLC | BIOMASS | RECIPROCATING ENGINE | LANDFILL GAS | SP15 | SCE1 | 2003-04-21 |  |  | 2.5 | A
82902 | Non-Participating | No | No |  | MID VALLEY LANDFILL PROJECT UNIT 2 |  | SCE | MN Mid Valley Genco, LLC | BIOMASS | RECIPROCATING ENGINE | LANDFILL GAS | SP15 | SCE1 | 2003-04-21 |  |  | 1.25 | A
82901 | Non-Participating | No | No |  | MID VALLEY LANDFILL PROJECT UNIT 1 |  | SCE | MN Mid Valley Genco, LLC | BIOMASS | RECIPROCATING ENGINE | LANDFILL GAS | SP15 | SCE1 | 2003-04-21 |  |  | 1.25 | A
21200 | Participating Unit | No | Yes | MDFKRL_2_PROJCT | MIDDLE FORK-RALSTON PROJECT (AGGREGATE) | 218.39 | PGAE | PCWA | HYDRO | HYDRO | WATER | NP15 | PGE3 | 1966-01-01 |  | American River | 220.7 | A
21201 | Non-Participating | No | No | MIDFRK_7_UNIT 1 | Middle Fork 1 | 65.7 | PGAE | PCWA | HYDRO | HYDRO | WATER | NP15 | PGE3 | 1966-01-01 |  | American River | 65.7 | A
21202 | Non-Participating | No | No | MIDFRK_7_UNIT 2 | Middle Fork 2 | 69 | PGAE | PCWA | HYDRO | HYDRO | WATER | NP15 | PGE3 | 1966-01-01 |  | American River | 69 | A
21203 | Non-Participating | No | No | RALSTN_7_UNIT 1 | Ralston PH | 86 | PGAE | PCWA | HYDRO | HYDRO | WATER | NP15 | PGE3 | 1966-01-01 |  | American River | 86 | A
56800 | Participating Unit | Yes | No | MIDSET_1_UNIT 1 | MIDSET COGENERATION | 52.9 | PGAE | Chevron Power Holdings, Inc. | COGENERATION | COMBUSTION TURBINE | NATURAL GAS | ZP26 | PGE4 | 1989-03-16 | Was PGE QF 25C123 |  | 45 | A
51706 | Participating Unit | Yes | No | LOWGAP_1_SUPHR | MILL & SULPHUR CREEK (NORTH COAST) | 0.99 | PGAE | Mill & Sulphur Creek Power Plant, LP | HYDRO | HYDRO | WATER | NP15 | PGE3 | 1988-02-23 | Formerly PGE QF 19H006 |  | 1 | A
21500 | Participating Unit | No | Yes | SBERDO_6_MILLCK | MILL CREEK HYDRO PROJECT (AGGREGATE) | 3.93 | SCE | SCE | HYDRO | HYDRO | WATER | SP15 | SCE1 |  |  |  | 3.61 | A
21501 | Non-Participating | No | No |  | Mill Creek PH 1 Unit 1 |  | SCE | SCE | HYDRO | HYDRO | WATER | SP15 | SCE1 |  |  |  | 0.94 | A
21502 | Non-Participating | No | No |  | Mill Creek PH 2 Unit 1 |  | SCE | SCE | HYDRO | HYDRO | WATER | SP15 | SCE1 | 1904-01-01 | Non-Operational |  | 0 | A
21505 | Non-Participating | No | No |  | Mill Creek PH 3 Unit 5 |  | SCE | SCE | HYDRO | HYDRO | WATER | SP15 | SCE1 | 1904-01-01 |  |  | 0.89 | A
21504 | Non-Participating | No | No |  | Mill Creek PH 3 Unit 4 |  | SCE | SCE | HYDRO | HYDRO | WATER | SP15 | SCE1 | 1904-01-01 |  |  | 0.89 | A
21503 | Non-Participating | No | No |  | Mill Creek PH 2 Unit 3 |  | SCE | SCE | HYDRO | HYDRO | WATER | SP15 | SCE1 | 1903-01-01 |  |  | 0.89 | A
84200 | Participating Unit | No | Yes | CHINO_7_MILIKN | MILLIKEN LANDFILL PROJECT (AGGREGATE) | 1.9 | SCE | MN Milliken Genco, LLC | BIOMASS | RECIPROCATING ENGINE | LANDFILL GAS | SP15 | SCE1 | 2003-07-17 |  |  | 2.5 | A
84202 | Non-Participating | No | No |  | MILLIKEN LANDFILL PROJECT UNIT 2 |  | SCE | MN Milliken Genco, LLC | BIOMASS | RECIPROCATING ENGINE | LANDFILL GAS | SP15 | SCE1 | 2003-07-17 |  |  | 1.25 | A
84201 | Non-Participating | No | No |  | MILLIKEN LANDFILL PROJECT UNIT 1 |  | SCE | MN Milliken Genco, LLC | BIOMASS | RECIPROCATING ENGINE | LANDFILL GAS | SP15 | SCE1 | 2003-07-17 |  |  | 1.25 | A
94100 | Participating Unit | Yes | Yes | MLPTAS_7_QFUNTS | MILPITAS QF AGGREGATION | 2.3 | PGAE |  | BIOMASS | STEAM | WOOD WASTE | NP15 | PGE3 |  | ~98% of capacity from wood waste, remaining capacity from natural gas. |  | 2.3 | A
59701 | Non-Participating | Yes | No |  | CITY OF MILPITAS |  | PGAE | 08C097 | COGENERATION | INTERNAL COMBUSTION | NATURAL GAS | NP15 | PGE3 | 1989-10-06 |  |  | 0.06 | A
58001 | Non-Participating | Yes | No |  | COVANTA POWER PACIFIC (SANTA CLARA) |  | PGAE | 08P008 | BIOMASS | STEAM | WOOD WASTE | NP15 | PGE3 | 1986-10-22 |  |  | 2.2 | A
92100 | Participating Unit | No | No | MRGT_6_MMAREF | MIRAMAR ENERGY FACILITY | 48 | SDGE | San Diego Gas & Electric | PEAKER | PEAKER | NATURAL GAS | SP15 | SDG1 | 2005-07-27 |  |  | 46.7 | A
21600 | Participating Unit | No | Yes | MRGT_7_UNITS | MIRAMAR GT PLANT (AGGREGATE) | 36 | SDGE | Cabrillo Power I, LLC | PEAKER | COMBUSTION TURBINE | NATURAL GAS | SP15 | SDG1 | 1972-01-01 |  |  | 36 | A
21601 | Non-Participating | No | No | MRGT_7_MR1A | Miramar GT 1A | 19.5 | SDGE | Cabrillo Power I, LLC | PEAKER | COMBUSTION TURBINE | NATURAL GAS | SP15 | SDG1 | 1972-01-01 |  |  | 18 | A
21602 | Non-Participating | No | No | MRGT_7_MR1B | Miramar GT 1B | 19.5 | SDGE | Cabrillo Power I, LLC | PEAKER | COMBUSTION TURBINE | NATURAL GAS | SP15 | SDG1 | 1972-01-01 |  |  | 18 | A
57300 | Participating Unit | Yes | No | MSHGTS_6_MMARLF | MIRAMAR LANDFILL | 5 | SDGE | MM San Diego, LLC (Formerly QFID 450) | BIOMASS | RECIPROCATING ENGINE | LANDFILL GAS | SP15 | SDG1 | 2003-05-21 |  |  | 6.5 | A
57400 | Participating Unit | Yes | Yes | MSSION_2_QF | MISSION AREA LUMPED UNITS | 50 | SDGE | VARIOUS | VARIOUS | VARIOUS | WATER | SP15 | SDG1 | 1980-01-01 |  |  | 19.03 | A
57404 | Non-Participating | Yes | No |  | BADGER FILTRATION PLANT |  | SDGE | 17 | HYDRO | HYDRO | WATER | SP15 | SDG1 | 1987-01-01 |  |  | 1.49 | A
57420 | Non-Participating | Yes | No |  | TRW PLANT |  | SDGE | 92 | COGENERATION |  | NATURAL GAS | SP15 | SDG1 | 1984-01-01 |  |  | 1.3 | A
57414 | Non-Participating | Yes | No |  | NRG ENERGY CENTER SAN DIEGO |  | SDGE | 208 | COGENERATION | RECIPROCATING ENGINE | NATURAL GAS | SP15 | SDG1 | 1984-01-01 |  |  | 1.6 | A
57418 | Non-Participating | Yes | No |  | SAN FRANCISCO PEAK HYDRO PLANT |  | SDGE | 119 | HYDRO | HYDRO | WATER | SP15 | SDG1 | 1985-01-01 |  |  | 0.35 | A
57408 | Non-Participating | Yes | No |  | GROSSMONT HOSPITAL |  | SDGE | 75 | COGENERATION | COMBUSTION TURBINE | NATURAL GAS | SP15 | SDG1 | 1984-01-01 |  |  | 1.54 | A
69100 | Non-Participating | Yes | No |  | SOLAR TURBINES, INC. |  | SDGE | 440 | PEAKER | COMBUSTION TURBINE | NATURAL GAS | SP15 | SDG1 | 1995-01-01 |  |  | 9.5 | A
53000 | Non-Participating | Yes | No |  | KYOCERA INTERNATIONAL, INC. |  | SDGE | 15147 | COGENERATION | RECIPROCATING ENGINE | NATURAL GAS | SP15 | SDG1 | 1988-01-01 |  |  | 5.29 | A
57500 | Participating Unit | Yes | Yes | MISSIX_1_QF | MISSIX AREA (SAB FRABCUSCI) LUMPED QF UNITS | 1 | PGAE | VARIOUS | COGENERATION |  | NATURAL GAS | NP15 | PGE2 | 1987-01-01 |  |  | 13 | A
57502 | Non-Participating | Yes | No |  | ARDEN WOOD BENEVOLENT ASSOC. |  | PGAE | 02C047 | COGENERATION |  | NATURAL GAS | NP15 | PGE2 | 1987-09-09 |  |  | 0.09 | A
57504 | Non-Participating | Yes | No |  | UNIVERSITY OF SAN FRANCISCO |  | PGAE | 02C003 | COGENERATION |  | NATURAL GAS | NP15 | PGE2 | 1987-06-01 |  |  | 1.5 | A
57503 | Non-Participating | Yes | No |  | NIHONMACHI TERRACE |  | PGAE | 02C058 | COGENERATION |  | NATURAL GAS | NP15 | PGE2 | 1992-06-01 |  |  | 0.08 | A
57501 | Non-Participating | Yes | No |  | 1080 CHESTNUT CORP. |  | PGAE | 02C048 | COGENERATION |  | NATURAL GAS | NP15 | PGE2 | 1988-03-23 |  |  | 0.06 | A
72703 | Non-Participating | Yes | No |  | UNIVERSITY OF CALIFORNA-SAN FRANCISCO MED CENTER UNIT 3 |  | PGAE | 02C071 | COGENERATION | STEAM | HEAT RECOVERY | NP15 | PGE3 | 1998-01-26 |  |  | 3.75 | A
72702 | Non-Participating | Yes | No |  | UNIVERSITY OF CALIFORNA-SAN FRANCISCO MED CENTER UNIT 2 |  | PGAE | 02C071 | COGENERATION | COMBUSTION TURBINE | NATURAL GAS | NP15 | PGE3 | 1998-01-26 |  |  | 4.75 | A
72701 | Non-Participating | Yes | No |  | UNIVERSITY OF CALIFORNA-SAN FRANCISCO MED CENTER UNIT 1 |  | PGAE | 02C071 | COGENERATION | COMBUSTION TURBINE | NATURAL GAS | NP15 | PGE3 | 1998-01-26 |  |  | 4.75 | A
68004 | Participating Unit | Yes | No | SAUGUS_7_LOPEZ | MM LOPEZ ENERGY, LLC | 6.1 | SCE | MM Lopez Energy LLC (formerly QFID 1105) | BIOMASS | INTERNAL COMBUSTION | LANDFILL GAS | SP15 | SCE1 | 1999-01-05 |  |  | 6.1 | A
64504 | Participating Unit | Yes | No | RECTOR_7_TULARE | MM TULARE ENERGY, LLC | 1.6 | SCE | MM TULARE ENERGY, LLC (formerly QF #1103) | BIOMASS | RECIPROCATING ENGINE | LANDFILL GAS | SP15 | SCE1 | 1998-05-08 | Converted to Participating generator on 12/11/2006. (Two units) |  | 1.63 | A
74001 | Participating Unit | Yes | No | WALNUT_7_WCOVCT | MM WEST COAST COVINA, LLC (BKK I) | 4.5 | SCE | MM WEST COAST COVINA, LLC (BKK I) - Formerly QF #1110 | BIOMASS | COMBUSTION TURBINE | LANDFILL GAS | SP15 | SCE1 | 1996-10-05 |  |  | 4.9 | A
74002 | Participating Unit | Yes | No | WALNUT_7_WCOVST | MM WEST COAST COVINA, LLC (BKK II) | 6.5 | SCE | MM WEST COAST COVINA, LLC (BKK II) - Formerly QF #1111 | BIOMASS | STEAM | LANDFILL GAS | SP15 | SCE1 | 1996-10-05 |  |  | 6.5 | A
57200 | Participating Unit | Yes | Yes | DAVIS_7_MNMETH | MM Yolo Power LLC | 4 | SCE | MM Yolo Power LLC | BIOMASS | INTERNAL COMBUSTION | LANDFILL GAS | SP15 | SCE1 | 1997-01-01 |  |  | 4.03 | A
57201 | Non-Participating | Yes | No |  | MM Yolo Power LLC Unit 1A |  | SCE | MM Yolo Power LLC | BIOGAS | INTERNAL COMBUSTION | LANDFILL GAS | SP15 | SCE1 | 1997-01-01 |  |  | 0.65 | A
57202 | Non-Participating | Yes | No |  | MM Yolo Power LLC Unit 2 |  | SCE | MM Yolo Power LLC | BIOGAS | INTERNAL COMBUSTION | LANDFILL GAS | SP15 | SCE1 | 1997-01-01 |  |  | 0.6 | A
57205 | Non-Participating | Yes | No |  | MM Yolo Power LLC Unit 5A |  | SCE | MM Yolo Power LLC | BIOGAS | INTERNAL COMBUSTION | LANDFILL GAS | SP15 | SCE1 | 1997-01-01 |  |  | 0.93 | A
57204 | Non-Participating | Yes | No |  | MM Yolo Power LLC Unit 4A |  | SCE | MM Yolo Power LLC | BIOGAS | INTERNAL COMBUSTION | LANDFILL GAS | SP15 | SCE1 | 1997-01-01 |  |  | 0.93 | A
57203 | Non-Participating | Yes | No |  | MM Yolo Power LLC Unit 3A |  | SCE | MM Yolo Power LLC | BIOGAS | INTERNAL COMBUSTION | LANDFILL GAS | SP15 | SCE1 | 1997-01-01 |  |  | 0.93 | A
21900 | Participating Unit | No | Yes | MOJAVE_1_SIPHON | MOJAVE SIPHON PH (AGGREGATE) | 12.58 | SCE | CDWR | HYDRO | HYDRO | WATER | SP15 | SCE1 | 1996-01-01 |  |  | 34.5 | A
21901 | Non-Participating | No | No | MOJAVE_1_UNIT 1 | Mojave Siphon Unit 1 | 7 | SCE | CDWR | HYDRO | HYDRO | WATER | SP15 | SCE1 | 1996-01-01 |  |  | 11.5 | A
21902 | Non-Participating | No | No | MOJAVE_1_UNIT 2 | Mojave Siphon Unit 2 | 7 | SCE | CDWR | HYDRO | HYDRO | WATER | SP15 | SCE1 | 1996-01-01 |  |  | 11.5 | A
21903 | Non-Participating | No | No | MOJAVE_1_UNIT 3 | Mojave Siphon Unit 3 | 7 | SCE | CDWR | HYDRO | HYDRO | WATER | SP15 | SCE1 | 1996-01-01 |  |  | 11.5 | A
22000 | Participating Unit | No | Yes | MONTPH_7_UNITS | MONTICELLO PH (Aggregate) | 12.5 | PGAE | Solano Irrigation District | HYDRO | HYDRO | WATER | NP15 | PGE3 | 1974-01-01 |  |  | 12.5 | A
22001 | Non-Participating | No | No | MONTPH_7_UNIT 1 | MONTICELLO Unit 1 | 5.7 | PGAE | Solano Irrigation District | HYDRO | HYDRO | WATER | NP15 | PGE3 | 1974-01-01 |  |  | 5.7 | A
22002 | Non-Participating | No | No | MONTPH_7_UNIT 2 | MONTICELLO Unit 2 | 5.7 | PGAE | Solano Irrigation District | HYDRO | HYDRO | WATER | NP15 | PGE3 | 1975-01-01 |  |  | 5.7 | A
22003 | Non-Participating | No | No | MONTPH_7_UNIT 3 | MONTICELLO Unit 3 | 1.5 | PGAE | Solano Irrigation District | HYDRO | HYDRO | WATER | NP15 | PGE3 | 1978-01-01 |  |  | 1.5 | A
58300 | Participating Unit | Yes | Yes | MOORPK_6_QF | MOORE PARK AREA LUMPED UNITS | 34.8 | SCE | VARIOUS | VARIOUS |  | NATURAL GAS | SP15 | SCE1 | 1976-01-01 |  |  | 30.02 | A
58301 | Non-Participating | Yes | No |  | CALLEGUAS MWD-UNIT 1 (CONEJO) |  | SCE | 4010 | HYDRO | HYDRO | WATER | SP15 | SCE1 | 1982-10-01 |  |  | 0.55 | A
58302 | Non-Participating | Yes | No |  | CALLEGUAS MWD-UNIT 3 (SANTA ROSA) |  | SCE | 4052 | HYDRO | HYDRO | WATER | SP15 | SCE1 | 1986-07-01 |  |  | 0.25 | A
58305 | Non-Participating | Yes | No |  | RANCHO SIMI REC AND PARK DIST PROJECT #2 |  | SCE | 2236 | COGENERATION |  |  | SP15 | SCE1 | 1986-06-10 |  |  | 0.06 | A
58304 | Non-Participating | Yes | No |  | RANCHO SIMI REC AND PARK DIST PROJECT #1 |  | SCE | 2213 | COGENERATION |  |  | SP15 | SCE1 | 1986-07-10 |  |  | 0.06 | A
58303 | Non-Participating | Yes | No |  | O.L.S. ENERGY - CAMARILLO STATE HOSPITAL |  | SCE | 2042 | COGENERATION |  |  | SP15 | SCE1 | 1987-12-27 |  |  | 27.89 | A
58400 | Participating Unit | Yes | Yes | MOSSLD_1_QF | MOSS LANDING AREA (SANTA CRUZ) LUMPED QF UNITS | 1 | PGAE | VARIOUS | BIOMASS |  | WASTE GAS | NP15 | PGE3 | 1985-01-01 |  |  | 1 | A
58406 | Non-Participating | Yes | No |  | City of Watsonville |  | PGAE | 08C078 | BIOMASS |  | SEWAGE GAS | NP15 | PGE3 | 1993-01-23 |  |  | 0.55 | A
92400 | Participating Unit | No | Yes | SBERDO_2_PSP3 | MOUNTAINVIEW POWER PLANT POWER BLOCK 3 | 525 | SCE | Monutainview Power Company. LLC | THERMAL | COMBINED CYCLE | NATURAL GAS | SP15 | SCE1 | 2005-12-10 |  |  | 543 | A
92401 | Non-Participating | No | No | SBERDO_7_CT3A | MOUNTAINVIEW POWER, POWER BLOCK 3, CT3A | 160 | SCE | Mountainview Power Company, LLC | THERMAL | COMBUSTION TURBINE | NATURAL GAS | SP15 | SCE1 | 2005-12-10 |  |  | 160 | A
92402 | Non-Participating | No | No | SBERDO_7_CT3B | MOUNTAINVIEW POWER, POWER BLOCK 3, CT3B | 160 | SCE | Mountainview Power Company, LLC | THERMAL | COMBUSTION TURBINE | NATURAL GAS | SP15 | SCE1 | 2005-12-10 |  |  | 160 | A
92403 | Non-Participating | No | No | SBERDO_7_STG3 | MOUNTAINVIEW POWER, POWER BLOCK 3, STG3 | 202 | SCE | Mountainview Power Company, LLC | THERMAL | STEAM | HEAT RECOVERY | SP15 | SCE1 | 2005-12-10 |  |  | 202 | A
92700 | Participating Unit | No | Yes | SBERDO_2_PSP4 | MOUNTAINVIEW POWER PLANT POWER BLOCK 4 | 525 | SCE | Mountainview Power Company | THERMAL | COMBINED CYCLE | NATURAL GAS | SP15 | SCE1 | 2006-01-19 |  |  | 543 | A
92701 | Non-Participating | No | No | SBERDO_7_CT4A | MOUNTAINVIEW POWER, POWER BLOCK 4, CT4A | 160 | SCE | Mountainview Power Company | THERMAL | COMBUSTION TURBINE | NATURAL GAS | SP15 | SCE1 | 2006-01-19 |  |  | 160 | A
92702 | Non-Participating | No | No | SBERDO_7_CT4B | MOUNTAINVIEW POWER, POWER BLOCK 4, CT4B | 160 | SCE | Mountainview Power Company | THERMAL | COMBUSTION TURBINE | NATURAL GAS | SP15 | SCE1 | 2006-01-19 |  |  | 160 | A
92703 | Non-Participating | No | No | SBERDO_7_STG4 | MOUNTAINVIEW POWER, POWER BLOCK 4, STG4 | 202 | SCE | Mountainview Power Company | THERMAL | STEAM | HEAT RECOVERY | SP15 | SCE1 | 2006-01-19 |  |  | 202 | A
58500 | Participating Unit | No | No | MTNPOS_1_UNIT | MT. POSO COGENERATION CO. | 46.64 | PGAE | Mt. Poso Cogeneration Company | COGENERATION | STEAM | WOOD WASTE | ZP26 | PGE4 | 1989-04-01 | No longer QF as of 7/14/2015 |  | 63.33 | A
40704 | Participating Unit | No | No | MIRLOM_2_CORONA | MWD Corona Hydroelectric Recovery Plant | 2.85 | SCE | MWD | HYDRO | HYDRO | WATER | SP15 | SCE1 | 1987-01-01 |  |  | 2.85 | A
61603 | Participating Unit | No | No | OLINDA_2_COYCRK | MWD Coyote Creek Hydroelectric Recovery Plant | 3.13 | SCE | MWD | HYDRO | HYDRO | WATER | SP15 | SCE1 | 1979-02-21 |  |  | 3.13 | A
73204 | Participating Unit | No | No | VALLEY_5_PERRIS | MWD Perris Hydroelectric Recovery Plant | 7.94 | SCE | MWD | HYDRO | HYDRO | WATER | SP15 | SCE1 | 1983-01-01 |  |  | 7.94 | A
73205 | Participating Unit | No | No | VALLEY_5_REDMTN | MWD Red Mountain Hydroelectric Recovery Plant | 5.9 | SCE | MWD | HYDRO | HYDRO | WATER | SP15 | SCE1 | 1985-01-01 |  |  | 5.9 | A
56504 | Participating Unit | No | No | CENTER_2_RHONDO | MWD Rio Hondo Hydroelectric Recovery Plant | 1.91 | SCE | MWD | HYDRO | HYDRO | WATER | SP15 | SCE1 | 1984-01-01 |  |  | 1.91 | A
40705 | Participating Unit | No | No | MIRLOM_2_TEMESC | MWD Temescal Hydroelectric Recovery Plant | 2.85 | SCE | MWD | HYDRO | HYDRO | WATER | SP15 | SCE1 | 1987-01-01 |  |  | 2.85 | A
61604 | Participating Unit | No | No | VILLPK_2_VALLYV | MWD Valley View Hydroelectric Recovery Plant | 4.1 | SCE | MWD | HYDRO | HYDRO | WATER | SP15 | SCE1 | 1985-01-01 |  |  | 4.1 | A
122900 | Participating Unit | Yes | Yes | OAK C_1_EBMUD | MWWTP PGS 1 - ENGINES | 6.9 | PGAE | East Bay Municipal Utility District | THERMAL | INTERNAL COMBUSTION | LANDFILL GAS | NP15 | PGE3 | 1991-10-21 | Name changed 12/19/2012. Originally OAK L_7_EBMUD. QF Conversion 12/18/2012. PGE QF 01P171 |  | 6.9 | A
122901 | Non-Participating | Yes | No |  | Wastewater PGS1 Engine 1 |  | PGAE | East Bay Municipal Utility District | BIOGAS | RECIPROCATING ENGINE | DIGESTER GAS | NP15 | PGE3 |  |  |  | 2.3 | A
122903 | Non-Participating | Yes | No |  | Wastewater PGS1 Engine 3 |  | PGAE | East Bay Municipal Utility District | BIOGAS | RECIPROCATING ENGINE | DIGESTER GAS | NP15 | PGE3 |  |  |  | 2.3 | A
122902 | Non-Participating | Yes | No |  | Wastewater PGS1 Engine 2 |  | PGAE | East Bay Municipal Utility District | BIOGAS | RECIPROCATING ENGINE | DIGESTER GAS | NP15 | PGE3 |  |  |  | 2.3 | A
45200 | Participating Unit | Yes | No | OAK L_1_GTG1 | MWWTP PGS 2 - Turbine | 4.6 | PGAE | East Bay Municipal Utility District | BIOGAS | COMBUSTION TURBINE | DIGESTER GAS | NP15 | PGE3 | 1991-10-21 | PGE QF 01P171 |  | 4.6 | A
54800 | Participating Unit | Yes | No | STOREY_7_MDRCHW | Madera Canal Site 980 | 1.84 | PGAE | MADERA-CHOWCHILLA WATER AND POWER AUTHORITY | HYDRO | HYDRO | WATER | NP15 | PGE3 | 1985-02-02 | QF Conversion completed 6/18/2015. Formerly QF 25H036 |  | 2.13 | A
37201 | Participating Unit | Yes | No | STOREY_2_MDRCH2 | Madera Chowchilla 2 | 0.52 | PGAE | Madera Chowchilla Water and Power Authority | HYDRO | HYDRO | WATER | NP15 | PGE3 | 1986-04-11 | QF Conversion 8/1/2016. Formerly PGE QF 25H040 |  | 0.56 | A
37203 | Participating Unit | Yes | No | STOREY_2_MDRCH3 | Madera Chowchilla 3 | 0.42 | PGAE | Madera Chowchilla Water and Power Authority | HYDRO | HYDRO | WATER | NP15 | PGE3 | 1986-04-16 | QF Conversion 8/1/2016. Formerly PGE QF 25H041 |  | 0.42 | A
37202 | Participating Unit | Yes | No | STOREY_2_MDRCH4 | Madera Chowchilla 4 | 0.92 | PGAE | Madera Chowchilla Water and Power Authority | HYDRO | HYDRO | WATER | NP15 | PGE3 | 1986-04-01 | QF Conversion 7/19/2016. Formerly PGE QF 25H042 |  | 0.92 | A
91600 | Participating Unit | No | Yes | MALAGA_1_PL1X2 | Malaga Power Aggregate | 96 | PGAE | Malaga Power, LLC | THERMAL | AGGREGATION | NATURAL GAS | NP15 | PGE3 | 2005-09-19 |  |  | 121 | A
91601 | Non-Participating | No | No | MALAGA_7_CTG1 | Malaga Power Unit 1 | 48.5 | PGAE | Malaga Power, LLC | THERMAL | COMBUSTION TURBINE | NATURAL GAS | NP15 | PGE3 | 2005-09-19 |  |  | 60.5 | A
91602 | Non-Participating | No | No | MALAGA_7_CTG2 | Malaga Power Unit 2 | 48.5 | PGAE | Malaga Power, LLC | THERMAL | COMBUSTION TURBINE | NATURAL GAS | NP15 | PGE3 | 2005-09-19 |  |  | 60.5 | A
92500 | Participating Unit | No | Yes | VERNON_6_MALBRG | Malburg Generating Station | 134 | SCE | City of Vernon | THERMAL | COMBINED CYCLE | NATURAL GAS | SP15 | VRN1 | 2005-10-17 |  |  | 134 | A
92501 | Non-Participating | No | No | VERNON_7_CTG1 | Malburg Generating Station CTG Unit 1 | 42 | SCE | City of Vernon | THERMAL | COMBUSTION TURBINE | NATURAL GAS | SP15 | VRN1 | 2005-10-17 |  |  | 42 | A
92502 | Non-Participating | No | No | VERNON_7_CTG2 | Malburg Generating Station CTG Unit 2 | 42 | SCE | City of Vernon | THERMAL | COMBUSTION TURBINE | NATURAL GAS | SP15 | VRN1 | 2005-10-17 |  |  | 42 | A
92503 | Non-Participating | No | No | VERNON_7_STG3 | Malburg Generating Station STG Unit 3 | 50 | SCE | City of Vernon | THERMAL | STEAM | HEAT RECOVERY | SP15 | VRN1 | 2005-10-17 |  |  | 50 | A
42405 | Participating Unit | Yes | No | CONTRL_1_CASAD1 | Mammoth G1 | 10 | SCE | Mammoth Three LLC | GEOTHERMAL | STEAM | GEOTHERMAL | SP15 | SCE1 | 1984-11-26 | QF Conversion Completed: 12/20/2013. SCE QF 3003 |  | 10 | A
109000 | Participating Unit | No | No | CONTRL_1_CASAD3 | Mammoth G3 | 14 | SCE | Mammoth One LLC | GEOTHERMAL | STEAM | GEOTHERMAL | SP15 | SCE1 | 2013-04-01 |  |  | 15 | A
20500 | Participating Unit | No | No | BIGCRK_7_MAMRES | Mammoth Pool Reservoir FWG | 1.25 | SCE | SCE | HYDRO | HYDRO | WATER | SP15 | SCE1 |  |  |  | 0.94 | A
20600 | Participating Unit | No | No | MNDALY_7_UNIT 1 | Mandalay 1 | 215 | SCE | RRI Energy Mandalay, Inc. | THERMAL | STEAM | NATURAL GAS | SP15 | SCE1 | 1959-01-01 |  |  | 215 | A
20700 | Participating Unit | No | No | MNDALY_7_UNIT 2 | Mandalay 2 | 215.29 | SCE | RRI Energy Mandalay, Inc. | THERMAL | STEAM | NATURAL GAS | SP15 | SCE1 | 1959-01-01 |  |  | 215 | A
20800 | Participating Unit | No | No | MNDALY_7_UNIT 3 | Mandalay 3 GT | 130 | SCE | RRI Energy Mandalay, Inc. | PEAKER | COMBUSTION TURBINE | NATURAL GAS | SP15 | SCE1 |  |  |  | 130 | A
107000 | Participating Unit | No | No | MANZNA_2_WIND | Manzana Wind | 189 | SCE | Manzana Wind | WIND | WIND | WIND | SP15 | SCE1 | 2012-12-20 |  |  | 189 | A
130300 | Participating Unit | No | No | MARCPW_6_SOLAR1 | Maricopa West Solar PV | 20 | PGAE | Maricopa West Solar PV, LLC | SOLAR | PHOTO VOLTAIC | SUN | NP15 | PGE3 | 2015-12-12 |  |  | 20 | A
105300 | Participating Unit | No | Yes | KELSO_2_UNITS | Mariposa Energy Project | 196 | PGAE | Mariposa Energy, LLC | PEAKER | COMBUSTION TURBINE | NATURAL GAS | NP15 | PGE3 | 2012-10-01 |  |  | 195.9 | A
55100 | Participating Unit | No | Yes | TIDWTR_2_UNITS | Martinez Cogen Limited Partnership | 114.8 | PGAE | Martinez Cogen Limited Partnership (MCLP) | COGENERATION | COMBINED CYCLE | NATURAL GAS | NP15 | PGE3 | 1987-02-23 | QF Conversion completed 8/15/2014. Formerly PGAE QF 01C044 |  | 99.9 | A
29200 | Participating Unit | Yes | Yes | SHELRF_1_UNITS | Martinez Refining Company (Aggregate) | 100 | PGAE | Martinez Refining Co. | THERMAL | COMBINED CYCLE | NATURAL GAS | NP15 | PGE3 | 1995-01-01 |  |  | 100 | A
29201 | Non-Participating | Yes | No | SHELRF_7_UNIT 1 | Martinez Refining Company Unit 1 | 20 | PGAE | Martinez Refining Co. | THERMAL | STEAM | HEAT RECOVERY | NP15 | PGE3 | 1995-01-01 |  |  | 20 | A
29202 | Non-Participating | Yes | No | SHELRF_7_UNIT 2 | Martinez Refining Company Unit 2 | 40 | PGAE | Martinez Refining Co. | THERMAL | COMBUSTION TURBINE | NATURAL GAS | NP15 | PGE3 | 1996-01-01 |  |  | 40 | A
29203 | Non-Participating | Yes | No | SHELRF_7_UNIT 3 | Martinez Refining Company Unit 3 | 40 | PGAE | Martinez Refining Co. | THERMAL | COMBUSTION TURBINE | NATURAL GAS | NP15 | PGE3 | 1995-01-01 |  |  | 40 | A
21000 | Participating Unit | No | No | MCSWAN_6_UNITS | Mc SWAIN | 10 | PGAE | Merced Irrigation District | HYDRO | HYDRO | WATER | NP15 | PGE3 | 1967-01-01 |  | Merced River | 10 | A
126700 | Participating Unit | No | No | BLKCRK_2_SOLAR1 | McCoy Station | 250 | SCE | McCoy Solar, LLC | SOLAR | PHOTO VOLTAIC | SUN | SP15 | SCE1 | 2016-06-14 |  |  | 250 | A
106700 | Participating Unit | No | No | MNDALY_6_MCGRTH | McGrath Beach Peaker | 47.2 | SCE | Southern California edison | PEAKER | COMBUSTION TURBINE | NATURAL GAS | SP15 | SCE1 | 2012-11-01 |  |  | 47.2 | A
71400 | Participating Unit | No | No | TXMCKT_6_UNIT | McKittrick Cogen | 11.2 | PGAE | Chevron U.S.A. Inc | COGENERATION | COMBUSTION TURBINE | NATURAL GAS | ZP26 | PGE4 | 1994-10-01 |  |  | 11.7 | A
21100 | Participating Unit | No | No | MERCFL_6_UNIT | Merced Falls | 3.5 | PGAE | PG&E | HYDRO | HYDRO | WATER | NP15 | PGE3 | 1930-01-01 |  |  | 3.5 | A
124300 | Participating Unit | No | No | MERCED_1_SOLAR2 | Merced Solar | 1.5 | PGAE | Merced Solar LLC | SOLAR | PHOTO VOLTAIC | SUN | NP15 | PGE3 | 2015-05-12 |  |  | 1.5 | A
124000 | Participating Unit | No | No | VALLEY_5_SOLAR1 | Meridian | 1.49 | SCE | Kona Solar, LLC | SOLAR | PHOTO VOLTAIC | SUN | SP15 | SCE1 | 2015-04-13 |  |  | 1.49 | A
136400 | Participating Unit | No | No | LILIAC_6_SOLAR | Mesa Crest | 3 | SDGE | NLP Granger A82, LLC | SOLAR | PHOTO VOLTAIC | SUN | SP15 | SDG1 | 2016-09-17 |  |  | 3 | A
115000 | Participating Unit | No | No | MSOLAR_2_SOLAR1 | Mesquite Solar 1 | 165 | SCE | Mesquite Solar 1, LLC | SOLAR | PHOTO VOLTAIC | SUN | SP15 | SCE1 | 2014-01-01 |  |  | 165 | A
138100 | Participating Unit | No | No | MSOLAR_2_SOLAR3 | Mesquite Solar 3, LLC | 152 | SDGE | Mesquite Solar 3, LLC | SOLAR | PHOTO VOLTAIC | SUN | SP15 | SDG1 |  | Phased Implementation: 152 MW commercial out of 152 MW total at completion. As of 12/06/2016 |  | 152 | A
97100 | Participating Unit | No | Yes | PNCHPP_1_PL1X2 | Midway Peaking LLC | 119.91 | PGAE | Midway Peaking, LLC | PEAKER | COMBUSTION TURBINE | NATURAL GAS | NP15 | PGE3 | 2009-05-04 |  |  | 139.8 | A
97101 | Non-Participating | No | No | PNCHPP_1_CTG1 | Midway Peaking Unit 1 | 60 | PGAE | Midway Peaking, LLC | PEAKER | COMBUSTION TURBINE | NATURAL GAS | NP15 | PGE2 | 2009-05-04 |  |  | 69.9 | A
97102 | Non-Participating | No | No | PNCHPP_1_CTG2 | Midway Peaking Unit 2 | 60 | PGAE | Midway Peaking, LLC | PEAKER | COMBUSTION TURBINE | NATURAL GAS | NP15 | PGE2 | 2009-05-04 |  |  | 69.9 | A
21400 | Participating Unit | No | Yes | SUNSET_2_UNITS | Midway Sunset Cogeneration Company | 248 | PGAE | Midway Sunset Cogeneration Company | COGENERATION | COMBUSTION TURBINE | NATURAL GAS | ZP26 | PGE4 | 1989-12-18 | QF Conversion, was PGE QF 25C321 |  | 234 | A
21401 | Non-Participating | Yes | No | SUNSET_2_UNIT A | MIDWAY-SUNSET COGEN CT UNIT A | 78 | PGAE | Midway Sunset Cogeneration Company | THERMAL | COMBUSTION TURBINE | NATURAL GAS | ZP26 | PGE4 | 1989-12-18 |  |  | 78 | A
21402 | Non-Participating | Yes | No | SUNSET_2_UNIT B | MIDWAY-SUNSET COGEN CT UNIT B | 78 | PGAE | Midway Sunset Cogeneration Company | THERMAL | COMBUSTION TURBINE | NATURAL GAS | ZP26 | PGE4 | 1989-12-18 |  |  | 78 | A
21403 | Non-Participating | Yes | No | SUNSET_2_UNIT C | MIDWAY-SUNSET COGEN CT UNIT C | 78 | PGAE | Midway Sunset Cogeneration Company | THERMAL | COMBUSTION TURBINE | NATURAL GAS | ZP26 | PGE4 | 1989-12-18 |  |  | 78 | A
95600 | Participating Unit | No | Yes | MIRLOM_6_PEAKER | Mira Loma Peaker | 46 | SCE | SCE | PEAKER | COMBUSTION TURBINE | NATURAL GAS | SP15 | SCE1 | 2007-09-20 |  |  | 49 | A
97700 | Participating Unit | No | No | MRGT_6_MEF2 | Miramar Energy Facility II | 47.9 | SDGE | SDG&E | PEAKER | COMBUSTION TURBINE | NATURAL GAS | SP15 | SDG1 | 2009-08-07 |  |  | 49.5 | A
125100 | Participating Unit | No | No | MERCED_1_SOLAR1 | Mission Solar | 1.5 | PGAE | Mission Solar LLC | SOLAR | PHOTO VOLTAIC | SUN | NP15 | PGE3 | 2015-05-23 |  |  | 1.5 | A
120900 | Participating Unit | No | Yes | SANDLT_2_SUNITS | Mojave Solar | 275 | SCE | Mojave Solar Inc. | SOLAR | STEAM | SUN | NP15 | SCE1 | 2014-12-04 |  |  | 311.1 | A
120901 | Non-Participating | No | No | SANDLT_2_STGA | SANDLT_2_STGA | 137.5 | SCE | Mojave Solar Inc. | SOLAR | STEAM | SUN | NP15 | SCE1 | 2014-12-04 |  |  | 140 | A
120902 | Non-Participating | No | No | SANDLT_2_STGB | SANDLT_2_STGB | 137.5 | SCE | Mojave Solar Inc. | SOLAR | STEAM | SUN | NP15 | SCE1 | 2014-12-04 |  |  | 140 | A
135600 | Participating Unit | No | No | MOJAVW_2_SOLAR | Mojave West | 20 | SCE | SEPV Mojave West, LLC | SOLAR | PHOTO VOLTAIC | SUN | SP15 | SCE1 | 2016-06-15 |  |  | 20 | A
96000 | Participating Unit | Yes | Yes | CSTRVL_7_PL1X2 | Monterey Regional Waste Management District | 4.53 | PGAE | Monterey Regional Waste Management District | BIOMASS | INTERNAL COMBUSTION | LANDFILL GAS | NP15 | PGE3 | 2007-09-01 |  |  | 5.07 | A
96001 | Non-Participating | Yes | No |  | Monterey Regional Waste Management District U1C06 |  | PGAE | Monterey Regional Waste Management District | BIOGAS | RECIPROCATING ENGINE | LANDFILL GAS | NP15 | PGE3 | 2007-09-01 |  |  | 1.6 | A
96004 | Non-Participating | Yes | No |  | Monterey Regional Waste Management District U4J09 |  | PGAE | Monterey Regional Waste Management District | BIOGAS | RECIPROCATING ENGINE | LANDFILL GAS | NP15 | PGE3 | 2007-09-01 |  |  | 1.43 | A
96003 | Non-Participating | Yes | No |  | Monterey Regional Waste Management District U3J98 |  | PGAE | Monterey Regional Waste Management District | BIOGAS | RECIPROCATING ENGINE | LANDFILL GAS | NP15 | PGE3 | 2007-09-01 |  |  | 0.99 | A
96002 | Non-Participating | Yes | No |  | Monterey Regional Waste Management District U2J02 |  | PGAE | Monterey Regional Waste Management District | BIOGAS | RECIPROCATING ENGINE | LANDFILL GAS | NP15 | PGE3 | 2007-09-01 |  |  | 1.06 | A
103700 | Participating Unit | No | No | BRDSLD_2_MTZUM2 | Montezuma II | 78.2 | PGAE | NextEra Energy Montezuma Wind II, LLC | WIND | WIND | WIND | NP15 | PGE2 | 2012-02-01 |  |  | 78.2 | A
129600 | Participating Unit | No | No | MRLSDS_6_SOLAR1 | Morelos Solar | 15 | PGAE | Morelos Solar, LLC | SOLAR | PHOTO VOLTAIC | SUN | NP15 | PGE2 | 2015-11-25 |  |  | 15 | A
131300 | Participating Unit | No | No | OASIS_6_SOLAR1 | Morgan Lancaster I | 1.5 | SCE | WGL Energy Systems Inc | SOLAR | PHOTO VOLTAIC | SUN | SP15 | SCE1 | 2015-12-09 |  |  | 1.5 | A
22500 | Participating Unit | No | No | MOSSLD_7_UNIT 6 | Moss Landing 6 | 754 | PGAE | Dynegy Moss Landing, LLC | THERMAL | STEAM | NATURAL GAS | NP15 | PGE3 | 1967-01-01 |  |  | 702 | A
22600 | Participating Unit | No | No | MOSSLD_7_UNIT 7 | Moss Landing 7 | 755 | PGAE | Dynegy Moss Landing, LLC | THERMAL | STEAM | NATURAL GAS | NP15 | PGE3 | 1968-01-01 |  |  | 702 | A
22700 | Participating Unit | No | Yes | MOSSLD_2_PSP1 | Moss Landing CC Plant 1 (Aggregate) | 510 | PGAE | Dynegy Moss Landing, LLC | THERMAL | COMBINED CYCLE | NATURAL GAS | NP15 | PGE3 | 2002-07-01 |  |  | 541 | A
22701 | Non-Participating | No | No | MOSSLD_2_PSP1G1 | Moss Landing CC Plant 1, Unit 1 | 176 | PGAE | Dynegy Moss Landing, LLC | THERMAL | COMBUSTION TURBINE | NATURAL GAS | NP15 | PGE3 | 2002-07-01 |  |  | 170 | A
22702 | Non-Participating | No | No | MOSSLD_2_PSP1G2 | Moss Landing CC Plant 1, Unit 2 | 176 | PGAE | Dynegy Moss Landing, LLC | THERMAL | COMBUSTION TURBINE | NATURAL GAS | NP15 | PGE3 | 2002-07-01 |  |  | 170 | A
22703 | Non-Participating | No | No | MOSSLD_2_PSP1G3 | Moss Landing CC Plant 1, Unit 3 | 198 | PGAE | Dynegy Moss Landing, LLC | THERMAL | STEAM | HEAT RECOVERY | NP15 | PGE3 | 2002-07-01 |  |  | 190 | A
22800 | Participating Unit | No | Yes | MOSSLD_2_PSP2 | Moss Landing CC Plant 2 (Aggregate) | 510 | PGAE | Dynegy Moss Landing, LLC | THERMAL | COMBINED CYCLE | NATURAL GAS | NP15 | PGE3 | 2002-07-11 |  |  | 541 | A
22801 | Non-Participating | No | No | MOSSLD_2_PSP2G1 | Moss Landing CC Plant 2, Unit 1 | 176 | PGAE | Dynegy Moss Landing, LLC | THERMAL | COMBUSTION TURBINE | NATURAL GAS | NP15 | PGE3 | 2002-07-11 |  |  | 170 | A
22802 | Non-Participating | No | No | MOSSLD_2_PSP2G2 | Moss Landing CC Plant 2, Unit 2 | 176 | PGAE | Dynegy Moss Landing, LLC | THERMAL | COMBUSTION TURBINE | NATURAL GAS | NP15 | PGE3 | 2002-07-11 |  |  | 170 | A
22803 | Non-Participating | No | No | MOSSLD_2_PSP2G3 | Moss Landing CC Plant 2, Unit 3 | 198 | PGAE | Dynegy Moss Landing, LLC | THERMAL | STEAM | HEAT RECOVERY | NP15 | PGE3 | 2002-07-11 |  |  | 190 | A
22900 | Participating Unit | No | No | MTWIND_1_UNIT 1 | Mountain View I | 44.4 | SCE | Mountain View Power Partners, L.L.C. | WIND | WIND | WIND | SP15 | SCE1 | 2001-03-24 |  |  | 44.4 | A
23000 | Participating Unit | No | No | MTWIND_1_UNIT 2 | Mountain View II | 22.2 | SCE | Mountain View Power Partners, L.L.C. | WIND | WIND | WIND | SP15 | SCE1 | 2001-09-17 |  |  | 22.2 | A
89100 | Participating Unit | No | No | MTWIND_1_UNIT 3 | Mountain View III | 22.44 | SCE | Mountain View III Power Partners | WIND | WIND | WIND | SP15 | SCE1 | 2003-12-15 |  |  | 22.44 | A
104600 | Participating Unit | No | No | BLAST_1_WIND | Mountain View IV Wind | 49 | SCE | Mountain View Power Partners IV, LLC | WIND | WIND | WIND | SP15 | SCE1 | 2012-02-23 |  |  | 49 | A
135900 | Participating Unit | No | No | MSTANG_2_SOLAR | Mustang | 30 | PGAE | RE Mustang LLC | SOLAR | PHOTO VOLTAIC | SUN | ZP26 | PGE4 | 2016-07-12 |  |  | 30 | A
135000 | Participating Unit | No | No | MSTANG_2_SOLAR3 | Mustang 3 | 40 | PGAE | RE Mustang 3 LLC | SOLAR | PHOTO VOLTAIC | SUN | NP15 | PGE2 | 2016-05-03 |  |  | 40 | A
135700 | Participating Unit | No | No | MSTANG_2_SOLAR4 | Mustang 4 | 30 | PGAE | RE Mustang 4 LLC | SOLAR | PHOTO VOLTAIC | SUN | NP15 | PGE3 | 2016-06-09 |  |  | 30 | A
135200 | Participating Unit | No | No | MSTANG_2_SOLAR4 | Mustang 4 | 30 | PGAE | RE Mustang 4 LLC | SOLAR | PHOTO VOLTAIC | SUN | NP15 | PGE3 | 2016-06-09 |  |  | 30 | A
23200 | Participating Unit | No | No | NAROW2_2_UNIT | NARROWS PH 2 UNIT | 55 | PGAE | YCWA | HYDRO | HYDRO | WATER | NP15 | PGE3 | 1969-01-01 |  | North Yuba River | 55 | A
59500 | Participating Unit | Yes | No | BOWMN_6_UNIT | NEVADA POWER AUTHORITY (BOWMAN) | 6.25 | PGAE | Pacific Gas & Electric Company | HYDRO | HYDRO | WATER | NP15 | PGE3 | 1986-08-18 | PGE QF 15H015 |  | 6.25 | A
59700 | Participating Unit | Yes | Yes | NEWARK_1_QF | NEWARK AREA LUMPED QF UNITS | 1.1 | PGAE | Pacific Gas & Electric Company | WIND | WIND | WIND | NP15 | PGE3 |  |  |  | 1.1 | A
59703 | Non-Participating | Yes | No |  | HAYWARD AREA REC & PARK DIST. |  | PGAE | 01C201 | COGENERATION |  | NATURAL GAS | NP15 | PGE3 | 1988-02-02 |  |  | 0.06 | A
59702 | Non-Participating | Yes | No |  | DONALD R. CHENOWETH |  | PGAE | 01W119 | WIND | WIND | WIND | NP15 | PGE3 | 1982-08-02 |  |  | 0.01 | A
136500 | Participating Unit | No | No | VESTAL_2_SOLAR1 | NICOLIS | 20 | SCE | Nicolis, LLC | SOLAR | PHOTO VOLTAIC | SUN | SP15 | SCE1 | 2016-09-15 |  |  | 20 | A
89600 | Participating Unit | Yes | No | NGILAA_5_SDGDYN | NORTH GILA INTERCHANGE SCHEDULE (YUMA COGENERATION ASSOCIATION) | 57 | SDGE | San Diego Gas and Electric Company | DYNAMIC SCHEDULED | COMBUSTION TURBINE | NATURAL GAS | SP15 | SDG1 | 1994-03-15 | SDGE QF 416 |  | 56.5 | C
60100 | Participating Unit | Yes | No | NIMTG_6_NIQF | NORTH ISLAND COGENERATION | 42.7 | SDGE | SDG&E Exempt | COGENERATION | COMBUSTION TURBINE | NATURAL GAS | SP15 | SDG1 | 1989-01-01 | SDGE QF 223 |  | 34.5 | A
60300 | Participating Unit | Yes | No | NIMTG_6_NICOGN | NORTH ISLAND STEAM TURBINE | 4.05 | SDGE | SDG&E Exempt | COGENERATION | STEAM | HEAT RECOVERY | SP15 | SDG1 | 1989-01-01 | SDGE QF 163 |  | 4.05 | A
107700 | Participating Unit | No | No | BREGGO_6_SOLAR | NRG Borrego Solar One | 26 | SDGE | NRG Solar Borrego I LLC | SOLAR | PHOTO VOLTAIC | SUN | ZP26 | SDG1 | 2013-02-12 |  |  | 26 | A
60500 | Participating Unit | Yes | No | PTLOMA_6_NTCQF | NTC/MCRD COGENERATION | 22.3 | SDGE | SDG&E Exempt | COGENERATION | COMBUSTION TURBINE | NATURAL GAS | SP15 | SDG1 | 1989-01-01 | SDGE QF 232 |  | 22.3 | A
23300 | Participating Unit | No | No | NAROW1_2_UNIT | Narrows PH 1 Unit | 12 | PGAE | PG&E | HYDRO | HYDRO | WATER | NP15 | PGE3 | 1942-01-01 |  | South Yuba | 12 | A
114200 | Participating Unit | No | No | CHINO_2_SASOLR | Nautilus Solar Energy | 1.5 | SCE | SS San Antonio West LLC | SOLAR | PHOTO VOLTAIC | SUN | SP15 | SCE1 | 2013-12-20 |  |  | 1.5 | A
45801 | Participating Unit | Yes | No | ETIWND_2_UNIT1 | New-Indy Ontario, LLC | 33.6 | SCE | New-Indy Ontario, LLC | COGENERATION | COMBUSTION TURBINE | NATURAL GAS | SP15 | SCE1 | 1985-09-01 | Formerly SCE QF 2045 |  | 36.6 | A
75100 | Participating Unit | Yes | No | SNCLRA_2_UNIT1 | New-Indy Oxnard LLC | 27.8 | SCE | New-Indy Oxnard LLC | COGENERATION | COMBUSTION TURBINE | NATURAL GAS | SP15 | SCE1 | 1986-03-14 | Formerly SCE QF 2055 |  | 27.8 | A
23400 | Participating Unit | No | No | NWCSTL_7_UNIT 1 | Newcastle PH | 12 | PGAE | PG&E | HYDRO | HYDRO | WATER | NP15 | PGE3 | 1986-01-01 |  | South Yuba | 12 | A
106200 | Participating Unit | No | No | TWISSL_6_SOLAR | Nickel 1 ("NLH1") | 1.5 | PGAE | NLH1 Solar, LLC | SOLAR | PHOTO VOLTAIC | SUN | NP15 | PGE3 | 2012-11-27 |  |  | 1.5 | A
104300 | Participating Unit | No | No | BUCKWD_1_NPALM1 | North Palm Springs 1 | 2.4 | SCE | North palm Springs Investments | SOLAR | PHOTO VOLTAIC | SUN | SP15 | SCE1 | 2012-04-02 |  |  | 2.5 | A
111800 | Participating Unit | No | No | GARNET_1_SOLAR | North Palm Springs 4A | 4 | SCE | North Palm Springs Investments LLC | SOLAR | PHOTO VOLTAIC | SUN | SP15 | SCE1 | 2012-11-02 |  |  | 4.12 | A
106500 | Participating Unit | No | No | JAWBNE_2_NSRWND | North Sky River Wind Project | 160 | SCE | North Sky River Energy, LLC | WIND | WIND | WIND | SP15 | SCE1 | 2012-12-07 |  |  | 162 | A
125200 | Participating Unit | No | No | MNDOTA_1_SOLAR1 | North Star Solar 1 | 60 | PGAE | North Star Solar, LLC | SOLAR | PHOTO VOLTAIC | SUN | NP15 | PGE3 | 2015-06-20 |  |  | 60 | A
60900 | Participating Unit | Yes | No | CHINO_6_CIMGEN | O.L.S. ENERGY COMPANY- CHINO-MENS INST. | 31.6 | SCE | Southern California Edison Company | COGENERATION | COMBUSTION TURBINE | NATURAL GAS | SP15 | SCE1 | 1987-12-24 | SCE QF 2043 |  | 27.6 | A
23500 | Participating Unit | No | No | BUCKCK_7_OAKFLT | OAK FLAT PH | 1.3 | PGAE | PG&E | HYDRO | HYDRO | WATER | NP15 | PGE3 | 1985-01-01 |  | North Fork Feather River | 1.3 | A
91000 | Participating Unit | No | No | VINCNT_2_WESTWD | OASIS POWER PLANT | 60 | SCE | OASIS POWER PARTNERS, LLC | WIND | WIND | WIND | SP15 | SCE1 | 2005-03-31 |  |  | 60 | A
61200 | Participating Unit | Yes | No | ULTPCH_1_UNIT 1 | OGDEN POWER PACIFIC, INC. (CHINESE STATION) | 22 | PGAE | Pacific Gas & Electric Company | BIOMASS | STEAM | WOOD WASTE | NP15 | PGE3 | 1986-06-04 | PGE QF 16P002 |  | 22 | A
94200 | Participating Unit | Yes | Yes | OILFLD_7_QFUNTS | OIL FIELDS QF AGGREGATION | 3.8 | PGAE |  | HYDRO | HYDRO | WATER | NP15 | PGE3 |  |  |  | 3.8 | A
58403 | Non-Participating | Yes | No |  | MONTEREY CTY WATER RES AGENCY | 3.8 | PGAE | 18H034 | HYDRO | HYDRO | WATER | NP15 | PGE3 | 1987-07-13 | Added to OILFLD QF aggregation 3/1/2007. Formerly part of MOSSLD_1_QF aggregation. |  | 3.8 | A
61500 | Participating Unit | No | No | OILDAL_1_UNIT 1 | OILDALE ENERGY | 40 | PGAE | OILDALE ENERGY LLC | COGENERATION | COMBUSTION TURBINE | NATURAL GAS | ZP26 | PGE4 | 1984-12-29 | QF Conversion, was PGE QF 25C170 |  | 47.5 | A
61600 | Participating Unit | Yes | Yes | OLINDA_2_QF | OLINDA AREA LUMPED UNITS | 13.3 | SCE | VARIOUS | HYDRO | HYDRO | WATER | SP15 | SCE1 | 1984-01-01 |  |  | 13.3 | A
61602 | Non-Participating | Yes | No |  | BREA POWER PARTNERS L. P. |  | SCE | 1010 | BIOMASS |  |  | SP15 | SCE1 | 1984-10-25 |  |  | 4.9 | A
61601 | Non-Participating | Yes | No |  | AMERICAN ENERGY, INC. (FULLERTON HYDRO) |  | SCE | 4137 | HYDRO |  |  | SP15 | SCE1 | 1986-12-20 |  |  | 0.34 | A
61700 | Participating Unit | Yes | No | OLSEN_2_UNIT | OLSEN POWER PARTNERS | 5.8 | PGAE | Pacific Gas & Electric Company | HYDRO | HYDRO | WATER | NP15 | PGE3 | 1990-01-03 | PGE QF 13H024 |  | 5.8 | A
79400 | Participating Unit | No | Yes | ONLLPP_6_UNITS | ONEILL P-G PLANT (AGGREGATE) | 14 | PGAE | USBR | HYDRO | PUMPED STORAGE | WATER | NP15 | PGE3 | 1967-01-01 |  |  | 14.4 | A
79401 | Non-Participating | No | No | ONLLPP_6_UNIT 1 | ONeill Pump-Generator Plant Unit 1 | 2.1 | PGAE | USBR | HYDRO | PUMPED STORAGE | WATER | NP15 | PGE3 | 1967-01-01 |  |  | 2.4 | A
79402 | Non-Participating | No | No | ONLLPP_6_UNIT 2 | ONeill Pump-Generator Plant Unit 2 | 2.1 | PGAE | USBR | HYDRO | PUMPED STORAGE | WATER | NP15 | PGE3 | 1967-01-01 |  |  | 2.4 | A
79403 | Non-Participating | No | No | ONLLPP_6_UNIT 3 | ONeill Pump-Generator Plant Unit 3 | 2.1 | PGAE | USBR | HYDRO | PUMPED STORAGE | WATER | NP15 | PGE3 | 1967-01-01 |  |  | 2.4 | A
79404 | Non-Participating | No | No | ONLLPP_6_UNIT 4 | ONeill Pump-Generator Plant Unit 4 | 2.1 | PGAE | USBR | HYDRO | PUMPED STORAGE | WATER | NP15 | PGE3 | 1967-01-01 |  |  | 2.4 | A
79405 | Non-Participating | No | No | ONLLPP_6_UNIT 5 | ONeill Pump-Generator Plant Unit 5 | 2.1 | PGAE | USBR | HYDRO | PUMPED STORAGE | WATER | NP15 | PGE3 | 1967-01-01 |  |  | 2.4 | A
79406 | Non-Participating | No | No | ONLLPP_6_UNIT 6 | ONeill Pump-Generator Plant Unit 6 | 2.1 | PGAE | USBR | HYDRO | PUMPED STORAGE | WATER | NP15 | PGE3 | 1967-01-01 |  |  | 2.4 | A
24000 | Participating Unit | No | Yes | PADUA_2_ONTARO | ONTARIO/SIERRA HYDRO PROJECT (AGGREGATE) | 1.92 | SCE | SCE | HYDRO | HYDRO | WATER | SP15 | SCE1 | 1902-01-01 |  |  | 1.97 | A
24001 | Non-Participating | No | No |  | Ontario PH 1 Unit 1 |  | SCE | SCE | HYDRO | HYDRO | WATER | SP15 | SCE1 | 1902-01-01 |  |  | 0.3 | A
24002 | Non-Participating | No | No |  | Ontario PH 1 Unit 2 |  | SCE | SCE | HYDRO | HYDRO | WATER | SP15 | SCE1 | 1902-01-01 |  |  | 0.3 | A
24006 | Non-Participating | No | No |  | Sierra Unit 2 |  | SCE | SCE | HYDRO | HYDRO | WATER | SP15 | SCE1 | 1922-01-01 |  |  | 0.37 | A
24004 | Non-Participating | No | No |  | Ontario PH 2 Unit 1 |  | SCE | SCE | HYDRO | HYDRO | WATER | SP15 | SCE1 | 1963-01-01 |  |  | 0.33 | A
24005 | Non-Participating | No | No |  | Sierra Unit 1 |  | SCE | SCE | HYDRO | HYDRO | WATER | SP15 | SCE1 | 1922-01-01 |  |  | 0.37 | A
24003 | Non-Participating | No | No |  | Ontario PH 1 Unit 3 |  | SCE | SCE | HYDRO | HYDRO | WATER | SP15 | SCE1 | 1902-01-01 |  |  | 0.3 | A
61900 | Participating Unit | No | No | OROVIL_6_UNIT | OROVILLE COGEN | 7.5 | PGAE | Oroville Cogeneration, LP | COGENERATION | COMBUSTION TURBINE | NATURAL GAS | NP15 | PGE3 | 1989-12-18 | QF Conversion Completed: 10/22/2013 |  | 7.5 | A
62000 | Participating Unit | Yes | Yes | OTAY_6_UNITB1 | OTAY LANDFILL UNITS AGGREGATE | 3 | SDGE | Otay Landfill Gas, LLC | BIOMASS | RECIPROCATING ENGINE | LANDFILL GAS | SP15 | SDG1 | 1987-01-01 |  |  | 3 | A
62002 | Non-Participating | Yes | No |  | Otay 1 and 2 Landfill Generation Facility Unit 2 |  | SDGE | Otay Landfill Gas, LLC | BIOMASS | RECIPROCATING ENGINE | LANDFILL GAS | SP15 | SDG1 | 1991-01-01 |  |  | 1.5 | A
62001 | Non-Participating | Yes | No |  | Otay 1 and 2 Landfill Generation Facility Unit 1 |  | SDGE | Otay Landfill Gas, LLC | BIOMASS | RECIPROCATING ENGINE | LANDFILL GAS | SP15 | SDG1 | 1987-01-01 |  |  | 1.5 | A
23600 | Participating Unit | No | No | OAK C_7_UNIT 1 | Oakland GT #1 | 55 | PGAE | Dynegy Oakland LLC | PEAKER | COMBUSTION TURBINE | DIESEL / OIL | NP15 | PGE3 | 1978-01-01 |  |  | 74.5 | A
23700 | Participating Unit | No | No | OAK C_7_UNIT 2 | Oakland GT #2 | 55 | PGAE | Dynegy Oakland LLC | PEAKER | COMBUSTION TURBINE | DIESEL / OIL | NP15 | PGE3 | 1978-01-01 |  |  | 74.5 | A
23800 | Participating Unit | No | No | OAK C_7_UNIT 3 | Oakland GT #3 | 55 | PGAE | Dynegy Oakland LLC | PEAKER | COMBUSTION TURBINE | DIESEL / OIL | NP15 | PGE3 | 1978-01-01 |  |  | 74.5 | A
110900 | Participating Unit | No | No | COCOSB_6_SOLAR | Oakley Solar Project | 1.5 | PGAE | Hayworth-Fabian, LLC | SOLAR | PHOTO VOLTAIC | SUN | NP15 | PGE3 | 2013-06-12 |  |  | 1.5 | A
131800 | Participating Unit | No | No | OASIS_6_SOLAR2 | Oasis Solar | 20 | SCE | NRG Solar Oasis LLC | SOLAR | PHOTO VOLTAIC | SUN | SP15 | SCE1 | 2016-01-19 |  |  | 27.8 | A
112500 | Participating Unit | No | No | OCTILO_5_WIND | Ocotillo Wind Energy Facility | 265 | SDGE | Ocotillo Express LLC | WIND | WIND | WIND | SP15 | SDG1 | 2013-07-30 |  |  | 265.4 | A
121800 | Participating Unit | Yes | No | OLDRV1_6_SOLAR | Old River One | 20 | PGAE | RE Old River One, LLC | SOLAR | PHOTO VOLTAIC | SUN | NP15 | PGE3 | 2014-12-30 |  |  | 20 | A
96200 | Participating Unit | Yes | No | OLINDA_7_LNDFIL | Olinda Landfill | 5.6 | SCE | Brea Power Partners, L.P. | BIOMASS | RECIPROCATING ENGINE | LANDFILL GAS | SP15 | SCE1 | 2002-05-01 |  |  | 5.63 | A
102100 | Participating Unit | No | No | MIRLOM_2_ONTARO | Ontario RT Solar | 5.5 | SCE | Southern California Edison (SCE) | SOLAR | PHOTO VOLTAIC | SUN | SP15 | SCE1 | 2011-08-25 |  |  | 5.5 | A
99200 | Participating Unit | No | Yes | OGROVE_6_PL1X2 | Orange Grove Energy Center | 96 | SDGE | Orange Grove Energy, L.P. | PEAKER | COMBUSTION TURBINE | NATURAL GAS | SP15 | SDG1 | 2010-06-17 |  |  | 100 | A
99201 | Non-Participating | No | No | OGROVE_6_CTG1 | Orange Grove Energy CTG1 | 48 | SDGE | Orange Grove Energy, LP | PEAKER | COMBUSTION TURBINE | NATURAL GAS | SP15 | SDG1 | 2010-06-17 |  |  | 50 | A
99202 | Non-Participating | No | No | OGROVE_6_CTG2 | Orange Grove Energy CTG2 | 48 | SDGE | Orange Grove Energy, LP | PEAKER | COMBUSTION TURBINE | NATURAL GAS | SP15 | SDG1 | 2010-06-17 |  |  | 50 | A
118300 | Participating Unit | No | No | ARVINN_6_ORION1 | Orion 1 Solar | 12 | PGAE | Orion Solar I, LLC | SOLAR | PHOTO VOLTAIC | SUN | ZP26 | PGE3 | 2014-06-26 |  |  | 12 | A
119100 | Participating Unit | No | No | ARVINN_6_ORION2 | Orion 2 Solar | 8 | PGAE | Orion Solar II, LLC | SOLAR | PHOTO VOLTAIC | SUN | ZP26 | PGE3 | 2014-06-26 |  |  | 8 | A
24100 | Participating Unit | No | No | ORMOND_7_UNIT 1 | Ormond Beach Unit 1 | 741.27 | SCE | RRI Energy Ormond Beach, Inc. | THERMAL | STEAM | NATURAL GAS | SP15 | SCE1 | 1971-01-01 |  |  | 750 | A
24200 | Participating Unit | No | No | ORMOND_7_UNIT 2 | Ormond Beach Unit 2 | 775 | SCE | RRI Energy Ormond Beach, Inc. | THERMAL | STEAM | NATURAL GAS | SP15 | SCE1 | 1971-01-01 |  |  | 750 | A
94500 | Participating Unit | No | Yes | OTAY_7_UNITC1 | Otay 3 Landfill Generation Facility | 3.3 | SDGE | Otay Landfill Gas, LLC | BIOMASS | RECIPROCATING ENGINE | LANDFILL GAS | SP15 | SDG1 | 2007-03-08 |  |  | 3.75 | A
94502 | Non-Participating | Yes | No |  | Otay 3 Landfill Generation Facility Unit 1 |  | SDGE | Otay Landfill Gas, LLC | BIOGAS | RECIPROCATING ENGINE | LANDFILL GAS | SP15 | SDG1 | 2007-03-08 |  |  | 1.88 | A
94501 | Non-Participating | Yes | No |  | Otay 3 Landfill Generation Facility Unit 1 |  | SDGE | Otay Landfill Gas, LLC | BIOGAS | RECIPROCATING ENGINE | LANDFILL GAS | SP15 | SDG1 | 2007-03-08 |  |  | 1.88 | A
117600 | Participating Unit | Yes | No | OTAY_6_LNDFL5 | Otay 5 | 1.5 | SDGE | Otay Landfill Gas, LLC | BIOMASS | RECIPROCATING ENGINE | LANDFILL GAS | SP15 | SDG1 | 2014-03-14 |  |  | 1.5 | A
117700 | Participating Unit | Yes | No | OTAY_6_LNDFL6 | Otay 6 | 1.5 | SDGE | Otay Landfill Gas, LLC | BIOMASS | RECIPROCATING ENGINE | LANDFILL GAS | SP15 | SDG1 | 2014-03-14 |  |  | 1.5 | A
98000 | Participating Unit | No | No | OTMESA_2_PL1X3 | Otay Mesa Energy Center | 603.68 | SDGE | Otay Mesa Energy Center, LLC | THERMAL | COMBINED CYCLE | NATURAL GAS | SP15 | SDG1 | 2009-10-03 |  |  | 669 | A
97200 | Participating Unit | No | No | OXMTN_6_LNDFIL | Ox Mountain Landfill | 10.62 | PGAE | Ameresco Half Moon Bay LLC | BIOMASS | RECIPROCATING ENGINE | LANDFILL GAS | NP15 | PGE3 | 2009-04-01 | 6 internal combustion generator sets @ approximately 1.9 MW each |  | 11.4 | A
24300 | Participating Unit | No | No | OXBOW_6_DRUM | Oxbow PH | 6 | PGAE | PCWA | HYDRO | HYDRO | WATER | NP15 | PGE3 | 1966-01-01 |  | American River | 6 | A
62100 | Participating Unit | Yes | No | PACLUM_6_UNIT | PACIFIC LUMBER CO. | 28.8 | PGAE | Pacific Gas & Electric Company | BIOMASS | STEAM | WOOD WASTE | NP15 | PGE1 | 1986-03-22 | PGE QF 19C010 |  | 26.25 | A
24400 | Participating Unit | No | No | PWEST_1_UNIT | PACIFIC WEST I | 2.1 | SCE | Phoenix Wind Power, LLC | WIND | WIND | WIND | SP15 | SCE1 |  |  |  | 2.1 | A
62200 | Participating Unit | Yes | Yes | PADUA_6_QF | PADUA AREA LUMPED UNITS | 30.1 | SCE | VARIOUS | HYDRO | HYDRO | WATER | SP15 | SCE1 | 1984-01-01 |  |  | 29 | A
62204 | Non-Participating | Yes | No |  | MONTE VISTA WATER DISTRICT |  | SCE | 4147 | HYDRO |  |  | SP15 | SCE1 | 1990-08-05 |  |  | 0.87 | A
62209 | Non-Participating | Yes | No |  | THREE VALLEYS MWD (FULTON ROAD) |  | SCE | 4035 | HYDRO |  |  | SP15 | SCE1 | 1987-04-02 |  |  | 0.2 | A
62210 | Non-Participating | Yes | No |  | THREE VALLEYS MWD (MIRAMAR) |  | SCE | 4036 | HYDRO |  |  | SP15 | SCE1 | 1987-04-13 |  |  | 0.52 | A
62211 | Non-Participating | Yes | No |  | THREE VALLEYS MWD (WILLIAMS) |  | SCE | 4037 | HYDRO |  |  | SP15 | SCE1 | 1987-04-03 |  |  | 0.35 | A
62206 | Non-Participating | Yes | No |  | PAPER PAK PRODUCTS,INCORPORATED |  | SCE | 2031 | COGENERATION |  |  | SP15 | SCE1 | 1984-10-01 |  |  | 1.4 | A
62202 | Non-Participating | Yes | No |  | CLAREMONT TENNIS CLUB |  | SCE | 2178 | COGENERATION |  |  | SP15 | SCE1 | 1988-07-14 |  |  | 0.18 | A
62203 | Non-Participating | Yes | No |  | GLENDORA HIGH SCHOOL (U.S.D.) |  | SCE | 2066 | COGENERATION |  |  | SP15 | SCE1 | 1985-07-01 |  |  | 0.08 | A
62205 | Non-Participating | Yes | No |  | ONTARIO COGENERATION |  | SCE | 2037 | COGENERATION |  |  | SP15 | SCE1 | 1984-11-01 |  |  | 4.5 | A
62212 | Non-Participating | Yes | No |  | UPLAND UNIFIED SCHOOL DISTTRICT |  | SCE | 2036 | COGENERATION |  |  | SP15 | SCE1 | 1985-01-01 |  |  | 0.08 | A
62213 | Non-Participating | Yes | No |  | WATER FACILITIES AUTHORITY STATION 1 (UPLAND) |  | SCE | 4150 | HYDRO |  |  | SP15 | SCE1 | 1994-08-26 |  |  | 0.22 | A
93000 | Participating Unit | No | Yes | PALOMR_2_PL1X3 | PALOMAR ENERGY CENTER | 575 | SDGE | San Diego Gas & Electric | THERMAL | COMBINED CYCLE | NATURAL GAS | SP15 | SDG1 | 2006-03-31 |  |  | 595 | A
93001 | Non-Participating | No | No | PALOMR_7_CTG1 | PALOMAR ENERGY CENTER CTG UNIT 1 | 180.6 | SDGE | San Diego Gas & Electric | THERMAL | COMBUSTION TURBINE | NATURAL GAS | SP15 | SDG1 | 2006-03-31 |  |  | 180.5 | A
93002 | Non-Participating | No | No | PALOMR_7_CTG2 | PALOMAR ENERGY CENTER CTG UNIT 2 | 180.6 | SDGE | San Diego Gas & Electric | THERMAL | COMBUSTION TURBINE | NATURAL GAS | SP15 | SDG1 | 2006-03-31 |  |  | 180.5 | A
93003 | Non-Participating | No | No | PALOMR_7_STG3 | PALOMAR ENERGY CENTER STG UNIT 3 | 234.5 | SDGE | San Diego Gas & Electric | THERMAL | STEAM | HEAT RECOVERY | SP15 | SDG1 | 2006-03-31 |  |  | 233.9 | A
91700 | Participating Unit | No | Yes | LEBECS_2_UNITS | PASTORIA ENERGY FACILITY | 799.47 | SCE | Calpine | THERMAL | COMBINED CYCLE | NATURAL GAS | SP15 | SCE1 | 2005-05-04 |  |  | 800 | A
91701 | Non-Participating | No | No | LEBECS_7_CTG1 | PASTORIA ENERGY FACILITY CTG UNIT 1 | 198.9 | SCE | Calpine | THERMAL | COMBUSTION TURBINE | NATURAL GAS | SP15 | SCE1 | 2005-07-05 |  |  | 167 | A
91702 | Non-Participating | No | No | LEBECS_7_CTG2 | PASTORIA ENERGY FACILITY CTG UNIT 2 | 198.9 | SCE | Calpine | THERMAL | COMBUSTION TURBINE | NATURAL GAS | SP15 | SCE1 | 2005-07-05 |  |  | 167 | A
91704 | Non-Participating | No | No | LEBECS_7_CTG4 | PASTORIA ENERGY FACILITY CTG UNIT 4 | 198.9 | SCE | Calpine | THERMAL | COMBUSTION TURBINE | NATURAL GAS | SP15 | SCE1 | 2005-05-04 |  |  | 167 | A
91703 | Non-Participating | No | No | LEBECS_7_STG3 | PASTORIA ENERGY FACILITY STG UNIT 3 | 184 | SCE | Calpine | THERMAL | STEAM | HEAT RECOVERY | SP15 | SCE1 | 2005-07-05 |  |  | 187 | A
91705 | Non-Participating | No | No | LEBECS_7_STG5 | PASTORIA ENERGY FACILITY STG UNIT 5 | 92 | SCE | Calpine | THERMAL | STEAM | HEAT RECOVERY | SP15 | SCE1 | 2005-05-04 |  |  | 92 | A
94300 | Participating Unit | Yes | No | PSWEET_7_QFUNTS | PAUL SWEET QF AGGREGATION | 1 | PGAE | Pacific Gas & Electric Company | BIOGAS | AGGREGATION | LANDFILL GAS | NP15 | PGE3 |  |  |  | 1 | A
62900 | Participating Unit | Yes | No | GRZZLY_1_BERKLY | PE - BERKELEY, INC. | 32.5 | PGAE | Pacific Gas & Electric Company | COGENERATION | COMBUSTION TURBINE | NATURAL GAS | NP15 | PGE3 | 1987-05-19 | PGE QF 01C084 |  | 32.5 | A
63000 | Participating Unit | Yes | No | KINGCO_1_KINGBR | PE - KES KINGSBURG,LLC | 34.5 | PGAE | KES Kingsburg, L.P. | COGENERATION | COMBUSTION TURBINE | NATURAL GAS | NP15 | PGE3 | 1990-12-05 | Formerly PGE QF 25C164 |  | 40 | A
24800 | Participating Unit | No | No | PHOENX_1_UNIT | PHOENIX PH | 2 | PGAE | PG&E | HYDRO | HYDRO | WATER | NP15 | PGE3 | 1940-01-01 |  | Tuolemne River | 2 | A
24900 | Participating Unit | No | Yes | PINFLT_7_UNITS | PINE FLAT PH (AGGREGATE) | 210 | PGAE | CDWR | HYDRO | HYDRO | WATER | NP15 | PGE3 | 1984-01-01 |  |  | 173.7 | A
24901 | Non-Participating | No | No | PINFLT_7_UNIT 1 | Pine Flat Unit 1 | 63.3 | PGAE | CDWR | HYDRO | HYDRO | WATER | NP15 | PGE3 | 1984-01-01 |  |  | 57.9 | A
24902 | Non-Participating | No | No | PINFLT_7_UNIT 2 | Pine Flat Unit 2 | 63.3 | PGAE | CDWR | HYDRO | HYDRO | WATER | NP15 | PGE3 | 1984-01-01 |  |  | 57.9 | A
24903 | Non-Participating | No | No | PINFLT_7_UNIT 3 | Pine Flat Unit 3 | 63.3 | PGAE | CDWR | HYDRO | HYDRO | WATER | NP15 | PGE3 | 1984-01-01 |  |  | 57.9 | A
25200 | Participating Unit | No | Yes | PIT3_7_PL1X3 | PIT PH 3 (AGGREGATE) | 70.6 | PGAE | PG&E | HYDRO | HYDRO | WATER | NP15 | PGE3 | 1925-01-01 |  | Pit River | 70.6 | A
25201 | Non-Participating | No | No | PIT3_7_UNIT 1 | Pit PH 3 Unit 1 | 24 | PGAE | PG&E | HYDRO | HYDRO | WATER | NP15 | PGE3 | 1925-01-01 |  | Pit River | 24 | A
25202 | Non-Participating | No | No | PIT3_7_UNIT 2 | Pit PH 3 Unit 2 | 26 | PGAE | PG&E | HYDRO | HYDRO | WATER | NP15 | PGE3 | 1925-01-01 |  | Pit River | 26 | A
25203 | Non-Participating | No | No | PIT3_7_UNIT 3 | Pit PH 3 Unit 3 | 25 | PGAE | PG&E | HYDRO | HYDRO | WATER | NP15 | PGE3 | 1925-01-01 |  | Pit River | 25 | A
25300 | Participating Unit | No | Yes | PIT4_7_PL1X2 | PIT PH 4 (AGGREGATE) | 95 | PGAE | PG&E | HYDRO | HYDRO | WATER | NP15 | PGE3 | 1955-01-01 |  | Pit River | 95 | A
25301 | Non-Participating | No | No | PIT4_7_UNIT 1 | Pit PH 4 Unit 1 | 55 | PGAE | PG&E | HYDRO | HYDRO | WATER | NP15 | PGE3 | 1955-01-01 |  | Pit River | 55 | A
25302 | Non-Participating | No | No | PIT4_7_UNIT 2 | Pit PH 4 Unit 2 | 47 | PGAE | PG&E | HYDRO | HYDRO | WATER | NP15 | PGE3 | 1955-01-01 |  | Pit River | 47 | A
25400 | Participating Unit | No | Yes | PIT5_7_PL1X2 | PIT PH 5 UNITS 1 & 2 (AGGREGATE) | 82 | PGAE | PG&E | HYDRO | HYDRO | WATER | NP15 | PGE3 | 1944-01-01 |  | Pit River | 82 | A
25401 | Non-Participating | No | No | PIT5_7_UNIT 1 | Pit PH 5 Unit 1 | 41 | PGAE | PG&E | HYDRO | HYDRO | WATER | NP15 | PGE3 | 1944-01-01 |  | Pit River | 41 | A
25402 | Non-Participating | No | No | PIT5_7_UNIT 2 | Pit PH 5 Unit 2 | 41 | PGAE | PG&E | HYDRO | HYDRO | WATER | NP15 | PGE3 | 1944-01-01 |  | Pit River | 41 | A
25500 | Participating Unit | No | Yes | PIT5_7_PL3X4 | PIT PH 5 UNITS 3 & 4 (AGGREGATE) | 82 | PGAE | PG&E | HYDRO | HYDRO | WATER | NP15 | PGE3 | 1944-01-01 |  | Pit River | 82 | A
25501 | Non-Participating | No | No | PIT5_7_UNIT 3 | Pit PH 5 Unit 3 | 41 | PGAE | PG&E | HYDRO | HYDRO | WATER | NP15 | PGE3 | 1944-01-01 |  | Pit River | 41 | A
25502 | Non-Participating | No | No | PIT5_7_UNIT 4 | Pit PH 5 Unit 4 | 41 | PGAE | PG&E | HYDRO | HYDRO | WATER | NP15 | PGE3 | 1944-01-01 |  | Pit River | 41 | A
90200 | Participating Unit | Yes | Yes | PIT5_7_QFUNTS | PIT5 AREA LUMPED UNITS | 3.75 | PGAE | Pacific Gas & Electric Company | HYDRO | HYDRO | WATER | NP15 | PGE3 | 1987-08-15 |  |  | 3.75 | A
55900 | Non-Participating | Yes | No |  | MEGA RENEWABLES (SILVER SPRINGS) |  | PGAE | 13H036 | HYDRO | HYDRO | WATER | NP15 | PGE3 | 1987-08-15 |  |  | 1.25 | A
59400 | Non-Participating | Yes | No |  | NELSON CREEK POWER INC. |  | PGAE | 13H042 | HYDRO | HYDRO | WATER | NP15 | PGE3 | 1988-12-19 |  |  | 2.5 | A
63800 | Participating Unit | Yes | Yes | CBRLLO_6_PLSTP1 | POINT LOMA WASTEWATER TREATMENT PLANT | 4.83 | SDGE | City of San Diego (Formerly QFID 464) | BIOMASS | RECIPROCATING ENGINE | LANDFILL GAS | SP15 | SDG1 | 1985-01-01 |  |  | 7.12 | A
63801 | Non-Participating | Yes | No |  | POINT LOMA WASTEWATER PERP HYDRO |  | SDGE | City of San Diego | HYDRO | HYDRO | WATER | SP15 | SDG1 | 1985-01-01 |  |  | 1.35 | A
63804 | Non-Participating | Yes | No |  | POINT LOMA WASTEWATER UNIT 3 |  | SDGE | City of San Diego | BIOMASS | RECIPROCATING ENGINE | SEWAGE GAS | SP15 | SDG1 | 1985-01-01 |  |  | 1.2 | A
63803 | Non-Participating | Yes | No |  | POINT LOMA WASTEWATER UNIT 2 |  | SDGE | City of San Diego | BIOMASS | RECIPROCATING ENGINE | SEWAGE GAS | SP15 | SDG1 | 1985-01-01 |  |  | 2.29 | A
63802 | Non-Participating | Yes | No |  | POINT LOMA WASTEWATER UNIT 1 |  | SDGE | City of San Diego | BIOMASS | RECIPROCATING ENGINE | SEWAGE GAS | SP15 | SDG1 | 1985-01-01 |  |  | 2.29 | A
27400 | Participating Unit | No | Yes | POTTER_6_UNITS | POTTER VALLEY PH (AGGREGATE) | 10.1 | PGAE | Pacific Gas & Electric Company | HYDRO | HYDRO | WATER | NP15 | PGE3 | 1910-01-01 |  | Eel | 9.8 | A
27401 | Non-Participating | No | No |  | Potter Valley Unit 1 |  | PGAE | Pacific Gas & Electric Company | HYDRO | HYDRO | WATER | NP15 | PGE3 | 1939-01-01 |  | Eel | 5 | A
27403 | Non-Participating | No | No |  | Potter Valley Unit 3 |  | PGAE | Pacific Gas & Electric Company | HYDRO | HYDRO | WATER | NP15 | PGE3 | 1917-01-01 |  | Eel | 2.5 | A
27402 | Non-Participating | No | No |  | Potter Valley Unit 2 |  | PGAE | Pacific Gas & Electric Company | HYDRO | HYDRO | WATER | NP15 | PGE3 | 1910-01-01 |  | Eel | 2.5 | A
63600 | Participating Unit | Yes | No | CPSTNO_7_PRMADS | PRIMA DESHECHA LANDFILL | 6.1 | SDGE | MM Biogas Power, LLC (Formerly QF ID 448) | BIOMASS | RECIPROCATING ENGINE | LANDFILL GAS | SP15 | SDG1 | 1999-01-01 |  |  | 6.1 | A
63700 | Participating Unit | Yes | No | SNCLRA_6_PROCGN | PROCTER & GAMBLE PAPER PROD. (OXNARD II) | 49.5 | SCE | Southern California Edison Company | COGENERATION | COMBUSTION TURBINE | NATURAL GAS | SP15 | SCE1 | 1998-11-17 | SCE QF 2072 |  | 46.1 | A
104800 | Participating Unit | No | No | ROSMDW_2_WIND1 | Pacific Wind - Phase 1 | 140 | SDGE | Pacific Wind, LLC | WIND | WIND | WIND | SP15 | SDG1 |  | Phased Implementation: 140 MW commercial out of 250 MW total at completion. As of 7/20/2012 |  | 140 | A
44617 | Participating Unit | Yes | No | VENWD_1_WIND3 | Painted Hills Wind Park | 19.04 | SCE | Painted Hills Wind Developers | WIND | WIND | WIND | SP15 | SCE1 | 1985-12-01 | QF Conversion 4/14/2016. Formerly SCE QF 6112 |  | 19.05 | A
130800 | Participating Unit | Yes | No | LITLRK_6_SOLAR2 | Palmdale 18 | 2 | SCE | SEPV18, LLC | SOLAR | PHOTO VOLTAIC | SUN | SP15 | SCE1 | 2016-01-13 |  |  | 2 | A
126300 | Participating Unit | No | No | PMDLET_6_SOLAR1 | Palmdale East | 10 | SCE | SEPV Palmdale East, LLC | SOLAR | PHOTO VOLTAIC | SUN | SP15 | SCE1 | 2015-07-31 |  |  | 10 | A
24500 | Participating Unit | No | No | PNOCHE_1_UNITA1 | Panoche - CalPeak | 52.01 | PGAE | CalPeak Power LLC | PEAKER | COMBUSTION TURBINE | NATURAL GAS | NP15 | PGE3 | 2001-12-27 |  |  | 49 | A
97400 | Participating Unit | No | Yes | PNCHEG_2_PL1X4 | Panoche Energy Center | 401 | PGAE | Panoche Energy Center, LLC | PEAKER | COMBUSTION TURBINE | NATURAL GAS | NP15 | PGE3 | 2009-05-28 |  |  | 418.6 | A
97401 | Non-Participating | No | No | PNCHEG_2_CTG1 | PANOCHE ENERGY CENTER (CTG1) | 100 | PGAE | Panoche Energy Center, LLC | THERMAL | COMBUSTION TURBINE | NATURAL GAS | NP15 | PGE2 | 2009-05-28 |  |  | 104.65 | A
97402 | Non-Participating | No | No | PNCHEG_2_CTG2 | PANOCHE ENERGY CENTER (CTG2) | 100 | PGAE | Panoche Energy Center, LLC | THERMAL | COMBUSTION TURBINE | NATURAL GAS | NP15 | PGE2 | 2009-05-28 |  |  | 104.65 | A
97403 | Non-Participating | No | No | PNCHEG_2_CTG3 | PANOCHE ENERGY CENTER (CTG3) | 100 | PGAE | Panoche Energy Center, LLC | THERMAL | COMBUSTION TURBINE | NATURAL GAS | NP15 | PGE2 | 2009-05-28 |  |  | 104.65 | A
97404 | Non-Participating | No | No | PNCHEG_2_CTG4 | PANOCHE ENERGY CENTER (CTG4) | 100 | PGAE | Panoche Energy Center, LLC | THERMAL | COMBUSTION TURBINE | NATURAL GAS | NP15 | PGE2 | 2009-05-28 |  |  | 104.65 | A
24700 | Participating Unit | No | Yes | PARDEB_6_UNITS | Pardee Power House | 30 | PGAE | East Bay Municipal Utility District | HYDRO | HYDRO | WATER | NP15 | PGE3 | 1930-01-01 |  | Mokelumne River | 27.8 | A
24701 | Non-Participating | No | No | PARDEB_2_UNIT 1 | Pardee Unit 1 | 10 | PGAE | East Bay Municipal Utility District | HYDRO | HYDRO | WATER | NP15 | PGE3 | 1930-01-01 |  | Mokelumne River | 9.38 | A
24702 | Non-Participating | No | No | PARDEB_2_UNIT 2 | Pardee Unit 2 | 10 | PGAE | East Bay Municipal Utility District | HYDRO | HYDRO | WATER | NP15 | PGE3 | 1930-01-01 |  | Mokelumne River | 9.38 | A
24703 | Non-Participating | No | No | PARDEB_2_UNIT 3 | Pardee Unit 3 | 10 | PGAE | East Bay Municipal Utility District | HYDRO | HYDRO | WATER | NP15 | PGE3 | 1930-01-01 |  | Mokelumne River | 9.05 | A
56200 | Participating Unit | Yes | No | CRESSY_1_PARKER | Parker Power House | 2.83 | PGAE | Merced Irrigation District | HYDRO | HYDRO | WATER | NP15 | PGE3 | 1981-09-23 | Formerly PGE QF 25H185 |  | 2.83 | A
72000 | Participating Unit | Yes | Yes | UNOCAL_1_UNITS | Phillips 66 - Rodeo Plant | 57.3 | PGAE | TOSCO | COGENERATION | COMBUSTION TURBINE | NATURAL GAS | NP15 | PGE3 | 1987-05-21 |  |  | 49.85 | A
72001 | Non-Participating | Yes | No |  | Phillips 66 - Rodeo Plant Unit 1 |  | PGAE | 01C061 | COGENERATION | COMBUSTION TURBINE | NATURAL GAS | NP15 | PGE3 | 1987-05-21 |  |  | 21.6 | A
72003 | Non-Participating | Yes | No |  | Phillips 66 - Rodeo Plant Unit 3 |  | PGAE | 01C061 | COGENERATION | COMBUSTION TURBINE | NATURAL GAS | NP15 | PGE3 | 1987-05-21 |  |  | 21.6 | A
72002 | Non-Participating | Yes | No |  | Phillips 66 - Rodeo Plant Unit 2 |  | PGAE | 01C061 | COGENERATION | COMBUSTION TURBINE | NATURAL GAS | NP15 | PGE3 | 1987-05-21 |  |  | 21.6 | A
122500 | Participating Unit | Yes | No | GARNET_2_WIND1 | Phoenix | 11.2 | SCE | San Gorgonio Westwinds II, LLC | WIND | WIND | WIND | SP15 | SDG1 | 2015-01-26 |  |  | 11.78 | A
129700 | Participating Unit | No | No | CENTER_2_SOLAR1 | Pico Rivera | 0.9 | SCE | SunEdison Utility Solutions, LLC | SOLAR | PHOTO VOLTAIC | SUN | SP15 | SCE1 | 2015-11-20 |  |  | 0.9 | A
137200 | Participating Unit | No | No | PIOPIC_2_CTG1 | Pio Pico Unit 1 | 106 | SDGE | Pio Pico Energy Center | THERMAL | COMBUSTION TURBINE | NATURAL GAS | SP15 | SDG1 | 2016-11-03 |  |  | 106 | A
137300 | Participating Unit | No | No | PIOPIC_2_CTG2 | Pio Pico Unit 2 | 106 | SDGE | Pio Pico Energy Center | THERMAL | COMBUSTION TURBINE | NATURAL GAS | SP15 | SDG1 | 2016-11-03 |  |  | 106 | A
137400 | Participating Unit | No | No | PIOPIC_2_CTG3 | Pio Pico Unit 3 | 106 | SDGE | Pio Pico Energy Center | THERMAL | COMBUSTION TURBINE | NATURAL GAS | SP15 | SDG1 | 2016-11-03 |  |  | 106 | A
25000 | Participating Unit | No | No | PIT1_7_UNIT 1 | Pit PH 1 Unit 1 | 32 | PGAE | PG&E | HYDRO | HYDRO | WATER | NP15 | PGE3 | 1922-01-01 |  | Pit River | 32 | A
25100 | Participating Unit | No | No | PIT1_7_UNIT 2 | Pit PH 1 Unit 2 | 32 | PGAE | PG&E | HYDRO | HYDRO | WATER | NP15 | PGE3 | 1922-01-01 |  | Pit River | 32 | A
25600 | Participating Unit | No | No | PIT6_7_UNIT 1 | Pit PH 6 Unit 1 | 39 | PGAE | PG&E | HYDRO | HYDRO | WATER | NP15 | PGE3 | 1965-01-01 |  | Pit River | 39 | A
25700 | Participating Unit | No | No | PIT6_7_UNIT 2 | Pit PH 6 Unit 2 | 40 | PGAE | PG&E | HYDRO | HYDRO | WATER | NP15 | PGE3 | 1965-01-01 |  | Pit River | 40 | A
25800 | Participating Unit | No | No | PIT7_7_UNIT 1 | Pit PH 7 Unit 1 | 55.7 | PGAE | PG&E | HYDRO | HYDRO | WATER | NP15 | PGE3 | 1965-01-01 |  | Pit River | 55.7 | A
25900 | Participating Unit | No | No | PIT7_7_UNIT 2 | Pit PH 7 Unit 2 | 54.6 | PGAE | PG&E | HYDRO | HYDRO | WATER | NP15 | PGE3 | 1965-01-01 |  | Pit River | 54.6 | A
26400 | Participating Unit | No | No | PITTSP_7_UNIT 5 | Pittsburg Unit 5 | 312 | PGAE | Mirant | THERMAL | STEAM | NATURAL GAS | NP15 | PGE3 | 1960-01-01 |  |  | 320 | A
26500 | Participating Unit | No | No | PITTSP_7_UNIT 6 | Pittsburg Unit 6 | 317 | PGAE | Mirant | THERMAL | STEAM | NATURAL GAS | NP15 | PGE3 | 1961-01-01 |  |  | 325 | A
26600 | Participating Unit | No | No | PITTSP_7_UNIT 7 | Pittsburg Unit 7 | 530 | PGAE | Mirant | THERMAL | STEAM | NATURAL GAS | NP15 | PGE3 | 1972-01-01 |  |  | 712 | A
26700 | Participating Unit | No | No | POEPH_7_UNIT 1 | Poe PH Unit 1 | 69 | PGAE | PG&E | HYDRO | HYDRO | WATER | NP15 | PGE3 | 1958-01-01 |  | NF Feather River | 68 | A
26800 | Participating Unit | No | No | POEPH_7_UNIT 2 | Poe PH Unit 2 | 68.5 | PGAE | PG&E | HYDRO | HYDRO | WATER | NP15 | PGE3 | 1958-01-01 |  | NF Feather River | 68.5 | A
26900 | Participating Unit | No | No | CONTRL_1_POOLE | Poole Unit 1 | 10.9 | SCE | SCE | HYDRO | HYDRO | WATER | SP15 | SCE1 | 1924-01-01 |  |  | 10.9 | A
132400 | Participating Unit | Yes | Yes | PEABDY_2_LNDFL1 | Potrero Hills Energy Producers | 8 | PGAE | Potrero Hills Energy Producers, LLC | BIOGAS | RECIPROCATING ENGINE | LANDFILL GAS | NP15 | PGE3 | 2016-04-07 |  |  | 8 | A
132401 | Non-Participating | Yes | No |  | Potrero Hills Energy Producers Unit 1 |  | PGAE | Potrero Hills Energy Producers, LLC | BIOGAS | RECIPROCATING ENGINE | LANDFILL GAS | NP15 | PGE3 | 2016-04-07 |  |  | 1.6 | A
132402 | Non-Participating | Yes | No |  | Potrero Hills Energy Producers Unit 2 |  | PGAE | Potrero Hills Energy Producers, LLC | BIOGAS | RECIPROCATING ENGINE | LANDFILL GAS | NP15 | PGE3 | 2016-04-07 |  |  | 1.6 | A
132405 | Non-Participating | Yes | No |  | Potrero Hills Energy Producers Unit 5 |  | PGAE | Potrero Hills Energy Producers, LLC | BIOGAS | RECIPROCATING ENGINE | LANDFILL GAS | NP15 | PGE3 | 2016-04-07 |  |  | 1.6 | A
132404 | Non-Participating | Yes | No |  | Potrero Hills Energy Producers Unit 4 |  | PGAE | Potrero Hills Energy Producers, LLC | BIOGAS | RECIPROCATING ENGINE | LANDFILL GAS | NP15 | PGE3 | 2016-04-07 |  |  | 1.6 | A
132403 | Non-Participating | Yes | No |  | Potrero Hills Energy Producers Unit 3 |  | PGAE | Potrero Hills Energy Producers, LLC | BIOGAS | RECIPROCATING ENGINE | LANDFILL GAS | NP15 | PGE3 | 2016-04-07 |  |  | 1.6 | A
53100 | Participating Unit | Yes | No | WALNUT_6_HILLGEN | Puente Hills | 53.22 | SCE | County Sanitation District No. 2 of Los Angeles County | BIOMASS | STEAM | LANDFILL GAS | SP15 | SCE1 | 1986-01-01 | Formerly SCE QF 1090 |  | 50 | A
96100 | Participating Unit | Yes | Yes | RHONDO_6_PUENTE | Puente Hills Phase 2 | 4 | SCE | County Sanitation District No. 2 of Los Angeles County | BIOGAS | RECIPROCATING ENGINE | LANDFILL GAS | SP15 | SCE1 | 2007-12-07 |  |  | 35.5 | A
96101 | Non-Participating | Yes | No |  | Puente Hills Phase 2 Unit 1 |  | SCE | County Sanitation District No. 2 of Los Angeles County | BIOGAS | RECIPROCATING ENGINE | LANDFILL GAS | SP15 | SCE1 |  |  |  |  | A
96103 | Non-Participating | Yes | No |  | Puente Hills Phase 2 Unit 3 |  | SCE | County Sanitation District No. 2 of Los Angeles County | BIOGAS | RECIPROCATING ENGINE | LANDFILL GAS | SP15 | SCE1 |  |  |  |  | A
96102 | Non-Participating | Yes | No |  | Puente Hills Phase 2 Unit 2 |  | SCE | County Sanitation District No. 2 of Los Angeles County | BIOGAS | RECIPROCATING ENGINE | LANDFILL GAS | SP15 | SCE1 |  |  |  |  | A
122300 | Participating Unit | No | No | PMPJCK_1_SOLAR1 | Pumpjack Solar 1 | 19.48 | SCE | Pumpjack Solar 1, LLC | SOLAR | PHOTO VOLTAIC | SUN | SP15 | SCE1 | 2015-01-27 |  |  | 20 | A
121900 | Participating Unit | Yes | No | PUTHCR_1_SOLAR1 | Putah Creek Solar Farm | 1.98 | PGAE | Putah Creek Solar Farms LLC | SOLAR | PHOTO VOLTAIC | SUN | NP15 | PGE3 | 2014-12-19 |  |  | 2 | A
29600 | Participating Unit | Yes | No | SPQUIN_6_SRPCQU | Quincy Biomass | 22 | PGAE | Sierra Pacific Industries | BIOMASS | STEAM | WOOD WASTE | NP15 | PGE3 | 1983-01-14 | Formerly QF 10C018 |  | 27.5 | A
129900 | Participating Unit | No | No | SLST13_2_SOLAR1 | Quinto Solar PV Project | 107.6 | PGAE | Solar Star California XIII, LLC | SOLAR | PHOTO VOLTAIC | SUN | NP15 | PGE3 | 2015-11-30 |  |  | 107.6 | A
111200 | Participating Unit | No | No | KANSAS_6_SOLAR | RE Kansas South | 20 | PGAE | RE Kansas South LLC | SOLAR | PHOTO VOLTAIC | SUN | NP15 | PGE3 | 2013-06-06 |  |  | 20 | A
64500 | Participating Unit | Yes | Yes | RECTOR_2_QF | RECTOR AREA LUMPED UNITS | 19.5 | SCE | VARIOUS | HYDRO | HYDRO | WATER | SP15 | SCE1 | 1984-01-01 |  |  | 19.53 | A
64501 | Non-Participating | Yes | No |  | COUNTY OF TULARE, DETENTION FACILITY (BOB WILEY) |  | SCE | 2195 | COGENERATION |  |  | SP15 | SCE1 | 1987-05-05 |  |  | 0.55 | A
64505 | Non-Participating | Yes | No |  | SHARP RANCH |  | SCE | 1088 | BIOMASS |  |  | SP15 | SCE1 | 1987-03-31 |  |  | 0.08 | A
64503 | Non-Participating | Yes | No |  | KAWEAH RIVER POWER AUTHORITY (TERMINUS) |  | SCE | 4039 | HYDRO |  |  | SP15 | SCE1 | 1990-03-16 |  |  | 17 | A
64502 | Non-Participating | Yes | No |  | KAWEAH DELTA DISTRICT HOSPITAL |  | SCE | 2044 | COGENERATION |  |  | SP15 | SCE1 | 1984-01-01 |  |  | 1.1 | A
27500 | Participating Unit | No | Yes | REDBLF_6_UNIT | RED BLUFF PEAKER PLANT | 44 | PGAE | California Power Holdings, LLC | PEAKER | RECIPROCATING ENGINE | NATURAL GAS | NP15 | PGE3 | 2001-08-11 |  |  | 44 | A
27501 | Non-Participating | No | No |  | Red Bluff Peaker Unit 1 |  | PGAE | NEO Corporation | PEAKER | RECIPROCATING ENGINE | NATURAL GAS | NP15 | PGE3 | 2001-08-11 |  |  | 3 | A
27516 | Non-Participating | No | No |  | Red Bluff Peaker Unit 16 |  | PGAE | NEO Corporation | PEAKER | RECIPROCATING ENGINE | NATURAL GAS | NP15 | PGE3 | 2001-08-11 |  |  | 3 | A
27503 | Non-Participating | No | No |  | Red Bluff Peaker Unit 3 |  | PGAE | NEO Corporation | PEAKER | RECIPROCATING ENGINE | NATURAL GAS | NP15 | PGE3 | 2001-08-11 |  |  | 3 | A
27504 | Non-Participating | No | No |  | Red Bluff Peaker Unit 4 |  | PGAE | NEO Corporation | PEAKER | RECIPROCATING ENGINE | NATURAL GAS | NP15 | PGE3 | 2001-08-11 |  |  | 3 | A
27505 | Non-Participating | No | No |  | Red Bluff Peaker Unit 5 |  | PGAE | NEO Corporation | PEAKER | RECIPROCATING ENGINE | NATURAL GAS | NP15 | PGE3 | 2001-08-11 |  |  | 3 | A
27506 | Non-Participating | No | No |  | Red Bluff Peaker Unit 6 |  | PGAE | NEO Corporation | PEAKER | RECIPROCATING ENGINE | NATURAL GAS | NP15 | PGE3 | 2001-08-11 |  |  | 3 | A
27507 | Non-Participating | No | No |  | Red Bluff Peaker Unit 7 |  | PGAE | NEO Corporation | PEAKER | RECIPROCATING ENGINE | NATURAL GAS | NP15 | PGE3 | 2001-08-11 |  |  | 3 | A
27508 | Non-Participating | No | No |  | Red Bluff Peaker Unit 8 |  | PGAE | NEO Corporation | PEAKER | RECIPROCATING ENGINE | NATURAL GAS | NP15 | PGE3 | 2001-08-11 |  |  | 3 | A
27509 | Non-Participating | No | No |  | Red Bluff Peaker Unit 9 |  | PGAE | NEO Corporation | PEAKER | RECIPROCATING ENGINE | NATURAL GAS | NP15 | PGE3 | 2001-08-11 |  |  | 3 | A
27510 | Non-Participating | No | No |  | Red Bluff Peaker Unit 10 |  | PGAE | NEO Corporation | PEAKER | RECIPROCATING ENGINE | NATURAL GAS | NP15 | PGE3 | 2001-08-11 |  |  | 3 | A
27511 | Non-Participating | No | No |  | Red Bluff Peaker Unit 11 |  | PGAE | NEO Corporation | PEAKER | RECIPROCATING ENGINE | NATURAL GAS | NP15 | PGE3 | 2001-08-11 |  |  | 3 | A
27512 | Non-Participating | No | No |  | Red Bluff Peaker Unit 12 |  | PGAE | NEO Corporation | PEAKER | RECIPROCATING ENGINE | NATURAL GAS | NP15 | PGE3 | 2001-08-11 |  |  | 3 | A
27513 | Non-Participating | No | No |  | Red Bluff Peaker Unit 13 |  | PGAE | NEO Corporation | PEAKER | RECIPROCATING ENGINE | NATURAL GAS | NP15 | PGE3 | 2001-08-11 |  |  | 3 | A
27514 | Non-Participating | No | No |  | Red Bluff Peaker Unit 14 |  | PGAE | NEO Corporation | PEAKER | RECIPROCATING ENGINE | NATURAL GAS | NP15 | PGE3 | 2001-08-11 |  |  | 3 | A
27515 | Non-Participating | No | No |  | Red Bluff Peaker Unit 15 |  | PGAE | NEO Corporation | PEAKER | RECIPROCATING ENGINE | NATURAL GAS | NP15 | PGE3 | 2001-08-11 |  |  | 3 | A
27502 | Non-Participating | No | No |  | Red Bluff Peaker Unit 2 |  | PGAE | NEO Corporation | PEAKER | RECIPROCATING ENGINE | NATURAL GAS | NP15 | PGE3 | 2001-08-11 |  |  | 3 | A
64800 | Participating Unit | Yes | No | STAUFF_1_UNIT | RHODIA INC. (RHONE-POULENC) | 4.6 | PGAE | Pacific Gas & Electric Company | COGENERATION | COMBUSTION TURBINE | NATURAL GAS | NP15 | PGE3 | 1977-06-01 | PGE QF 01C108 |  | 4.6 | A
64900 | Participating Unit | Yes | Yes | RHONDO_2_QF | RHONDO AREA LUMPED UNITS | 5.1 | SCE | VARIOUS | VARIOUS |  | WATER | SP15 | SCE1 | 1987-01-01 |  |  | 5.12 | A
64903 | Non-Participating | Yes | No |  | SAN GABRIEL HYDRO PARTNERSHIP |  | SCE | 4029 | HYDRO |  |  | SP15 | SCE1 | 1987-10-17 |  |  | 4.98 | A
64901 | Non-Participating | Yes | No |  | AZUSA UNIFIED SCHOOL DISTRICT |  | SCE | 2311 | COGENERATION | RECIPROCATING ENGINE | NATURAL GAS | SP15 | SCE1 | 1989-09-01 |  |  | 0.07 | A
65100 | Participating Unit | Yes | No | ULTPFR_1_UNIT 1 | RIO BRAVO FRESNO (aka ULTRAPOWER) | 30.5 | PGAE | Pacific Gas & Electric Company | BIOMASS | STEAM | WOOD WASTE | NP15 | PGE3 | 1988-07-20 | PGE QF 25P026 |  | 30.5 | A
65200 | Participating Unit | Yes | No | VESTAL_6_ULTRGN | RIO BRAVO JASMIN | 38 | SCE | Southern California Edison Company | COGENERATION | STEAM | PETROLEUM COKE | SP15 | SCE1 | 1989-11-02 | SCE QF 2077 |  | 37 | A
65400 | Participating Unit | Yes | No | ULTRCK_2_UNIT | RIO BRAVO ROCKLIN | 28.8 | PGAE | Pacific Gas & Electric Company | BIOMASS | STEAM | WOOD WASTE | NP15 | PGE3 | 1989-06-09 | PGE QF 15P028 |  | 28.8 | A
65500 | Participating Unit | Yes | Yes | RIOOSO_1_QF | RIO OSO AREA LUMPED QF UNITS | 1.7 | PGAE | VARIOUS | HYDRO | AGGREGATION | WATER | NP15 | PGE3 | 1984-01-01 |  |  | 2.5 | A
65501 | Non-Participating | Yes | No |  | Sheila St. Germain |  | PGAE | 15H052 | HYDRO | HYDRO | WATER | NP15 | PGE3 |  |  |  | 0.02 | A
65502 | Non-Participating | Yes | No |  | BERTHA WRIGHT BERTILLION |  | PGAE | 15H072 | HYDRO | HYDRO | WATER | NP15 | PGE3 |  |  |  | 0.04 | A
65503 | Non-Participating | Yes | No |  | CHARCOAL RAVINE |  | PGAE | 15H068 | HYDRO | HYDRO | WATER | NP15 | PGE3 | 1986-02-13 |  |  | 0.08 | A
65511 | Non-Participating | Yes | No |  | SWISS AMERICA |  | PGAE | 15H069 | HYDRO | HYDRO | WATER | NP15 | PGE3 | 1985-12-23 |  |  | 0.1 | A
65505 | Non-Participating | Yes | No |  | HENWOOD ASSOCIATES |  | PGAE | 15H002 | HYDRO | HYDRO | WATER | NP15 | PGE3 | 1984-11-28 |  |  | 0.59 | A
65508 | Non-Participating | Yes | No |  | NID/SCOTTS FLAT |  | PGAE | 15H001 | HYDRO | HYDRO | WATER | NP15 | PGE3 | 1984-12-14 |  |  | 0.85 | A
65510 | Non-Participating | Yes | No |  | SIERRA ENERGY COMPANY |  | PGAE | 15H055 | HYDRO | HYDRO | WATER | NP15 | PGE3 | 1988-01-11 |  |  | 0.2 | A
65504 | Non-Participating | Yes | No |  | EAGLE HYDRO |  | PGAE | 15H012 | HYDRO | HYDRO | WATER | NP15 | PGE3 | 1985-12-23 |  |  | 0.55 | A
83000 | Participating Unit | No | No | RVRVEW_1_UNITA1 | RIVERVIEW ENERGY CENTER | 48.7 | PGAE | Riverview Energy Center LLC | PEAKER | COMBUSTION TURBINE | NATURAL GAS | NP15 | PGE3 | 2003-05-02 |  |  | 49.9 | A
66000 | Participating Unit | Yes | No | PLACVL_1_RCKCRE | ROCK CREEK L.P. | 5 | PGAE | Pacific Gas & Electric Company | HYDRO | HYDRO | WATER | NP15 | PGE3 | 1986-04-24 | PGE QF 06H011 |  | 5 | A
28500 | Participating Unit | No | Yes | CONTRL_1_RUSHCK | RUSH CREEK PLANT (AGGREGATE) | 11.94 | SCE | SCE | HYDRO | HYDRO | WATER | SP15 | SCE1 | 1916-01-01 |  |  | 11.5 | A
28502 | Non-Participating | No | No |  | Rush Creek Unit 2 |  | SCE | SCE | HYDRO | HYDRO | WATER | SP15 | SCE1 | 1917-01-01 |  |  | 5.5 | A
28501 | Non-Participating | No | No |  | Rush Creek Unit 1 |  | SCE | SCE | HYDRO | HYDRO | WATER | SP15 | SCE1 | 1916-01-01 |  |  | 6 | A
115600 | Participating Unit | No | No | CRELMN_6_RAMON1 | Ramona 1 | 2 | SDGE | Sol Orchard San Diego 20, LLC | SOLAR | PHOTO VOLTAIC | SUN | SP15 | SDG1 | 2013-12-31 |  |  | 2 | A
115700 | Participating Unit | No | No | CRELMN_6_RAMON2 | Ramona 2 | 5 | SDGE | Sol Orchard San Diego 21, LLC | SOLAR | PHOTO VOLTAIC | SUN | SP15 | SDG1 | 2013-12-31 |  |  | 5 | A
94800 | Participating Unit | No | No | CCRITA_7_RPPCHF | Rancho Penasquitos Hydro Facility | 5.25 | SDGE | San Diego County Water Authority | HYDRO | HYDRO | WATER | SP15 | SDG1 | 2007-01-23 |  |  | 4.65 | A
129400 | Participating Unit | No | No | LAMONT_1_SOLAR5 | Redcrest Solar Farm | 16.66 | SCE | 67RK 8me, LLC | SOLAR | PHOTO VOLTAIC | SUN | SP15 | SCE1 | 2015-10-30 |  |  | 20.86 | A
27600 | Participating Unit | No | No | REDOND_7_UNIT 5 | Redondo Unit 5 | 178.87 | SCE | AES | THERMAL | STEAM | NATURAL GAS | SP15 | SCE1 | 1954-01-01 |  |  | 175 | A
27700 | Participating Unit | No | No | REDOND_7_UNIT 6 | Redondo Unit 6 | 175 | SCE | AES | THERMAL | STEAM | NATURAL GAS | SP15 | SCE1 | 1957-01-01 |  |  | 175 | A
27800 | Participating Unit | No | No | REDOND_7_UNIT 7 | Redondo Unit 7 | 505.96 | SCE | AES | THERMAL | STEAM | NATURAL GAS | SP15 | SCE1 | 1967-01-01 |  |  | 480 | A
27900 | Participating Unit | No | No | REDOND_7_UNIT 8 | Redondo Unit 8 | 495.9 | SCE | AES | THERMAL | STEAM | NATURAL GAS | SP15 | SCE1 | 1967-01-01 |  |  | 480 | A
120300 | Participating Unit | No | No | LAMONT_1_SOLAR1 | Regulus Solar | 60 | PGAE | Regulus Solar, LLC | SOLAR | PHOTO VOLTAIC | SUN | NP15 | SCE1 | 2014-11-11 |  |  | 60 | A
100800 | Participating Unit | No | No | VISTA_2_RIALTO | Rialto Roof Top Solar Project | 1 | SCE | SCE | SOLAR | PHOTO VOLTAIC | SUN | SP15 | SCE1 | 2011-03-01 |  |  | 1 | A
35315 | Participating Unit | Yes | No | ENWIND_2_WIND2 | Ridgetop 1 | 65 | SCE | Ridgetop Energy, LLC | WIND | WIND | WIND | SP15 | SCE1 | 1983-12-31 | QF Conversion completed 3/23/2015. Formerly QF 6024 |  | 65 | A
110700 | Participating Unit | No | No | GLDTWN_6_SOLAR | Rio Grande | 5 | SCE | RE Rio Grande, LLC | SOLAR | PHOTO VOLTAIC | SUN | SP15 | SCE1 | 2013-11-18 |  |  | 5 | A
65700 | Participating Unit | Yes | No | SMPRIP_1_SMPSON | Ripon Cogeneration Unit 1 | 46.05 | PGAE | Veresen U.S. Power Inc. | COGENERATION | COMBUSTION TURBINE | NATURAL GAS | NP15 | PGE3 | 1988-04-19 | QF Conversion completed 2/24/2015. Formerly PGAE QF 16C034 |  | 49.5 | A
122100 | Participating Unit | No | No | RTREE_2_WIND1 | Rising Tree 1 | 79.2 | SCE | Rising Tree Wind Farm LLC | WIND | WIND | WIND | SP15 | SCE1 | 2015-01-12 |  |  | 79.2 | A
122200 | Participating Unit | No | No | RTREE_2_WIND2 | Rising Tree 2 | 19.8 | SCE | Rising Tree Wind Farm II LLC | WIND | WIND | WIND | SP15 | SCE1 | 2015-01-12 |  |  | 19.8 | A
125900 | Participating Unit | No | No | RTREE_2_WIND3 | Rising Tree 3 | 99 | SCE | Rising Tree Wind Farm III LLC | WIND | WIND | WIND | SP15 | SCE1 | 2015-06-25 |  |  | 99 | A
96700 | Participating Unit | No | No | RVSIDE_6_RERCU1 | Riverside Energy Res. Ctr Unit 1 | 48.35 | SCE | City of Riverside (MSSA) | COGENERATION | COMBUSTION TURBINE | NATURAL GAS | SP15 | RVD1 | 2006-06-01 |  |  | 48.5 | A
96800 | Participating Unit | No | No | RVSIDE_6_RERCU2 | Riverside Energy Res. Ctr Unit 2 | 48.5 | SCE | City of Riverside (MSSA) | COGENERATION | COMBUSTION TURBINE | NATURAL GAS | SP15 | RVD1 | 2006-06-01 |  |  | 48.5 | A
101000 | Participating Unit | No | No | RVSIDE_2_RERCU3 | Riverside Energy Resource Center (RERC) Unit 3 | 49 | SCE | City of Riverside (MSSA) | PEAKER | COMBUSTION TURBINE | NATURAL GAS | SP15 | RVD1 | 2011-04-01 |  |  | 48.5 | A
101100 | Participating Unit | No | No | RVSIDE_2_RERCU4 | Riverside Energy Resource Center (RERC) Unit 4 | 49 | SCE | City of Riverside (MSSA) | PEAKER | COMBUSTION TURBINE | NATURAL GAS | SP15 | RVD1 | 2011-04-01 |  |  | 48.5 | A
136700 | Participating Unit | No | No | ETIWND_2_SOLAR2 | Rochester | 1 | SCE | Sestina Solar II, LLC | SOLAR | PHOTO VOLTAIC | SUN | SP15 | SCE1 | 2016-09-06 |  |  | 1 | A
28000 | Participating Unit | No | No | RCKCRK_7_UNIT 1 | Rock Creek Unit 1 | 57 | PGAE | PG&E | HYDRO | HYDRO | WATER | NP15 | PGE3 | 1950-01-01 |  | NF Feather River | 57 | A
28100 | Participating Unit | No | No | RCKCRK_7_UNIT 2 | Rock Creek Unit 2 | 56.9 | PGAE | PG&E | HYDRO | HYDRO | WATER | NP15 | PGE3 | 1950-01-01 |  | NF Feather River | 56.9 | A
28200 | Participating Unit | No | No | ROLLIN_6_UNIT | Rollins PH | 13.5 | PGAE | Nevada Irrigation District | HYDRO | HYDRO | WATER | NP15 | PGE3 | 1980-01-01 | QF Conversion Completed: 2/10/2014 |  | 12.15 | A
114500 | Participating Unit | No | No | RSMSLR_6_SOLAR1 | Rosamond One | 20 | SCE | RE Rosamond One, LLC | SOLAR | PHOTO VOLTAIC | SUN | SP15 | SCE1 | 2013-12-20 |  |  | 20 | A
114600 | Participating Unit | No | No | RSMSLR_6_SOLAR2 | Rosamond Two | 20 | SCE | RE Rosamond Two, LLC | SOLAR | PHOTO VOLTAIC | SUN | SP15 | SCE1 | 2013-12-20 |  |  | 20 | A
112900 | Participating Unit | No | Yes | RUSCTY_2_UNITS | Russell City Energy Center | 620 | PGAE | Russell City Energy Company, LLC | THERMAL | COMBINED CYCLE | NATURAL GAS | NP15 | PGE3 | 2013-08-08 |  |  | 600 | A
112904 | Non-Participating | No | No | RUSCTY_2_CTG1 | RCEC Unit 1 | 180 | PGAE | Russell City Energy Center, LLC | THERMAL | COMBUSTION TURBINE | NATURAL GAS | NP15 | PGE3 | 2013-08-08 |  |  | 193 | A
112902 | Non-Participating | No | No | RUSCTY_2_CTG2 | RCEC Unit 2 | 180 | PGAE | Russell City Energy Center, LLC | THERMAL | COMBUSTION TURBINE | NATURAL GAS | NP15 | PGE3 | 2013-08-08 |  |  | 193 | A
112903 | Non-Participating | No | No | RUSCTY_2_STG | RCEC Unit 3 | 254 | PGAE | Russell City Energy Center, LLC | THERMAL | COMBUSTION TURBINE | NATURAL GAS | NP15 | PGE3 | 2013-08-08 |  |  | 254 | A
66300 | Participating Unit | No | No | SALIRV_2_UNIT | SALINAS RIVER COGENERATION | 57 | PGAE | Chevron Power Holdings, Inc. | COGENERATION | COMBUSTION TURBINE | NATURAL GAS | NP15 | PGE3 | 1991-10-11 | QF Conversion, was PGE QF 18C053 |  | 45 | A
28600 | Participating Unit | No | Yes | SALTSP_7_UNITS | SALT SPRINGS PH (AGGREGATE) | 46 | PGAE | PG&E | HYDRO | HYDRO | WATER | NP15 | PGE3 | 1931-01-01 |  | Mokelumne River | 46 | A
28601 | Non-Participating | No | No | SALTSP_7_UNIT 1 | Salt Springs Unit 1 | 12 | PGAE | PG&E | HYDRO | HYDRO | WATER | NP15 | PGE3 | 1931-01-01 |  | Mokelumne River | 12 | A
28602 | Non-Participating | No | No | SALTSP_7_UNIT 2 | Salt Springs Unit 2 | 34 | PGAE | PG&E | HYDRO | HYDRO | WATER | NP15 | PGE3 | 1953-01-01 |  | Mokelumne River | 34 | A
66400 | Participating Unit | Yes | Yes | SBERDO_2_QF | SAN BERNARDINO AREA LUMPED UNITS | 10.6 | SCE | VARIOUS | COGENERATION |  | NATURAL GAS | SP15 | SCE1 | 1989-01-01 |  |  | 11.85 | A
66401 | Non-Participating | Yes | No |  | LOMA LINDA UNIVERSITY #1 |  | SCE | 2010 | COGENERATION |  |  | SP15 | SCE1 | 1980-04-01 |  |  | 3.8 | A
58704 | Participating Unit | No | No | PADUA_6_MWDSDM | SAN DIMAS HYDRO RECOVERY PLANT | 9.9 | SCE | Metropolitan Water Districe | HYDRO | HYDRO | WATER | SP15 | SCE1 | 1981-01-01 |  |  | 9.9 | A
62207 | Participating Unit | Yes | No | PADUA_7_SDIMAS | SAN DIMAS WASH HYDRO | 1.05 | SCE | SAN GABRIEL VALLEY MWD (formerly QFID 4011) | HYDRO | HYDRO | WATER | SP15 | SCE1 | 1986-01-28 | Became Participating Generator on 9/29/2006 |  | 1.05 | A
29000 | Participating Unit | No | Yes | SLUISP_2_UNITS | SAN LUIS (GIANELLI) P-G PLANT (AGGREGATE) | 374.43 | PGAE | CDWR | HYDRO | PUMPED STORAGE | WATER | NP15 | PGE3 | 1967-01-01 |  |  | 424 | A
29001 | Non-Participating | No | No | SLUISP_2_UNIT 1 | San Luis P-G Unit 1 | 55 | PGAE | CDWR | HYDRO | PUMPED STORAGE | WATER | NP15 | PGE3 | 1967-01-01 | Aggregated into SLUISP_2_UNITS 12/5/2012 |  | 53 | A
29002 | Non-Participating | No | No | SLUISP_2_UNIT 2 | San Luis P-G Unit 2 | 55 | PGAE | CDWR | HYDRO | PUMPED STORAGE | WATER | NP15 | PGE3 | 1967-01-01 | Aggregated into SLUISP_2_UNITS 12/5/2012 |  | 53 | A
29003 | Non-Participating | No | No | SLUISP_2_UNIT 3 | San Luis P-G Unit 3 | 55 | PGAE | CDWR | HYDRO | PUMPED STORAGE | WATER | NP15 | PGE3 | 1967-01-01 | Aggregated into SLUISP_2_UNITS 12/5/2012 |  | 53 | A
29004 | Non-Participating | No | No | SLUISP_2_UNIT 4 | San Luis P-G Unit 4 | 55 | PGAE | CDWR | HYDRO | PUMPED STORAGE | WATER | NP15 | PGE3 | 1967-01-01 | Aggregated into SLUISP_2_UNITS 12/5/2012 |  | 53 | A
29005 | Non-Participating | No | No | SLUISP_2_UNIT 5 | San Luis P-G Unit 5 | 55 | PGAE | CDWR | HYDRO | PUMPED STORAGE | WATER | NP15 | PGE3 | 1967-01-01 | Aggregated into SLUISP_2_UNITS 12/5/2012 |  | 53 | A
29006 | Non-Participating | No | No | SLUISP_2_UNIT 6 | San Luis P-G Unit 6 | 55 | PGAE | CDWR | HYDRO | PUMPED STORAGE | WATER | NP15 | PGE3 | 1967-01-01 | Aggregated into SLUISP_2_UNITS 12/5/2012 |  | 53 | A
29007 | Non-Participating | No | No | SLUISP_2_UNIT 7 | San Luis P-G Unit 7 | 55 | PGAE | CDWR | HYDRO | PUMPED STORAGE | WATER | NP15 | PGE3 | 1967-01-01 | Aggregated into SLUISP_2_UNITS 12/5/2012 |  | 53 | A
29008 | Non-Participating | No | No | SLUISP_2_UNIT 8 | San Luis P-G Unit 8 | 55 | PGAE | CDWR | HYDRO | PUMPED STORAGE | WATER | NP15 | PGE3 | 1967-01-01 | Aggregated into SLUISP_2_UNITS 12/5/2012 |  | 53 | A
67400 | Participating Unit | Yes | No | SGREGY_6_SANGER | SANGER POWER, LLC | 48.3 | PGAE | Pacific Gas & Electric Company | COGENERATION | COMBUSTION TURBINE | NATURAL GAS | NP15 | PGE3 | 1990-12-11 | PGE QF 25C016 |  | 48.3 | A
29100 | Participating Unit | No | Yes | SBERDO_2_SNTANA | SANTA ANA RIVER PROJECT (AGGREGATE) | 6.95 | SCE | SCE | HYDRO | HYDRO | WATER | SP15 | SCE1 |  |  |  | 6.95 | A
29101 | Non-Participating | No | No |  | Santa Ana PH 1 Unit 1 |  | SCE | SCE | HYDRO | HYDRO | WATER | SP15 | SCE1 |  |  |  | 1 | A
29102 | Non-Participating | No | No |  | Santa Ana PH 1 Unit 2 |  | SCE | SCE | HYDRO | HYDRO | WATER | SP15 | SCE1 |  |  |  | 1 | A
29105 | Non-Participating | No | No |  | Santa Ana PH 3 Unit 1 |  | SCE | SCE | HYDRO | HYDRO | WATER | SP15 | SCE1 | 1947-01-01 |  |  | 3.1 | A
29104 | Non-Participating | No | No |  | Santa Ana PH 1 Unit 4 |  | SCE | SCE | HYDRO | HYDRO | WATER | SP15 | SCE1 |  |  |  | 0.93 | A
29103 | Non-Participating | No | No |  | Santa Ana PH 1 Unit 3 |  | SCE | SCE | HYDRO | HYDRO | WATER | SP15 | SCE1 |  |  |  | 0.93 | A
67500 | Participating Unit | Yes | Yes | SNCLRA_6_QF | SANTA CLARA AREA LUMPED UNITS | 12.9 | SCE | VARIOUS | VARIOUS |  | LANDFILL GAS | SP15 | SCE1 | 1987-01-01 |  |  | 11.16 | A
67507 | Non-Participating | Yes | No |  | GENERATING RESOURCE RECOVERY PARTNERS LP |  | SCE | 1005 | BIOMASS |  |  | SP15 | SCE1 | 1984-12-15 |  |  | 5.63 | A
67505 | Non-Participating | Yes | No |  | CAMROSA COUNTY WATER DISTRICT |  | SCE | 4076 | HYDRO |  |  | SP15 | SCE1 | 1987-06-11 |  |  | 0.15 | A
67509 | Non-Participating | Yes | No |  | UNOCAL RINCON COGENERATION PROJECT |  | SCE | 2430 | COGENERATION |  |  | SP15 | SCE1 | 1992-02-20 |  |  | 1.4 | A
67508 | Non-Participating | Yes | No |  | HUENEME HIGH SCHOOL |  | SCE | 2411 | COGENERATION |  |  | SP15 | SCE1 | 1990-05-25 |  |  | 0.08 | A
67506 | Non-Participating | Yes | No |  | CITY OF OXNARD |  | SCE | 2490 | COGENERATION |  |  | SP15 | SCE1 | 1982-01-12 |  |  | 1.5 | A
67600 | Participating Unit | No | Yes | CSCCOG_1_UNIT 1 | SANTA CLARA COGEN | 7 | PGAE | City of Santa Clara DBA Silicon Valley Power | COGENERATION | COMBUSTION TURBINE | NATURAL GAS | NP15 | CSC1 | 1981-01-01 |  |  | 7 | A
67602 | Non-Participating | Yes | No |  | SANTA CLARA COGEN UNIT 2 |  | PGAE | City of Santa Clara DBA Silicon Valley Power | COGENERATION | COMBUSTION TURBINE | NATURAL GAS | NP15 | CSC1 | 1981-01-01 |  |  | 3.5 | A
67601 | Non-Participating | Yes | No |  | SANTA CLARA COGEN UNIT 1 |  | PGAE | City of Santa Clara DBA Silicon Valley Power | COGENERATION | COMBUSTION TURBINE | NATURAL GAS | NP15 | CSC1 | 1981-01-01 |  |  | 3.5 | A
92800 | Participating Unit | Yes | Yes | GRNVLY_7_SCLAND | SANTA CRUZ LANDFILL GENERATING PLANT | 3.04 | PGAE | Ameresco Santa Cruz, LLC | THERMAL | INTERNAL COMBUSTION | LANDFILL GAS | NP15 | PGE3 | 2006-02-02 |  |  | 3.02 | A
67900 | Participating Unit | No | No | SARGNT_2_UNIT | SARGENT CANYON COGENERATION | 57.1 | PGAE | Chevron Power Holdings, Inc. | COGENERATION | COMBUSTION TURBINE | NATURAL GAS | NP15 | PGE3 | 1991-10-07 | QF Conversion, was PGE QF 18C052 |  | 45 | A
68000 | Participating Unit | Yes | Yes | SAUGUS_6_QF | SAUGUS AREA LUMPED UNITS | 8.9 | SCE | VARIOUS | HYDRO | HYDRO | WATER | SP15 | SCE1 | 1987-01-01 |  |  | 9.33 | A
68001 | Non-Participating | Yes | No |  | CALLEGUAS MWD UNIT 2 (EAST PORTAL) |  | SCE | 4022 | HYDRO |  |  | SP15 | SCE1 | 1984-10-01 |  |  | 1.25 | A
68006 | Non-Participating | Yes | No |  | UNITED WATER CONSERVATION DISTRICT |  | SCE | 4058 | HYDRO |  |  | SP15 | SCE1 | 1987-06-01 |  |  | 0.94 | A
68005 | Non-Participating | Yes | No |  | THE TERMO CO. |  | SCE | 2479 | COGENERATION |  |  | SP15 | SCE1 | 1996-06-07 |  |  | 0.19 | A
68003 | Non-Participating | Yes | No |  | CRIMSON RESOURCE MANAGEMENT |  | SCE | 2210 | COGENERATION |  |  | SP15 | SCE1 | 1986-06-24 |  |  | 0.16 | A
59800 | Participating Unit | Yes | No | SEARLS_7_ARGUS | SEARLES VALLEY MINERALS OPERATIONS, INC. (ARGUS) | 62.5 | SCE | Searles Valley Minerals Inc. | COGENERATION | STEAM | COAL | SP15 | SCE1 | 1983-04-01 | Completed QF Conversion: 11/15/2013 |  | 62.5 | A
133500 | Participating Unit | No | No | DEVERS_1_SEPV05 | SEPV 5 | 2 | SCE | SEPV2, LLC | SOLAR | PHOTO VOLTAIC | SUN | SP15 | SCE1 | 2012-05-10 |  |  | 2 | A
111000 | Participating Unit | No | No | DEVERS_1_SOLAR1 | SEPV8 | 12 | SCE | SEPV8, LLC | SOLAR | PHOTO VOLTAIC | SUN | NP15 | PGE3 | 2013-06-01 |  |  | 12 | A
111100 | Participating Unit | No | No | DEVERS_1_SOLAR2 | SEPV9 | 9 | SCE | SEPV9, LLC | SOLAR | PHOTO VOLTAIC | SUN | SP15 | SCE1 | 2013-06-01 |  |  | 9 | A
102700 | Participating Unit | No | No | DALYCT_1_FCELL | SF State Fuel Cell Station | 1.6 | PGAE | Pacific Gas and Electric Company | THERMAL | COMBUSTION TURBINE | NATURAL GAS | NP15 | PGE2 | 2011-09-27 |  |  | 1.6 | A
128700 | Participating Unit | No | No | ALHMBR_1_ALHSLR | SG Alhambra | 50 | SDGE | Imperial Irrigation District | DYNAMIC SCHEDULED | PHOTO VOLTAIC | SUN | SP15 | SDG1 | 2015-08-29 |  |  | 50 | C
128800 | Participating Unit | No | No | ARKANS_1_ARKSLR | SG Arkansas | 50 | SDGE | Imperial Irrigation District | DYNAMIC SCHEDULED | PHOTO VOLTAIC | SUN | SP15 | SDG1 | 2015-08-29 |  |  | 50 | C
128900 | Participating Unit | No | No | SNORA_2_SNRSLR | SG Sorrento | 50 | SDGE | Imperial Irrigation District | DYNAMIC SCHEDULED | PHOTO VOLTAIC | SUN | SP15 | SDG1 | 2015-08-29 |  |  | 50 | C
92900 | Participating Unit | No | No | BRDSLD_2_SHILO1 | SHILOH I WIND PROJECT | 150 | PGAE | Shiloh I Wind Project LLC | WIND | WIND | WIND | NP15 | PGE3 | 2006-03-30 |  |  | 150 | A
89800 | Participating Unit | No | Yes | MOORPK_7_UNITA1 | SIMI VALLEY LANDFILL GAS GENERATION | 2.49 | SCE | WM Energy Solutions | BIOMASS | RECIPROCATING ENGINE | LANDFILL GAS | SP15 | SCE1 | 2004-05-02 |  |  | 2.7 | A
89802 | Non-Participating | No | No |  | SIMI VALLEY LANDFILL UNIT 2 |  | SCE | WM Energy Solutions | BIOMASS | RECIPROCATING ENGINE | LANDFILL GAS | SP15 | SCE1 |  |  |  | 1.35 | A
89801 | Non-Participating | No | No |  | SIMI VALLEY LANDFILL UNIT 1 |  | SCE | WM Energy Solutions | BIOMASS | RECIPROCATING ENGINE | LANDFILL GAS | SP15 | SCE1 |  |  |  | 1.35 | A
84800 | Participating Unit | No | No | APLHIL_1_SLABCK | SLAB CREEK HYDRO | 1 | PGAE | SMUD | HYDRO | HYDRO | WATER | NP15 | PGE3 |  |  |  | 0.4 | A
35000 | Participating Unit | Yes | Yes | WRGHTP_7_AMENGY | SMALL QF AGGREGATION - LOS BANOS | 2.5 | PGAE | Pacific Gas & Electric Company | HYDRO | HYDRO | WATER | NP15 | PGE3 | 1986-02-01 |  |  | 2.5 | A
43407 | Participating Unit | Yes | No | SPBURN_7_SNOWMT | SNOW MOUNTAIN HYDRO LLC (BURNEY CREEK) | 3 | PGAE | Pacific Gas & Electric Company | HYDRO | HYDRO | WATER | NP15 | PGE3 | 1990-03-28 | PGE QF 13H016 |  | 3 | A
80400 | Participating Unit | No | No | USWNDR_2_SMUD | SOLANO WIND | 102.18 | PGAE | SMUD | WIND | WIND | WIND | NP15 | PGE3 | 1994-01-01 |  |  | 102.18 | A
30400 | Participating Unit | No | No | SOUTH_2_UNIT | SOUTH PH | 7.1 | PGAE | PG&E | HYDRO | HYDRO | WATER | NP15 | PGE3 | 1979-01-01 |  |  | 7.1 | A
69300 | Participating Unit | No | No | COTTLE_2_FRNKNH | SOUTH SAN JOAQUIN ID (FRANKENHEIMER) | 5.3 | PGAE |  | HYDRO | HYDRO | WATER | NP15 | PGE3 | 1983-02-12 |  |  | 8.75 | A
69400 | Participating Unit | No | No | VLYHOM_7_SSJID | SOUTH SAN JOAQUIN ID (WOODWARD) | 3 | PGAE |  | HYDRO | HYDRO | WATER | NP15 | PGE3 | 1982-04-16 |  |  | 5 | A
31100 | Participating Unit | No | Yes | SPAULD_6_UNIT12 | SPAULDING UNITS 1 & 2 (AGGREGATE) | 11.4 | PGAE | PG&E | HYDRO | HYDRO | WATER | NP15 | PGE3 | 1929-01-01 |  | South Yuba | 11.4 | A
31101 | Non-Participating | No | No | SPAULD_6_UNIT 1 | Spaulding Unit 1 | 7 | PGAE | PG&E | HYDRO | HYDRO | WATER | NP15 | PGE3 | 1929-01-01 |  | South Yuba | 7 | A
31102 | Non-Participating | No | No | SPAULD_6_UNIT 2 | Spaulding Unit 2 | 4.4 | PGAE | PG&E | HYDRO | HYDRO | WATER | NP15 | PGE3 | 1929-01-01 |  | South Yuba | 4.4 | A
126900 | Participating Unit | No | No | SPIAND_1_ANDSN2 | SPI Anderson 2 | 27.15 | PGAE | Sierra Pacific Industries | BIOMASS | STEAM | WOOD WASTE | NP15 | PGE2 | 2015-09-09 |  |  | 30.15 | A
69600 | Participating Unit | Yes | Yes | SPRGVL_2_QF | SPRINGVILLE AREA LUMPED UNITS | 2.3 | SCE | VARIOUS | VARIOUS |  | WATER | SP15 | SCE1 | 1909-01-01 |  |  | 2.28 | A
69603 | Non-Participating | Yes | No |  | ROYAL FARMS |  | SCE | 1007 | BIOMASS |  |  | SP15 | SCE1 | 1983-01-21 |  |  | 0.08 | A
69601 | Non-Participating | Yes | No |  | LOWER TULE RIVER IRRIGATION DIST. |  | SCE | 4028 | HYDRO |  |  | SP15 | SCE1 | 1989-12-03 |  |  | 1.5 | A
69604 | Non-Participating | Yes | No |  | ROYAL FARMS #2 |  | SCE | 1087 | BIOMASS |  |  | SP15 | SCE1 | 1987-03-26 |  |  | 0.1 | A
105800 | Participating Unit | No | No | SBERDO_2_RTS005 | SPVP005 Redlands RT Solar | 2.5 | SCE | Southern California Edison | SOLAR | PHOTO VOLTAIC | SUN | SP15 | SCE1 | 2012-11-24 |  |  | 2.5 | A
105900 | Participating Unit | No | No | SBERDO_2_RTS007 | SPVP007 Redlands RT Solar | 2.5 | SCE | Southern California Edison | SOLAR | PHOTO VOLTAIC | SUN | SP15 | SCE1 | 2012-11-24 |  |  | 2.5 | A
111700 | Participating Unit | No | No | ETIWND_2_RTS010 | SPVP010 Fontana RT Solar | 1.5 | SCE | Southern California Edison | SOLAR | PHOTO VOLTAIC | SUN | SP15 | SCE1 | 2013-01-08 |  |  | 1.5 | A
133900 | Participating Unit | No | No | SBERDO_2_RTS011 | SPVP011 | 3.5 | SCE | Southern California Edison | SOLAR | PHOTO VOLTAIC | SUN | SP15 | SCE1 | 2013-06-17 |  |  | 3.5 | A
134000 | Participating Unit | No | No | SBERDO_2_RTS013 | SPVP013 | 3.5 | SCE | Southern California Edison | SOLAR | PHOTO VOLTAIC | SUN | SP15 | SCE1 | 2013-06-11 |  |  | 3.5 | A
112700 | Participating Unit | No | No | ETIWND_2_RTS015 | SPVP015 Fontana RT Solar | 3 | SCE | Southern California Edison | SOLAR | PHOTO VOLTAIC | SUN | SP15 | SCE1 | 2013-01-15 |  |  | 3 | A
134100 | Participating Unit | No | No | SBERDO_2_RTS016 | SPVP016 Redlands RT Solar | 1.5 | SCE | Southern California Edison | SOLAR | PHOTO VOLTAIC | SUN | SP15 | SCE1 | 2011-08-02 |  |  | 1.5 | A
133600 | Participating Unit | No | No | ETIWND_2_RTS017 | SPVP017 | 3.5 | SCE | Southern California Edison | SOLAR | PHOTO VOLTAIC | SUN | SP15 | SCE1 | 2013-06-17 |  |  | 3.5 | A
106000 | Participating Unit | No | No | ETIWND_2_RTS018 | SPVP018 Fontana RT Solar | 1.5 | SCE | Southern California Edison | SOLAR | PHOTO VOLTAIC | SUN | SP15 | SCE1 | 2012-11-24 |  |  | 1.5 | A
102200 | Participating Unit | No | No | SBERDO_2_REDLND | SPVP022 Redlands RT Solar | 2 | SCE | Southern California Edison | SOLAR | PHOTO VOLTAIC | SUN | SP15 | SCE1 | 2011-03-23 |  |  | 2.5 | A
112800 | Participating Unit | No | No | ETIWND_2_RTS023 | SPVP023 Fontana RT Solar | 2.5 | SCE | Southern California Edison | SOLAR | PHOTO VOLTAIC | SUN | SP15 | SCE1 | 2013-01-16 |  |  | 2.5 | A
132800 | Participating Unit | No | No | ETIWND_2_RTS026 | SPVP026 | 6 | SCE | Southern California Edison | SOLAR | PHOTO VOLTAIC | SUN | ZP26 | PGE4 | 2016-02-05 |  |  | 6 | A
132900 | Participating Unit | No | No | ETIWND_2_RTS027 | SPVP027 | 2 | SCE | Southern California Edison | SOLAR | PHOTO VOLTAIC | SUN | SP15 | SCE1 | 2013-06-17 |  |  | 2 | A
133200 | Participating Unit | No | No | VISTA_2_RTS028 | SPVP028 | 3.5 | SCE | Southern California Edison | SOLAR | PHOTO VOLTAIC | SUN | SP15 | SCE1 | 2013-08-08 |  |  | 3.5 | A
133800 | Participating Unit | No | No | MIRLOM_2_RTS032 | SPVP032 | 1.5 | SCE | Southern California Edison | SOLAR | PHOTO VOLTAIC | SUN | SP15 | SCE1 | 2013-06-17 |  |  | 1.5 | A
133100 | Participating Unit | No | No | MIRLOM_2_RTS033 | SPVP033 | 1 | SCE | Southern California Edison | SOLAR | PHOTO VOLTAIC | SUN | SP15 | SCE1 | 2013-08-05 |  |  | 1 | A
106100 | Participating Unit | No | No | VESTAL_2_RTS042 | SPVP042 Porterville Solar | 5 | SCE | Southern California Edison | SOLAR | PHOTO VOLTAIC | SUN | SP15 | SCE1 | 2012-11-24 |  |  | 5 | A
117500 | Participating Unit | No | No | VALLEY_5_RTS044 | SPVP044 | 8 | SCE | Southern California Edison | SOLAR | PHOTO VOLTAIC | SUN | SP15 | SCE1 | 2012-12-30 |  |  | 8 | A
123200 | Participating Unit | No | No | SBERDO_2_RTS048 | SPVP048 | 5 | SCE | Southern California Edison Company | SOLAR | PHOTO VOLTAIC | SUN | SP15 | SCE1 | 2013-09-01 |  |  | 5 | A
69700 | Participating Unit | Yes | No | SRINTL_6_UNIT | SRI INTERNATIONAL | 6.9 | PGAE | Pacific Gas & Electric Company | COGENERATION | COMBUSTION TURBINE | NATURAL GAS | NP15 | PGE3 | 1987-03-10 | PGE QF 02C041 |  | 6.9 | A
70100 | Participating Unit | Yes | No | KANAKA_1_UNIT | STS HYDROPOWER LTD. (KANAKA) | 2.5 | PGAE | Pacific Gas & Electric Company | HYDRO | HYDRO | WATER | NP15 | PGE3 | 1989-02-13 | PGE QF 12H007 |  | 2.5 | A
31800 | Participating Unit | No | Yes | LAWRNC_7_SUNYVL | SUNNYVALE LANDFILL GAS POWER GENERATION FACILITY | 0.3 | PGAE | City of Sunnyvale | BIOMASS | RECIPROCATING ENGINE | LANDFILL GAS | NP15 | PGE3 | 1999-01-01 |  |  | 1.6 | A
31801 | Non-Participating | No | No |  | SUNNYVALE LANDFILL GAS UNIT 1 |  | PGAE | City of Sunnyvale | BIOMASS | RECIPROCATING ENGINE | LANDFILL GAS | NP15 | PGE3 | 1999-01-01 |  |  | 0.8 | A
31802 | Non-Participating | No | No |  | SUNNYVALE LANDFILL GAS UNIT 2 |  | PGAE | City of Sunnyvale | BIOMASS | RECIPROCATING ENGINE | LANDFILL GAS | NP15 | PGE3 | 1999-01-01 |  |  | 0.8 | A
31900 | Participating Unit | No | Yes | SUNRIS_2_PL1X3 | SUNRISE POWER PROJECT (AGGREGATE) | 586.02 | PGAE | Edison Mission Energy | THERMAL | COMBINED CYCLE | NATURAL GAS | ZP26 | PGE4 | 2001-06-07 |  |  | 590 | A
31901 | Non-Participating | No | No | SUNRIS_2_UNIT 1 | Sunrise Power Project Unit 1 | 164 | PGAE | Edison Mission Energy | THERMAL | COMBUSTION TURBINE | NATURAL GAS | ZP26 | PGE4 | 2001-06-07 |  |  | 173.33 | A
31902 | Non-Participating | No | No | SUNRIS_2_UNIT 2 | Sunrise Power Project Unit 2 | 164 | PGAE | Edison Mission Energy | THERMAL | COMBUSTION TURBINE | NATURAL GAS | ZP26 | PGE4 | 2001-06-07 |  |  | 173.33 | A
31903 | Non-Participating | No | No | SUNRIS_2_UNIT 3 | Sunrise Power Project Unit 3 | 272 | PGAE | Edison Mission Energy | THERMAL | STEAM | NATURAL GAS | ZP26 | PGE4 |  |  |  | 266 | A
32000 | Participating Unit | No | Yes | SUTTER_2_PL1X3 | SUTTER POWER PLANT AGGREGATE | 525 | PGAE | Calpine Construction Finance Company, L.P. | PSEUDO TIE | COMBINED CYCLE | NATURAL GAS | NP15 | PGE3 | 2001-05-04 |  |  | 572 | C
32001 | Non-Participating | No | No | SUTTER_2_CTG1 | Sutter Power Plant Unit 1 | 186 | PGAE | Calpine Construction Finance Company, L.P. | THERMAL | COMBUSTION TURBINE | NATURAL GAS | NP15 | PGE3 | 2001-05-04 |  |  | 186 | C
32002 | Non-Participating | No | No | SUTTER_2_CTG2 | Sutter Power Plant Unit 2 | 186 | PGAE | Calpine Construction Finance Company, L.P. | THERMAL | COMBUSTION TURBINE | NATURAL GAS | NP15 | PGE3 | 2001-05-04 |  |  | 186 | C
32003 | Non-Participating | No | No | SUTTER_2_STG | Sutter Power Plant Unit 3 | 200 | PGAE | Calpine Construction Finance Company, L.P. | THERMAL | STEAM | HEAT RECOVERY | NP15 | PGE3 | 2001-05-04 |  |  | 200 | C
90600 | Participating Unit | No | No | CHILLS_7_UNITA1 | SYCAMORE CANYON LANDFILL PLANT B | 2 | SDGE | Gas Recovery Systems | BIOMASS | RECIPROCATING ENGINE | LANDFILL GAS | SP15 | SDG1 | 2004-07-14 |  |  | 3 | A
70401 | Participating Unit | No | No | SYCAMR_2_UNIT 1 | SYCAMORE COGENERATION UNIT 1 | 85 | SCE | Chevron Power Holdings, Inc. | COGENERATION | COMBUSTION TURBINE | NATURAL GAS | SP15 | SCE1 | 1987-01-01 |  |  | 90 | A
70402 | Participating Unit | No | No | SYCAMR_2_UNIT 2 | SYCAMORE COGENERATION UNIT 2 | 85 | SCE | Chevron Power Holdings, Inc. | COGENERATION | COMBUSTION TURBINE | NATURAL GAS | SP15 | SCE1 | 1987-01-01 |  |  | 90 | A
70403 | Participating Unit | No | No | SYCAMR_2_UNIT 3 | SYCAMORE COGENERATION UNIT 3 | 85 | SCE | Chevron Power Holdings, Inc. | COGENERATION | COMBUSTION TURBINE | NATURAL GAS | SP15 | SCE1 | 1987-01-01 |  |  | 90 | A
70404 | Participating Unit | No | No | SYCAMR_2_UNIT 4 | SYCAMORE COGENERATION UNIT 4 | 85 | SCE | Chevron Power Holdings, Inc. | COGENERATION | COMBUSTION TURBINE | NATURAL GAS | SP15 | SCE1 | 1987-01-01 |  |  | 90 | A
120600 | Participating Unit | Yes | No | ALLGNY_6_HYDRO1 | Salmon Creek Hydroelectric Project | 0.52 | PGAE | Salmon Creek Hydroelectric Company, LLC | HYDRO | HYDRO | WATER | NP15 | PGE3 | 2014-12-03 |  |  | 0.54 | A
118800 | Participating Unit | No | No | HOLSTR_1_SOLAR | San Benito Smart Park | 1.5 | PGAE | Enerparc CA1, LLC | SOLAR | PHOTO VOLTAIC | SUN | NP15 | PGE3 | 2014-06-16 |  |  | 1.5 | A
44622 | Participating Unit | Yes | No | GARNET_2_WIND3 | San Gorgonio East | 12.67 | SCE | San Gorgonio Westwinds II, LLC | WIND | WIND | WIND | SP15 | SCE1 | 1985-12-01 | Formerly SCE QF 6094 |  | 12.6 | A
28800 | Participating Unit | No | No | CRNEVL_6_SJQN 2 | San Joaquin PH 2 | 3.2 | PGAE | PGAE | HYDRO | HYDRO | WATER | NP15 | PGE3 | 1917-01-01 |  |  | 3.2 | A
28900 | Participating Unit | No | No | CRNEVL_6_SJQN 3 | San Joaquin PH 3 | 4.2 | PGAE | PGAE | HYDRO | HYDRO | WATER | NP15 | PGE3 | 1923-01-01 |  |  | 4.2 | A
101500 | Participating Unit | No | No | SMRCOS_6_LNDFIL | San Marcos Energy | 1.5 | SDGE | San Marcos Energy LLC | BIOMASS | RECIPROCATING ENGINE | LANDFILL GAS | SP15 | SDG1 | 2011-05-20 |  |  | 1.6 | A
67300 | Participating Unit | Yes | No | SNDBAR_7_UNIT 1 | Sand Bar Hydro | 18.6 | PGAE | Pacific Gas & Electric Company | HYDRO | HYDRO | WATER | NP15 | PGE3 | 1986-05-19 | PGE QF 16H003 | Stanislaus River | 18.6 | A
101800 | Participating Unit | No | No | AVENAL_6_SANDDG | Sand Drag Solar Project | 19 | PGAE | Sand Drag Solar Project | SOLAR | PHOTO VOLTAIC | SUN | NP15 | PGE2 | 2011-08-05 |  |  | 19 | A
76000 | Participating Unit | No | No | ZOND_6_UNIT | Santa Clara Wind Project | 17.1 | PGAE | Seawest Power Resources, LLC (formerly QFID 01W017) | WIND | WIND | WIND | NP15 | PGE3 | 1985-12-30 |  |  | 24.1 | A
99900 | Participating Unit | No | No | PSWEET_1_STCRUZ | Santa Cruz Energy LLC | 1.6 | PGAE | Santa Cruz Energy LLC | BIOMASS | RECIPROCATING ENGINE | LANDFILL GAS | NP15 | PGE3 | 2010-02-06 |  |  | 1.6 | A
99800 | Participating Unit | No | No | SISQUC_1_SMARIA | Santa Maria II LFG Power Plant | 1.42 | PGAE | J&A-Santa Maria II, LLC | BIOMASS | RECIPROCATING ENGINE | LANDFILL GAS | NP15 | PGE1 | 2010-09-27 |  |  | 1.48 | A
130900 | Participating Unit | No | No | ANZA_6_SOLAR1 | Seville Solar One | 20 | SDGE | Seville Solar One LLC | SOLAR | PHOTO VOLTAIC | SUN | SP15 | SDG1 | 2015-12-30 |  |  | 20 | C
124400 | Participating Unit | No | No | 7STDRD_1_SOLAR1 | Shafter Solar | 20 | PGAE | Shafter Solar, LLC | SOLAR | PHOTO VOLTAIC | SUN | ZP26 | PGE4 | 2015-06-04 |  |  | 20 | A
103300 | Participating Unit | No | No | BRDSLD_2_SHLO3A | Shiloh III - Phase A | 102.5 | PGAE | Shiloh III Wind Project, LLC | WIND | WIND | WIND | NP15 | PGE3 | 2011-12-22 |  |  | 100 | A
106400 | Participating Unit | No | No | BRDSLD_2_SHLO3B | Shiloh IV Wind Project | 100 | PGAE | Shiloh IV Wind Project, LLC | WIND | WIND | WIND | NP15 | PGE3 | 2012-12-07 |  |  | 100 | A
97300 | Participating Unit | No | No | BRDSLD_2_SHILO2 | Shiloh Wind Project 2 | 150 | PGAE | Shiloh Wind Project 2, LLC | WIND | WIND | WIND | NP15 | PGE3 | 2009-01-27 |  |  | 150 | A
129800 | Participating Unit | No | No | PLAINV_6_SOLAR3 | Sierra Solar Greenworks LLC | 20 | SCE | Sierra Solar Greenworks LLC | SOLAR | PHOTO VOLTAIC | SUN | SP15 | SCE1 | 2015-11-30 |  |  | 20 | A
110200 | Participating Unit | No | No | IVSLRP_2_SOLAR1 | Silver Ridge Mount Signal | 200 | SDGE | Silver Ridge Mount Signal | SOLAR | PHOTO VOLTAIC | SUN | SP15 | SDG1 | 2014-03-04 |  |  | 200 | A
129500 | Participating Unit | No | No | PRIMM_2_SOLAR1 | Silver State South | 250 | SCE | Silver State Solar Power South, LLC | SOLAR | PHOTO VOLTAIC | SUN | SP15 | SCE1 | 2016-08-23 |  |  | 250 | A
117200 | Participating Unit | Yes | No | JAWBNE_2_SRWND | Sky River | 77 | SCE | Sky River, LLC | WIND | WIND | WIND | SP15 | SCE1 | 2012-12-11 |  |  | 77.5 | A
30000 | Participating Unit | No | No | SLYCRK_1_UNIT 1 | Sly Creek PH | 13 | PGAE | OWID | HYDRO | HYDRO | WATER | NP15 | PGE3 | 1983-01-01 |  | SF Feather River | 13 | A
50800 | Participating Unit | Yes | Yes | HUMBSB_1_QF | Small QF aggregation - Trinity | 1.25 | PGAE | Pacific Gas & Electric Company | HYDRO | HYDRO | WATER | NP15 | PGE1 |  |  |  | 1.25 | A
113800 | Participating Unit | No | No | USWNDR_2_SMUD2 | Solano Wind Project Phase 3 | 127.8 | PGAE | Solano 3 Wind, LLC | WIND | WIND | WIND | NP15 | PGE3 | 2012-04-18 |  |  | 127.8 | A
117800 | Participating Unit | No | No | SLSTR1_2_SOLAR1 | Solar Star 1 | 310 | SCE | Solar Star California XIX, LLC | SOLAR | PHOTO VOLTAIC | SUN | SP15 | SCE1 | 2015-06-25 |  |  |  | A
117900 | Participating Unit | No | No | SLSTR2_2_SOLAR2 | Solar Star 2 | 276 | SCE | Solar Star California XX, LLC | SOLAR | PHOTO VOLTAIC | SUN | SP15 | SCE1 | 2015-06-19 |  |  | 276 | A
138300 | Participating Unit | No | No | BIGSKY_2_SOLAR6 | Solverde 1 | 85 | SCE | Solverde 1, LLC | SOLAR | PHOTO VOLTAIC | SUN | SP15 | SCE1 | 2016-12-17 |  |  | 85 | A
29700 | Participating Unit | Yes | No | SPIFBD_1_PL1X2 | Sonora | 7.5 | PGAE | Sierra Pacific Industries | BIOMASS | STEAM | WOOD WASTE | NP15 | PGE3 | 2001-05-29 |  |  | 7.5 | A
114900 | Participating Unit | No | No | PEORIA_1_SOLAR | Sonora 1 | 1.5 | PGAE | Fresh Air Energy IV | SOLAR | PHOTO VOLTAIC | SUN | NP15 | PGE2 | 2013-12-23 |  |  | 1.5 | A
100 | Participating Unit | No | Yes | KERNRG_1_UNITS | South Belridge Cogen Facility | 55.2 | PGAE | AERA ENERGY LLC | COGENERATION | COMBUSTION TURBINE | NATURAL GAS | ZP26 | PGE4 | 1985-01-01 |  |  | 69.6 | A
102 | Non-Participating | Yes | No |  | SOUTH BELRIDGE SECT. 32 UNIT 2 |  | PGAE | AERA ENERGY LLC | COGENERATION | COMBUSTION TURBINE | NATURAL GAS | ZP26 | PGE4 | 1985-01-01 |  |  | 20 | A
103 | Non-Participating | Yes | No |  | SOUTH BELRIDGE SECT. 32 UNIT 3 |  | PGAE | AERA ENERGY LLC | COGENERATION | COMBUSTION TURBINE | NATURAL GAS | ZP26 | PGE4 | 1986-01-01 |  |  | 20 | A
101 | Non-Participating | Yes | No |  | SOUTH BELRIDGE SECT. 32 UNIT 1 |  | PGAE | AERA ENERGY LLC | COGENERATION | COMBUSTION TURBINE | NATURAL GAS | ZP26 | PGE4 | 1985-01-01 |  |  | 20 | A
202 | Non-Participating | Yes | No |  | LOST HILLS SECT. 13 UNIT 5 |  | PGAE | AERA ENERGY LLC | COGENERATION | COMBUSTION TURBINE | NATURAL GAS | ZP26 | PGE4 | 1985-01-01 |  |  | 3.2 | A
203 | Non-Participating | Yes | No |  | LOST HILLS SECT. 13 UNIT 6 |  | PGAE | AERA ENERGY LLC | COGENERATION | COMBUSTION TURBINE | NATURAL GAS | ZP26 | PGE4 | 1985-01-01 |  |  | 3.2 | A
201 | Non-Participating | Yes | No |  | LOST HILLS SECT. 13 UNIT 4 |  | PGAE | AERA ENERGY LLC | COGENERATION | COMBUSTION TURBINE | NATURAL GAS | ZP26 | PGE4 | 1985-01-01 |  |  | 3.2 | A
123800 | Participating Unit | No | No | SKERN_6_SOLAR1 | South Kern Solar PV Plant | 20 | PGAE | Algonquin SKIC 20 Solar, LLC | SOLAR | PHOTO VOLTAIC | SUN | ZP26 | PGE3 | 2015-04-07 |  |  | 20 | A
31000 | Participating Unit | No | No | SPAULD_6_UNIT 3 | Spaulding Unit 3 | 6.5 | PGAE | PG&E | HYDRO | HYDRO | WATER | NP15 | PGE3 | 1928-01-01 |  | South Yuba | 6.5 | A
31200 | Participating Unit | No | Yes | SPICER_1_UNITS | Spicer Hydro Aggregate | 6 | PGAE | NCPA (MSS Agreement - S14) | HYDRO | HYDRO | WATER | NP15 | NCP1 | 1990-01-01 |  |  | 6 | A
31201 | Non-Participating | No | No | SPICER_1_UNIT 1 | SPICER HYDRO UNIT 1 | 2.8 | PGAE | NCPA (MSS Agreement - S14) | HYDRO | HYDRO | WATER | NP15 | NCP1 | 1990-01-01 | Run-of-River Facility |  | 2.8 | A
31202 | Non-Participating | No | No | SPICER_1_UNIT 2 | SPICER HYDRO UNIT 2 | 2.8 | PGAE | NCPA (MSS Agreement - S14) | HYDRO | HYDRO | WATER | NP15 | NCP1 | 1990-01-01 | Run-of-River Facility |  | 2.8 | A
31203 | Non-Participating | No | No | SPICER_1_UNIT 3 | SPICER HYDRO UNIT 3 | 0.5 | PGAE | NCPA (MSS Agreement - S14) | HYDRO | HYDRO | WATER | NP15 | NCP1 | 1990-01-01 | Induction Generator. Run-of-River. Seldom Run. |  | 0.5 | A
31300 | Participating Unit | No | No | SPRGAP_1_UNIT 1 | Spring Gap Unit 1 | 7 | PGAE | PG&E | HYDRO | HYDRO | WATER | NP15 | PGE3 | 1921-01-01 |  |  | 7 | A
80700 | Participating Unit | No | Yes | RVSIDE_6_SPRING | Springs Generation Project | 36 | SCE | City of Riverside (MSSA) | PEAKER | COMBUSTION TURBINE | NATURAL GAS | SP15 | SCE1 | 2002-06-13 |  |  | 38 | A
80701 | Non-Participating | No | No | RVSIDE_7_SPRGU1 | Springs Generation Project Unit 1 | 11 | SCE | City of Riverside (MSSA) | PEAKER | COMBUSTION TURBINE | NATURAL GAS | SP15 | SCE1 | 2002-06-03 |  |  | 9.5 | A
80702 | Non-Participating | No | No | RVSIDE_7_SPRGU2 | Springs Generation Project Unit 2 | 11 | SCE | City of Riverside (MSSA) | PEAKER | COMBUSTION TURBINE | NATURAL GAS | SP15 | SCE1 | 2002-06-06 |  |  | 9.5 | A
80703 | Non-Participating | No | No | RVSIDE_7_SPRGU3 | Springs Generation Project Unit 3 | 11 | SCE | City of Riverside (MSSA) | PEAKER | COMBUSTION TURBINE | NATURAL GAS | SP15 | SCE1 | 2002-06-06 |  |  | 9.5 | A
80704 | Non-Participating | No | No | RVSIDE_7_SPRGU4 | Springs Generation Project Unit 4 | 11 | SCE | City of Riverside (MSSA) | PEAKER | COMBUSTION TURBINE | NATURAL GAS | SP15 | SCE1 | 2002-06-13 |  |  | 9.5 | A
67504 | Participating Unit | Yes | No | SNCLRA_2_SPRHYD | Springville Hydroelectric Generator | 1 | SCE | Calleguas MWD | HYDRO | HYDRO | WATER | SP15 | SCE1 | 1994-03-17 | QF Conversion 4/19/2016. Formerly SCE QF 4152 |  | 1 | A
31400 | Participating Unit | No | No | STANIS_7_UNIT 1 | Stanislaus Unit 1 | 91 | PGAE | PG&E | HYDRO | HYDRO | WATER | NP15 | PGE3 | 1963-01-01 |  | Stanislaus River | 91 | A
63400 | Participating Unit | No | No | COGNAT_1_UNIT | Stockton Biomas | 48 | PGAE | DTE Stockton, LLC | BIOMASS | STEAM | WOOD WASTE | NP15 | PGE3 | 2014-02-12 |  |  | 50 | A
31500 | Participating Unit | No | Yes | ELKCRK_6_STONYG | Stony Gorge Hydro | 4.9 | PGAE | City of Santa Clara DBA Silicon Valley Power | HYDRO | HYDRO | WATER | NP15 | PGE3 | 1986-01-01 |  |  | 4.9 | A
31502 | Non-Participating | No | No |  | Stoney Gorge Unit 2 |  | PGAE | City of Santa Clara DBA Silicon Valley Power | HYDRO | HYDRO | WATER | NP15 | PGE3 | 1986-01-01 |  |  | 2.45 | A
31501 | Non-Participating | No | No |  | Stoney Gorge Unit 1 |  | PGAE | City of Santa Clara DBA Silicon Valley Power | HYDRO | HYDRO | WATER | NP15 | PGE3 | 1986-01-01 |  |  | 2.45 | A
103000 | Participating Unit | No | No | STROUD_6_SOLAR | Stroud Solar Station | 20 | PGAE | Pacific Gas and Electric Company | SOLAR | PHOTO VOLTAIC | SUN | NP15 | PGE2 | 2011-10-04 |  |  | 20 | A
124800 | Participating Unit | No | No | DELSUR_6_SOLAR1 | Summer Solar North | 6.5 | SCE | FTS Master Tenant 1, LLC | SOLAR | PHOTO VOLTAIC | SUN | SP15 | SCE1 | 2015-06-03 |  |  | 6.5 | A
101700 | Participating Unit | No | No | AVENAL_6_SUNCTY | Sun City Solar Project | 20 | PGAE | Sun City Project LLC | SOLAR | PHOTO VOLTAIC | SUN | NP15 | PGE2 | 2011-08-05 |  |  | 20 | A
125400 | Participating Unit | No | No | S_RITA_6_SOLAR1 | Sun Harvest Solar | 1.5 | PGAE | Sun Harvest Solar | SOLAR | PHOTO VOLTAIC | SUN | NP15 | PGE3 | 2015-05-28 |  |  |  | A
109100 | Participating Unit | No | No | CORONS_2_SOLAR | SunEdison - Corona | 0.99 | SCE | SCE | SOLAR | PHOTO VOLTAIC | SUN | SP15 | SCE1 | 2013-04-24 |  |  | 1 | A
100000 | Participating Unit | No | No | MARTIN_1_SUNSET | Sunset Reservoir - North Basin | 4.5 | PGAE | RE SFCity1, LP | SOLAR | PHOTO VOLTAIC | SUN | NP15 | PGE3 | 2010-10-29 |  |  | 4.5 | A
119800 | Participating Unit | Yes | Yes | SUNSHN_2_LNDFL | Sunshine Gas Producers Renewable Energy Plant | 20 | PGAE | Sunshine Gas Producers, L.L.C. | THERMAL | COMBUSTION TURBINE | LANDFILL GAS | NP15 | PGE3 | 2014-09-01 |  |  | 23.5 | A
119801 | Non-Participating | Yes | No | SUNSHN_2_LNDFL1 | Sunshine Unit 1 | 4.6 | PGAE | Sunshine Gas Producers, L.L.C. | THERMAL | COMBUSTION TURBINE | LANDFILL GAS | NP15 | PGE3 | 2014-09-01 |  |  | 4.7 | A
119802 | Non-Participating | Yes | No | SUNSHN_2_LNDFL2 | Sunshine Unit 2 | 4.6 | PGAE | Sunshine Gas Producers, L.L.C. | THERMAL | COMBUSTION TURBINE | LANDFILL GAS | NP15 | PGE3 | 2014-09-01 |  |  | 4.7 | A
119803 | Non-Participating | Yes | No | SUNSHN_2_LNDFL3 | Sunshine Unit 3 | 4.6 | PGAE | Sunshine Gas Producers, L.L.C. | THERMAL | COMBUSTION TURBINE | LANDFILL GAS | NP15 | PGE3 | 2014-09-01 |  |  | 4.7 | A
119804 | Non-Participating | Yes | No | SUNSHN_2_LNDFL4 | Sunshine Unit 4 | 4.6 | PGAE | Sunshine Gas Producers, L.L.C. | THERMAL | COMBUSTION TURBINE | LANDFILL GAS | NP15 | PGE3 | 2014-09-01 |  |  | 4.7 | A
119805 | Non-Participating | Yes | No | SUNSHN_2_LNDFL5 | Sunshine Unit 5 | 4.6 | PGAE | Sunshine Gas Producers, L.L.C. | THERMAL | COMBUSTION TURBINE | LANDFILL GAS | SP15 | PGE3 | 2014-09-01 |  |  | 4.7 | A
101400 | Participating Unit | No | No | CHILLS_1_SYCENG | Sycamore Energy 1 | 1.5 | SDGE | Sycamore Energy 1 LLC | BIOMASS | COMBUSTION TURBINE | LANDFILL GAS | SP15 | SDG1 | 2011-05-19 |  |  | 1.9 | A
70600 | Participating Unit | Yes | Yes | TBLMTN_6_QF | TABLE MOUNTAIN AREA LUMPED QF UNITS | 3.6 | PGAE | VARIOUS | HYDRO | HYDRO | WATER | NP15 | PGE3 | 1983-01-01 |  |  | 5.8 | A
70616 | Non-Participating | Yes | No |  | YUBA CITY RACQUET CLUB |  | PGAE | 12C085 | COGENERATION |  | NATURAL GAS | NP15 | PGE3 |  |  |  | 0.06 | A
70601 | Non-Participating | Yes | No |  | ARBUCKLE MOUNTAIN HYDRO |  | PGAE | 13H008 | HYDRO | HYDRO | WATER | NP15 | PGE3 | 1986-12-01 |  |  | 0.36 | A
70602 | Non-Participating | Yes | No |  | BROWNS VALLEY IRRIGATION DIST. |  | PGAE | 12H054 | HYDRO | HYDRO | WATER | NP15 | PGE3 | 1984-06-29 |  |  | 1.28 | A
70603 | Non-Participating | Yes | No |  | FIVE BEARS HYDROELECTRIC |  | PGAE | 10H010 | HYDRO | HYDRO | WATER | NP15 | PGE3 | 1989-04-27 |  |  | 0.99 | A
70605 | Non-Participating | Yes | No |  | JAMES B. PETER |  | PGAE | 10H059 | HYDRO | HYDRO | WATER | NP15 | PGE3 | 1984-01-17 |  |  | 0.02 | A
70606 | Non-Participating | Yes | No |  | JAMES CRANE HYDRO |  | PGAE | 10H090 | HYDRO | HYDRO | WATER | NP15 | PGE3 | 1991-06-20 |  |  | 0 | A
70608 | Non-Participating | Yes | No |  | LANGERWERF DAIRY |  | PGAE | 10P058 | BIOMASS |  |  | NP15 | PGE3 | 1982-11-03 |  |  | 0.09 | A
70610 | Non-Participating | Yes | No |  | LOFTON RANCH |  | PGAE | 13H120 | HYDRO | HYDRO | WATER | NP15 | PGE3 | 1983-11-04 |  |  | 0.3 | A
70611 | Non-Participating | Yes | No |  | Mud Creek Hydro |  | PGAE | 10H060 | HYDRO | HYDRO | WATER | NP15 | PGE3 | 1983-01-26 |  |  | 0.3 | A
70612 | Non-Participating | Yes | No |  | SOUTH SUTTER WATER |  | PGAE | 12H004 | HYDRO | HYDRO | WATER | NP15 | PGE3 | 1985-07-17 |  |  | 0.4 | A
70613 | Non-Participating | Yes | No |  | STEVE & BONNIE TETRICK |  | PGAE | 13H130 | HYDRO | HYDRO | WATER | NP15 | PGE3 | 1983-10-14 |  |  | 0.1 | A
70617 | Non-Participating | Yes | No |  | YUBA COUNTY WATER AGENCY |  | PGAE | 12H006 | HYDRO | HYDRO | WATER | NP15 | PGE3 | 1986-09-30 |  |  | 0.15 | A
70607 | Non-Participating | Yes | No |  | KATHLEEN AUSTIN DBA GANSNER PWR. & WTR. |  | PGAE | 10H007 | HYDRO | HYDRO | WATER | NP15 | PGE3 | 1985-04-06 |  |  | 0.28 | A
84300 | Participating Unit | No | Yes | TERMEX_2_PL1X3 | TERMOELCTRICA DE MEXICALI (Aggregate) | 625 | SDGE | Termoelectrica De Mexicali | THERMAL | COMBINED CYCLE | NATURAL GAS | SP15 | SDG1 | 2003-07-30 |  |  | 668 | A
84301 | Non-Participating | No | No |  | TERMOELCTRICA DE MEXICALI CTG UNIT 1 |  | SDGE | Termoelectrica De Mexicali | THERMAL | COMBUSTION TURBINE | NATURAL GAS | SP15 | SDG1 | 2003-07-30 |  |  | 180 | A
84303 | Non-Participating | No | No |  | TERMOELCTRICA DE MEXICALI STG UNIT |  | SDGE | Termoelectrica De Mexicali | THERMAL | STEAM | HEAT RECOVERY | SP15 | SDG1 | 2003-07-30 |  |  | 308 | A
84302 | Non-Participating | No | No |  | TERMOELCTRICA DE MEXICALI CTG UNIT 2 |  | SDGE | Termoelectrica De Mexicali | THERMAL | COMBUSTION TURBINE | NATURAL GAS | SP15 | SDG1 | 2003-07-30 |  |  | 180 | A
70800 | Participating Unit | Yes | Yes | TESLA_1_QF | TESLA AREA LUMPED QF UNITS | 2 | PGAE | VARIOUS | HYDRO | HYDRO | WATER | NP15 | PGE3 | 1982-01-01 |  |  | 2.46 | A
70801 | Non-Participating | Yes | No |  | CALAVERAS YUBA HYDRO #1 |  | PGAE | 16H092 | HYDRO | HYDRO | WATER | NP15 | PGE3 | 1986-04-15 |  |  | 0.09 | A
70802 | Non-Participating | Yes | No |  | CALAVERAS YUBA HYDRO #2 |  | PGAE | 16H177 | HYDRO | HYDRO | WATER | NP15 | PGE3 | 1986-04-15 |  |  | 0.09 | A
70803 | Non-Participating | Yes | No |  | CALAVERAS YUBA HYDRO #3 |  | PGAE | 16H178 | HYDRO | HYDRO | WATER | NP15 | PGE3 | 1986-04-15 |  |  | 0.09 | A
70805 | Non-Participating | Yes | No |  | Covanta Power Pacific (STOCKTON) |  | PGAE | 16P001 | BIOMASS |  |  | NP15 | PGE3 | 1985-11-27 |  |  | 0.8 | A
70806 | Non-Participating | Yes | No |  | ROCK CREEK WATER DISTRICT |  | PGAE | 16H033 | HYDRO | HYDRO | WATER | NP15 | PGE3 | 1986-02-25 |  |  | 0.7 | A
70807 | Non-Participating | Yes | No |  | SCHAADS HYDRO |  | PGAE | 16H030 | HYDRO | HYDRO | WATER | NP15 | PGE3 | 1986-02-18 |  |  | 0.23 | A
70804 | Non-Participating | Yes | No |  | JACKSON VALLEY IRRIGATION DIST |  | PGAE | 16H095 | HYDRO | HYDRO | WATER | NP15 | PGE3 | 1982-09-01 |  |  | 0.46 | A
70900 | Participating Unit | Yes | No | VEDDER_1_SEKERN | TEXACO EXPLORATION & PRODUCTION INC. (SE KERN) | 39.7 | PGAE | Pacific Gas & Electric Company | COGENERATION | COMBUSTION TURBINE | NATURAL GAS | ZP26 | PGE4 | 1989-01-31 | PGE QF 25C246 |  | 39.7 | A
32200 | Participating Unit | No | Yes | TIGRCK_7_UNITS | TIGER CREEK PH (AGGREGATE) | 62 | PGAE | PG&E | HYDRO | HYDRO | WATER | NP15 | PGE3 | 1931-01-01 |  | Mokelumne River | 62 | A
32201 | Non-Participating | No | No | TIGRCK_7_UNIT 1 | Tiger Creek Unit 1 | 31 | PGAE | PG&E | HYDRO | HYDRO | WATER | NP15 | PGE3 | 1931-01-01 |  | Mokelumne River | 31 | A
32202 | Non-Participating | No | No | TIGRCK_7_UNIT 2 | Tiger Creek Unit 2 | 31 | PGAE | PG&E | HYDRO | HYDRO | WATER | NP15 | PGE3 | 1931-01-01 |  | Mokelumne River | 31 | A
32300 | Participating Unit | No | No | TOADTW_6_UNIT | TOADTOWN PH | 1.5 | PGAE | PG&E | HYDRO | HYDRO | WATER | NP15 | PGE3 | 1986-01-01 |  |  | 1.5 | A
136600 | Participating Unit | No | No | VESTAL_2_SOLAR2 | TROPICO | 14 | SCE | Tropico, LLC | SOLAR | PHOTO VOLTAIC | SUN | SP15 | SCE1 | 2016-09-14 |  |  | 14 | A
32500 | Participating Unit | No | Yes | SPRGVL_2_TULE | TULE PH (PG&E) | 6.4 | SCE | PG&E | HYDRO | HYDRO | WATER | SP15 | SCE1 | 1914-01-01 |  | Tule | 6.4 | A
32502 | Non-Participating | No | No |  | Tule PH Unit 2 |  | SCE | PG&E | HYDRO | HYDRO | WATER | SP15 | SCE1 | 1914-01-01 |  | Tule | 3.2 | A
32501 | Non-Participating | No | No |  | Tule PH Unit 1 |  | SCE | PG&E | HYDRO | HYDRO | WOOD WASTE | SP15 | SCE1 | 1914-01-01 |  | Tule | 3.2 | A
32600 | Participating Unit | No | Yes | SPRGVL_2_TULESC | TULE PH (SCE) | 2.5 | SCE | SCE | HYDRO | HYDRO | WATER | SP15 | SCE1 | 1909-01-01 |  |  | 2.52 | A
32602 | Non-Participating | No | No |  | Edison Tule Unit 2 |  | SCE | SCE | HYDRO | HYDRO | WATER | SP15 | SCE1 | 1909-01-01 |  | Tule | 1.26 | A
32601 | Non-Participating | No | No |  | Edison Tule Unit 1 |  | SCE | SCE | HYDRO | HYDRO | WATER | SP15 | SCE1 | 1909-01-01 |  | Tule | 1.26 | A
48403 | Participating Unit | Yes | No | GOLETA_6_TAJIGS | Tajiguas - Unit #1 | 3.1 | SCE | MM TAJIGUAS ENERGY, LLC | BIOMASS | RECIPROCATING ENGINE | LANDFILL GAS | SP15 | SCE1 | 2000-08-05 | Formerly SCE QF 1104 |  | 3.05 | A
132500 | Participating Unit | No | No | MONLTH_6_BATTRY | Tehachapi Storage Project | 8 | SCE | Southern California Edison | STORAGE | BATTERY | LESR | SP15 | SCE1 | 2016-04-08 |  |  | 32 | A
126800 | Participating Unit | No | No | RVSIDE_6_SOLAR1 | Tequesquite Landfill Solar Project | 7.5 | SCE | Solar Star California XXXI, LLC | SOLAR | PHOTO VOLTAIC | SUN | SP15 | SCE1 | 2015-09-09 |  |  | 7.5 | A
123900 | Participating Unit | No | No | CHINO_2_SOLAR2 | Terra Francesca | 1.49 | SCE | Kona Solar, LLC | SOLAR | PHOTO VOLTAIC | SUN | SP15 | SCE1 | 2015-04-13 |  |  | 1.49 | A
118900 | Participating Unit | No | No | REEDLY_6_SOLAR | Terzian | 1.23 | PGAE | Pristine Sun, LLC | SOLAR | PHOTO VOLTAIC | SUN | NP15 | PGE3 | 2014-06-17 |  |  | 1.25 | A
103400 | Participating Unit | No | No | FTSWRD_6_TRFORK | Three Forks Water Power Project | 1.63 | PGAE | Grizzly Mountain Ranch | HYDRO | HYDRO | WATER | NP15 | PGE3 | 2011-11-01 |  |  | 1.8 | A
97900 | Participating Unit | Yes | No | SAUGUS_2_TOLAND | Toland Landfill gas to Energy Project | 1.57 | SCE | Ventura Regional Sanitation District | BIOMASS | COMBUSTION TURBINE | LANDFILL GAS | SP15 | SCE1 | 2009-08-25 |  |  | 2.8 | A
113200 | Participating Unit | No | No | TOPAZ_2_SOLAR | Topaz Solar Farms | 550 | PGAE | MidAmerican Solar, LLC | SOLAR | PHOTO VOLTAIC | SUN | ZP26 | PGE2 | 2014-10-27 |  |  | 550 | A
6700 | Participating Unit | Yes | Yes | SANITR_6_UNITS | Total Energy Facility of Joint Water Pollution Control Plant | 8 | SCE | County Sanitation District No. 2 of Los Angeles County | BIOGAS | COMBINED CYCLE | DIGESTER GAS | SP15 | SCE1 |  |  |  | 35.5 | A
6701 | Non-Participating | Yes | No | SANITR_6_CTG1 | Total Energy Facility of Joint Water Polution Control Plant - CTG UNIT 1 | 10 | SCE | County Sanitation District No. 2 of Los Angeles County | BIOGAS | COMBUSTION TURBINE | DIGESTER GAS | SP15 | SCE1 |  |  |  | 10 | A
6702 | Non-Participating | Yes | No | SANITR_6_CTG2 | Total Energy Facility of Joint Water Polution Control Plant - CTG UNIT 2 | 10 | SCE | County Sanitation District No. 2 of Los Angeles County | BIOMASS | COMBUSTION TURBINE | DIGESTER GAS | SP15 | SCE1 |  |  |  | 10 | A
6703 | Non-Participating | Yes | No | SANITR_6_CTG3 | Total Energy Facility of Joint Water Polution Control Plant - CTG UNIT 3 | 10 | SCE | County Sanitation District No. 2 of Los Angeles County | BIOGAS | COMBUSTION TURBINE | DIGESTER GAS | SP15 | SCE1 |  |  |  | 10 | A
6704 | Non-Participating | Yes | No | SANITR_6_STG4 | Total Energy Facility of Joint Water Polution Control Plant - STG UNIT 4 | 5.5 | SCE | County Sanitation District No. 2 of Los Angeles County | BIOGAS | STEAM | HEAT RECOVERY | SP15 | SCE1 |  |  |  | 5.5 | A
71700 | Participating Unit | Yes | No | THMENG_1_UNIT 1 | Tracy Biomass | 18.5 | PGAE | Thermal Energy Development Partnership L.P. | BIOMASS | STEAM | WOOD WASTE | NP15 | PGE3 | 1990-04-26 | QF Conversion, Formerly PGE QF 16P054 |  | 23 | A
105600 | Participating Unit | No | Yes | SCHLTE_1_PL1X3 | Tracy Combined Cycle Power Plant | 332.28 | PGAE | GWF Energy LLC | PEAKER | COMBINED CYCLE | NATURAL GAS | NP15 | PGE3 | 2012-10-31 | This project was a 175 MW steam turbine addition to the existing two combustion turbines on site to create a combined cycle resource. |  | 332.28 | A
83200 | Non-Participating | No | No | SCHLTE_1_UNITA1 | TRACY PEAKER PLANT UNIT 1 | 86 | PGAE | GWF Energy LLC | PEAKER | COMBUSTION TURBINE | NATURAL GAS | NP15 | PGE3 | 2003-05-30 | Changed to non-participant 11/1/2012 |  | 85 | A
83300 | Non-Participating | No | No | SCHLTE_1_UNITA2 | TRACY PEAKER PLANT UNIT 2 | 86 | PGAE | GWF Energy LLC | PEAKER | COMBUSTION TURBINE | NATURAL GAS | NP15 | PGE3 | 2003-05-30 | Changed to non-participant 11/1/2012 |  | 85 | A
136000 | Participating Unit | No | No | TRNQLT_2_SOLAR | Tranquillity | 200 | PGAE | RE Tranquillity LLC | SOLAR | PHOTO VOLTAIC | SUN | ZP26 | PGE4 | 2016-07-28 |  |  | 200 | A
32700 | Participating Unit | No | Yes | TULLCK_7_UNITS | Tulloch Hydro | 25.9 | PGAE | City of Santa Clara DBA Silicon Valley Power | HYDRO | HYDRO | WATER | NP15 | PGE3 | 1958-01-01 |  | Stanislaus River | 25.9 | A
32701 | Non-Participating | No | No | TULLCK_7_UNIT 1 | Tulloch Hydro Unit 1 | 9.9 | PGAE | City of Santa Clara DBA Silicon Valley Power | HYDRO | HYDRO | WATER | NP15 | PGE3 | 1958-01-01 |  | Stanislaus River | 9.35 | A
32702 | Non-Participating | No | No | TULLCK_7_UNIT 2 | Tulloch Hydro Unit 2 | 9.9 | PGAE | City of Santa Clara DBA Silicon Valley Power | HYDRO | HYDRO | WATER | NP15 | PGE3 | 1958-01-01 |  | Stanislaus River | 9.35 | A
32703 | Non-Participating | No | No | TULLCK_7_UNIT 3 | Tulloch Hydro Unit 3 | 7.2 | PGAE | City of Santa Clara DBA Silicon Valley Power | HYDRO | HYDRO | WATER | NP15 | PGE3 | 2012-03-03 |  | Stanislaus River | 7.2 | A
72200 | Participating Unit | Yes | No | HOLGAT_1_BORAX | U.S. BORAX AND CHEMICAL CORP. (#1) | 48.2 | SCE | Southern California Edison Company | COGENERATION | COMBUSTION TURBINE | NATURAL GAS | SP15 | SCE1 | 1984-06-01 | SCE QF 2019 |  | 22 | A
93400 | Participating Unit | No | Yes | FROGTN_7_UTICA | UTICA POWER HYDRO AGGREGATE | 6.2 | PGAE | UTICA POWER AUTHORITY | HYDRO | HYDRO | WATER | NP15 | PGE3 |  | Aggregation of Angels and Murphys powerhouses | Stanislaus River | 5.5 | A
23100 | Non-Participating | No | No |  | MURPHYS POWERHOUSE |  | PGAE | UTICA POWER AUTHORITY | HYDRO | HYDRO | WATER | NP15 | PGE3 | 1954-01-01 |  | Stanislaus River | 5 | A
1600 | Non-Participating | No | No |  | ANGELS POWERHOUSE |  | PGAE | UTICA POWER AUTHORITY | HYDRO | HYDRO | WATER | NP15 | PGE3 | 1940-01-01 |  | Stanislaus River | 1.7 | A
49900 | Participating Unit | Yes | No | POTTER_7_VECINO | VECINO VINEYARDS LLC | 1.25 | PGAE | Pacific Gas & Electric Company | HYDRO | HYDRO | WATER | NP15 | PGE3 | 1990-03-27 |  |  | 1.25 | A
73300 | Participating Unit | Yes | Yes | VESTAL_6_QF | VESTAL AREA LUMPED UNITS | 18.6 | SCE | VARIOUS | HYDRO | HYDRO | WATER | SP15 | SCE1 | 1989-01-01 |  |  | 12.3 | A
73302 | Non-Participating | Yes | No |  | DANIEL M. BATES, ET AL. |  | SCE | 4030 | HYDRO |  |  | SP15 | SCE1 | 1989-11-22 |  |  | 0.35 | A
73301 | Non-Participating | Yes | No |  | CENTRAL HYDROELECTRIC/ISABELLA HYDRO |  | SCE | 4034 | HYDRO |  |  | SP15 | SCE1 | 1990-12-08 |  |  | 11.95 | A
73600 | Participating Unit | Yes | Yes | VINCNT_2_QF | VINCENT AREA LUMPED UNITS | 238.9 | SCE | Southern California Edison | WIND | WIND | WIND | SP15 | SCE1 | 1985-01-01 |  |  | 238.9 | A
73601 | Non-Participating | Yes | No |  | DESERT WINDS I PPC TRUST |  | SCE | 6063 | WIND | WIND | WIND | SP15 | SCE1 | 1989-11-01 |  |  | 48 | A
73602 | Non-Participating | Yes | No |  | DESERT WIND II PWR PURCH TRST |  | SCE | 6113 | WIND | WIND | WIND | SP15 | SCE1 | 1990-08-17 |  |  | 75 | A
73603 | Non-Participating | Yes | No |  | SKY RIVER PARTNERSHIP (WILDERNESS I) |  | SCE | 6065 | WIND | WIND | WIND | SP15 | SCE1 | 1991-07-22 |  |  | 36.23 | A
73604 | Non-Participating | Yes | No |  | SKY RIVER PARTNERSHIP (WILDERNESS II) |  | SCE | 6066 | WIND | WIND | WIND | SP15 | SCE1 | 1991-05-23 |  |  | 19.8 | A
73605 | Non-Participating | Yes | No |  | SKY RIVER PARTNERSHIP (WILDERNESS III) |  | SCE | 6067 | WIND | WIND | WIND | SP15 | SCE1 | 1991-02-14 |  |  | 20.93 | A
73606 | Non-Participating | Yes | No |  | VICTORY GARDEN PHASE IV PARTNERSHIP - 6102 |  | SCE | 6102 | WIND | WIND | WIND | SP15 | SCE1 | 1990-03-17 |  |  | 6.98 | A
73607 | Non-Participating | Yes | No |  | VICTORY GARDEN PHASE IV PARTNERSHIP - 6103 |  | SCE | 6103 | WIND | WIND | WIND | SP15 | SCE1 | 1990-01-02 |  |  | 6.98 | A
73608 | Non-Participating | Yes | No |  | VICTORY GARDEN PHASE IV PARTNERSHIP - 6104 |  | SCE | 6104 | WIND | WIND | WIND | SP15 | SCE1 | 1990-04-11 |  |  | 6.98 | A
73609 | Non-Participating | Yes | No |  | Terra-Gen 251 Wind, LLC (MONOLITH X) |  | SCE | 6105 | WIND | WIND | WIND | SP15 | SCE1 | 1987-06-10 |  |  | 5.31 | A
73610 | Non-Participating | Yes | No |  | Terra-Gen 251 Wind, LLC (MONOLITH XI) |  | SCE | 6106 | WIND | WIND | WIND | SP15 | SCE1 | 1987-06-30 |  |  | 4.99 | A
73611 | Non-Participating | Yes | No |  | Terra-Gen 251 Wind, LLC (MONOLITH XII) |  | SCE | 6107 | WIND | WIND | WIND | SP15 | SCE1 | 1987-07-09 |  |  | 6.72 | A
73612 | Non-Participating | Yes | No |  | Terra-Gen 251 Wind, LLC (MONOLITH XIII) |  | SCE | 6108 | WIND | WIND | WIND | SP15 | SCE1 | 1987-06-30 |  |  | 5.67 | A
44500 | Non-Participating | Yes | No |  | DESERT WIND III PPC TRUST |  | SCE | 6114 | WIND | WIND | WIND | SP15 | SCE1 | 1989-01-01 |  |  | 40.5 | A
73800 | Participating Unit | Yes | Yes | VISTA_6_QF | VISTA AREA LUMPED UNITS | 0.6 | SCE | VARIOUS | VARIOUS |  |  | SP15 | SCE1 | 1983-01-01 |  |  | 0.46 | A
73802 | Non-Participating | Yes | No |  | SAN BERNARDINO MWD (UNIT 1, SITE 1720) |  | SCE | 4014 | HYDRO |  |  | SP15 | SCE1 | 1983-07-01 |  |  | 0.18 | A
73801 | Non-Participating | Yes | No |  | RIDGEWOOD POWER (LAKE ARROWHEAD HILTON) |  | SCE | 2323 | COGENERATION | RECIPROCATING ENGINE | NATURAL GAS | SP15 | SCE1 | 1988-09-13 |  |  | 0.28 | A
93800 | Participating Unit | Yes | Yes | VOLTA_7_QFUNTS | VOLTA QF AGGREGATION | 1.5 | PGAE | PG&E | HYDRO | HYDRO | WATER | NP15 | PGE3 | 2007-03-01 |  |  | 1.5 | A
70614 | Non-Participating | Yes | No |  | SUTTERS MILL |  | PGAE | 13H006 | HYDRO | HYDRO | WATER | NP15 | PGE3 | 1985-06-25 | Formerly part of TBLMTN_1_QF prior to 3/15/2007 |  | 0.15 | A
43408 | Non-Participating | Yes | No |  | SNOW MOUNTAIN HYDRO LLC (PONDEROSA) |  | PGAE | 13H035 | HYDRO | HYDRO | WATER | NP15 | PGE3 | 1990-02-25 | Included in VOLTA QF aggregation 3/1/2007 |  | 1.1 | A
32900 | Participating Unit | No | No | VOLTA_2_UNIT 1 | VOLTA UNIT 1 | 9.1 | PGAE | PG&E | HYDRO | HYDRO | WATER | NP15 | PGE3 | 1980-01-01 |  |  | 9.1 | A
33000 | Participating Unit | No | No | VOLTA_2_UNIT 2 | VOLTA UNIT 2 | 1 | PGAE | PG&E | HYDRO | HYDRO | WATER | NP15 | PGE3 | 1981-01-01 |  |  | 1 | A
113300 | Participating Unit | No | No | VACADX_1_NAS | Vaca Dixon Battery NAS | 1.85 | PGAE | Pacific Gas and Electric Co. | STORAGE | BATTERY | LESR | NP15 | PGE2 | 2013-09-06 |  |  | 2.4 | A
32800 | Participating Unit | No | No | VACADX_1_UNITA1 | Vaca Dixon Peaker Plant | 50.61 | PGAE | CalPeak Power - Vaca Dixon, LLC | PEAKER | COMBUSTION TURBINE | NATURAL GAS | NP15 | PGE3 | 2002-06-21 |  |  | 48.49 | A
98300 | Participating Unit | No | No | VACADX_1_SOLAR | Vaca-Dixon Solar Station | 2.5 | PGAE | PG&E | SOLAR | PHOTO VOLTAIC | SUN | NP15 | PGE2 | 2009-12-23 |  |  | 2 | A
115400 | Participating Unit | No | No | VLCNTR_6_VCSLR1 | Valley Center 1 | 2.5 | SDGE | Sol Orchard San Diego 22, LLC | SOLAR | PHOTO VOLTAIC | SUN | SP15 | SDG1 | 2013-12-31 |  |  | 2.5 | A
115500 | Participating Unit | No | No | VLCNTR_6_VCSLR2 | Valley Center 2 | 5 | SDGE | Sol Orchard San Diego 23, LLC | SOLAR | PHOTO VOLTAIC | SUN | SP15 | SDG1 | 2013-12-31 |  |  | 5 | A
116100 | Participating Unit | No | No | CAYTNO_2_VASCO | Vasco Road | 4.3 | PGAE | Ameresco Vasco Road LLC | BIOMASS | RECIPROCATING ENGINE | LANDFILL GAS | NP15 | PGE2 | 2014-02-05 | QF Conversion Completed: 2/5/2014 |  | 4.35 | A
123600 | Participating Unit | No | No | VEGA_6_SOLAR1 | Vega Solar | 20 | PGAE | Vega Solar, LLC | SOLAR | PHOTO VOLTAIC | SUN | NP15 | SCE1 | 2015-03-23 |  |  | 20 | A
58800 | Participating Unit | Yes | No | LACIEN_2_VENICE | Venice Hydroelectric Recovery Plant | 9.95 | SCE | The Metropolitan Water District of Southern California | HYDRO | HYDRO | WATER | SP15 | SCE1 | 1982-01-01 |  |  | 10.14 | A
125500 | Participating Unit | No | No | VICTOR_1_VDRYFA | Victor Dry Farm Ranch A | 5 | SCE | Victor Dry Farm Ranch A LLC | SOLAR | PHOTO VOLTAIC | SUN | SP15 | SCE1 | 2015-06-12 |  |  | 5 | A
127100 | Participating Unit | No | No | VICTOR_1_VDRYFB | Victor Dry Farm Ranch B | 5 | SCE | Victor Dry Farm Ranch B LLC | SOLAR | PHOTO VOLTAIC | SUN | SP15 | SCE1 | 2015-06-12 |  |  | 5 | A
116000 | Participating Unit | No | No | VICTOR_1_SOLAR1 | Victor Phelan Solar One | 17.5 | SCE | RE Victor Phelan Solar One LLC | SOLAR | PHOTO VOLTAIC | SUN | SP15 | SCE1 | 2013-11-18 |  |  | 17.5 | A
116600 | Participating Unit | No | No | TMPLTN_2_SOLAR | Vintner Solar | 1.5 | PGAE | Vintner Solar LLC | SOLAR | PHOTO VOLTAIC | SUN | ZP26 | PGE2 | 2014-03-05 |  |  | 1.5 | A
133400 | Participating Unit | No | No | BANGOR_6_HYDRO | Virginia Ranch Dam Powerplant | 1 | PGAE | Browns Valley Irrigation District (BVID) | HYDRO | HYDRO | WATER | NP15 | PGE2 | 2012-06-14 |  |  | 1.04 | A
33100 | Participating Unit | No | Yes | WARNE_2_UNIT | WARNE PH (AGGREGATE) | 76 | SCE | CDWR | HYDRO | HYDRO | WATER | SP15 | SCE1 | 1982-01-01 |  |  | 78.2 | A
33101 | Non-Participating | No | No | WARNE_2_UNIT 1 | Warne Unit 1 | 39.1 | SCE | CDWR | HYDRO | HYDRO | WATER | SP15 | SCE1 | 1982-01-01 |  |  | 39.1 | A
33102 | Non-Participating | No | No | WARNE_2_UNIT 2 | Warne Unit 2 | 39.1 | SCE | CDWR | HYDRO | HYDRO | WATER | SP15 | SCE1 | 1983-01-01 |  |  | 39.1 | A
74400 | Participating Unit | Yes | Yes | ARCOGN_2_UNITS | WATSON COGENERATION COMPANY | 416.6 | SCE | Watson Cogeneration Company | COGENERATION | COMBINED CYCLE | NATURAL GAS | SP15 | SCE1 | 1987-12-04 | Was SCE QF 2053 |  | 405.78 | A
74401 | Non-Participating | Yes | No |  | WATSON COGENERATION UNIT 1 |  | SCE | Watson Cogeneration Company | COGENERATION | COMBUSTION TURBINE | NATURAL GAS | SP15 | SCE1 | 1987-12-04 |  |  | 82 | A
74402 | Non-Participating | Yes | No |  | WATSON COGENERATION UNIT 2 |  | SCE | Watson Cogeneration Company | COGENERATION | COMBUSTION TURBINE | NATURAL GAS | SP15 | SCE1 | 1987-12-04 |  |  | 82 | A
74406 | Non-Participating | Yes | No |  | WATSON COGENERATION UNIT 6 |  | SCE | Watson Cogeneration Company | COGENERATION | STEAM | NATURAL GAS | SP15 | SCE1 | 1987-12-04 |  |  | 38.5 | A
74404 | Non-Participating | Yes | No |  | WATSON COGENERATION UNIT 4 |  | SCE | Watson Cogeneration Company | COGENERATION | COMBUSTION TURBINE | NATURAL GAS | SP15 | SCE1 | 1987-12-04 |  |  | 82 | A
74405 | Non-Participating | Yes | No |  | WATSON COGENERATION UNIT 5 |  | SCE | Watson Cogeneration Company | COGENERATION | STEAM | NATURAL GAS | SP15 | SCE1 | 1987-12-04 |  |  | 38.5 | A
74403 | Non-Participating | Yes | No |  | WATSON COGENERATION UNIT 3 |  | SCE | Watson Cogeneration Company | COGENERATION | COMBUSTION TURBINE | NATURAL GAS | SP15 | SCE1 | 1987-12-04 |  |  | 82 | A
24600 | Participating Unit | No | Yes | PNOCHE_1_PL1X2 | WELLHEAD - PANOCHE PEAKER | 49.97 | PGAE | Wellhead Power Panoche | PEAKER | COMBUSTION TURBINE | NATURAL GAS | NP15 | PGE3 | 2005-06-14 |  |  | 49.35 | A
24601 | Non-Participating | No | No | PNOCHE_7_CTG1 | WELLHEAD - PANOCHE CTG UNIT 1 | 49 | PGAE | Wellhead Power Panoche | PEAKER | COMBUSTION TURBINE | NATURAL GAS | NP15 | PGE3 | 2001-12-14 |  |  | 49 | A
24602 | Non-Participating | No | No | PNOCHE_7_ICE2 | WELLHEAD - PANOCHE ICE UNIT 2 | 0.3 | PGAE | Wellhead Power Panoche | PEAKER | INTERNAL COMBUSTION | NATURAL GAS | NP15 | PGE3 | 2005-06-14 |  |  | 0.35 | A
75000 | Participating Unit | Yes | No | WSENGY_1_UNIT 1 | WHEELABRATOR SHASTA | 63 | PGAE | Pacific Gas & Electric Company | BIOMASS | STEAM | WOOD WASTE | NP15 | PGE3 | 1987-10-30 | PGE QF 13P045 |  | 63 | A
89200 | Participating Unit | No | No | BUCKWD_7_WINTCV | WINTEC V FACILITY | 1.32 | SCE | Wintec Energy, Ltd. | WIND | WIND | WIND | SP15 | SCE1 | 2003-12-30 |  |  | 1.32 | A
33800 | Participating Unit | No | Yes | WISHON_6_UNITS | WISHON/SAN JOAQUIN 1-A (AGGREGATE) | 18.4 | PGAE | PG&E | HYDRO | HYDRO | WATER | NP15 | PGE3 | 1910-01-01 |  | San Joaquin River | 18.4 | A
33805 | Non-Participating | No | No | CRNEVL_6_SJQN 1 | San Joaquin 1-A | 0.4 | PGAE | PG&E | HYDRO | HYDRO | WATER | NP15 | PGE3 | 1910-01-01 |  | San Joaquin River | 0.4 | A
33801 | Non-Participating | No | No | WISHON_6_UNIT 1 | Wishon Unit 1 | 5.6 | PGAE | PG&E | HYDRO | HYDRO | WATER | NP15 | PGE3 | 1910-01-01 |  | San Joaquin River | 5.6 | A
33802 | Non-Participating | No | No | WISHON_6_UNIT 2 | Wishon Unit 2 | 5.6 | PGAE | PG&E | HYDRO | HYDRO | WATER | NP15 | PGE3 | 1910-01-01 |  | San Joaquin River | 5.6 | A
33803 | Non-Participating | No | No | WISHON_6_UNIT 3 | Wishon Unit 3 | 5.6 | PGAE | PG&E | HYDRO | HYDRO | WATER | NP15 | PGE3 | 1910-01-01 |  | San Joaquin River | 5.6 | A
33804 | Non-Participating | No | No | WISHON_6_UNIT 4 | Wishon Unit 4 | 5.6 | PGAE | PG&E | HYDRO | HYDRO | WATER | NP15 | PGE3 | 1910-01-01 |  | San Joaquin River | 5.6 | A
107100 | Participating Unit | No | No | GARNET_1_WT3WND | WKN Wagner, LLC | 6 | SCE | Wagner Wind, LLC | WIND | WIND | WIND | SP15 | SCE1 | 2012-12-24 |  |  | 6 | A
82600 | Participating Unit | No | No | WOLFSK_1_UNITA1 | WOLFSKILL ENERGY CENTER | 46.9 | PGAE | Wolfskill Energy Center, LLC (Calpine) | PEAKER | COMBUSTION TURBINE | NATURAL GAS | NP15 | PGE3 | 2003-03-22 |  |  | 49.9 | A
75300 | Participating Unit | No | No | BIOMAS_1_UNIT 1 | WOODLAND BIOMASS | 28.8 | PGAE | WOODLAND BIOMASS POWER, LLC | BIOMASS | STEAM | WOOD WASTE | NP15 | PGE3 | 1989-08-31 |  |  | 28 | A
73900 | Participating Unit | No | No | WADHAM_6_UNIT | Wadham Energy LP | 32 | PGAE | Wadham Energy LP | BIOMASS | STEAM | AGRICULTURAL WASTE | NP15 | PGE3 | 1989-03-24 | QF Conversion, was PGE QF 12P018 |  | 29.07 | A
108600 | Participating Unit | No | No | WALCRK_2_CTG1 | Walnut Creek Energy Park Unit 1 | 96.43 | SCE | Walnut Creek Energy, LLC | THERMAL | COMBUSTION TURBINE | NATURAL GAS | SP15 | SCE1 | 2013-03-21 |  |  | 100.1 | A
108700 | Participating Unit | No | No | WALCRK_2_CTG2 | Walnut Creek Energy Park Unit 2 | 96.91 | SCE | Walnut Creek Energy, LLC | THERMAL | COMBUSTION TURBINE | NATURAL GAS | SP15 | SCE1 | 2013-03-21 |  |  | 100.1 | A
108800 | Participating Unit | No | No | WALCRK_2_CTG3 | Walnut Creek Energy Park Unit 3 | 96.65 | SCE | Walnut Creek Energy, LLC | THERMAL | COMBUSTION TURBINE | NATURAL GAS | SP15 | SCE1 | 2013-03-21 |  |  | 100.1 | A
108500 | Participating Unit | No | No | WALCRK_2_CTG4 | Walnut Creek Energy Park Unit 4 | 96.49 | SCE | Walnut Creek Energy, LLC | THERMAL | COMBUSTION TURBINE | NATURAL GAS | SP15 | SCE1 | 2013-03-29 |  |  | 100.1 | A
109300 | Participating Unit | No | No | WALCRK_2_CTG5 | Walnut Creek Energy Park Unit 5 | 96.65 | SCE | Walnut Creek Energy, LLC | THERMAL | COMBUSTION TURBINE | NATURAL GAS | SP15 | SCE1 | 2013-04-30 |  |  | 100 | A
74200 | Participating Unit | Yes | No | GYSRVL_7_WSPRNG | Warm Springs | 3.75 | PGAE | Sonoma County Water Agency (04H009) | HYDRO | HYDRO | WATER | NP15 | PGE3 | 1988-12-22 |  |  | 3.75 | A
43402 | Participating Unit | Yes | No | CEDRCK_6_UNIT | Water Wheel Ranch | 0.98 | PGAE | Water Wheel Ranch | HYDRO | HYDRO | WATER | NP15 | PGE3 | 1984-03-22 | QF Conversion completed: 3/23/2015. Formerly QF: 13H124. |  | 0.98 | A
107600 | Participating Unit | No | No | VESTAL_2_WELLHD | Wellhead Power Delano | 49 | SCE | Wellhead Power Delano, LLC | THERMAL | COMBUSTION TURBINE | NATURAL GAS | SP15 | SCE1 | 2013-01-16 |  |  | 49 | A
120500 | Participating Unit | No | No | ACACIA_6_SOLAR | West Antelope Solar | 20 | SCE | TA-ACACIA, LLC | SOLAR | PHOTO VOLTAIC | SUN | SP15 | PGE3 | 2014-11-13 |  |  | 20 | A
38300 | Participating Unit | No | Yes | WDFRDF_2_UNITS | West Ford Flat Power Plant | 32.6 | PGAE | Geysers Power Co. | GEOTHERMAL | STEAM | GEOTHERMAL | NP15 | PGE3 | 1988-12-11 |  |  | 32.6 | A
38301 | Non-Participating | Yes | No |  | West Ford Flat Unit 1 |  | PGAE | Geysers Power Co. | GEOTHERMAL | STEAM | GEOTHERMAL | NP15 | PGE3 | 1988-12-11 |  |  | 16.3 | A
129200 | Non-Participating | Yes | No |  | West Ford Flat Unit 2 |  | PGAE | Geysers Power Co. | GEOTHERMAL | STEAM | GEOTHERMAL | NP15 | PGE3 | 1988-12-11 |  |  | 16.3 | A
112000 | Participating Unit | No | No | GATES_2_WSOLAR | West Gates Solar Station | 10 | PGAE | Pacific Gas and Electric Company | SOLAR | PHOTO VOLTAIC | SUN | NP15 | PGE3 | 2013-06-24 |  |  | 10 | A
33200 | Participating Unit | No | No | WESTPT_2_UNIT | West Point PH | 14 | PGAE | PG&E | HYDRO | HYDRO | WATER | NP15 | PGE3 | 1948-01-01 |  | Mokelumne River | 14 | A
120200 | Participating Unit | No | No | PLAINV_6_BSOLAR | Western Antelope Blue Sky Ranch A | 20 | SCE | Western Antelope Blue Sky Ranch A LLC | SOLAR | PHOTO VOLTAIC | SUN | SP15 | SCE1 | 2014-11-07 |  |  | 20 | A
137800 | Participating Unit | No | No | BIGSKY_2_SOLAR4 | Western Antelope Blue Sky Ranch B | 20 | SCE | Western Antelope Blue Sky Ranch B LLC | SOLAR | PHOTO VOLTAIC | SUN | SP15 | SCE1 | 2016-12-03 |  |  | 20 | A
137500 | Participating Unit | No | No | PLAINV_6_DSOLAR | Western Antelope Dry Ranch | 10 | SCE | Western Antelope Dry Ranch LLC | SOLAR | PHOTO VOLTAIC | SUN | SP15 | SCE1 | 2016-12-01 |  |  | 10 | A
44100 | Participating Unit | Yes | No | DEXZEL_1_UNIT | Western Power and Steam Cogeneration | 36.8 | PGAE | Western Power and Steam, Inc. | COGENERATION | COMBUSTION TURBINE | NATURAL GAS | ZP26 | PGE4 | 1989-11-30 | Formerly PGE QF 25C138 |  | 30 | A
117000 | Participating Unit | No | No | JAYNE_6_WLSLR | Westlands Solar Farm PV 1 | 18 | PGAE | Westlands Solar Farms, LLC | SOLAR | PHOTO VOLTAIC | SUN | NP15 | PGE2 | 2014-02-14 |  |  | 19 | A
135100 | Participating Unit | No | No | HENRTA_6_SOLAR2 | Westside Solar Power PV1 | 2 | PGAE | Westside Assets LLC | SOLAR | PHOTO VOLTAIC | SUN | SP15 | PGE2 | 2016-05-07 |  |  | 2 | A
102400 | Participating Unit | No | No | SCHNDR_1_WSTSDE | Westside Solar Station | 15 | PGAE | Pacific Gas & Electric Company | SOLAR | PHOTO VOLTAIC | SUN | NP15 | PGE2 | 2011-09-13 |  |  | 15 | A
112100 | Participating Unit | No | No | OLIVEP_1_SOLAR | White River Solar | 20 | PGAE | SPS White River, LLC | SOLAR | PHOTO VOLTAIC | SUN | NP15 | PGE2 | 2013-06-22 |  |  | 20 | A
119900 | Participating Unit | No | No | OLIVEP_1_SOLAR2 | White River West | 19.75 | PGAE | CED White River Solar 2, LLC | SOLAR | PHOTO VOLTAIC | SUN | NP15 | PGE3 | 2014-10-01 |  |  | 19.75 | A
33500 | Participating Unit | No | No | WHTWTR_1_WINDA1 | Whitewater Hill Wind Project | 61.5 | SCE | Whitewater Hill Wind Partners, LLC | WIND | WIND | WIND | SP15 | SCE1 | 2002-08-31 |  |  | 61.5 | A
44609 | Participating Unit | Yes | No | GARNET_2_HYDRO | Whitewater Hydro | 1.1 | SCE | Desert Water Agency | HYDRO | HYDRO | WATER | SP15 | SCE1 | 1986-04-11 | QF Conversion 7/8/2016. Formerly SCE QF 4025 |  | 1 | A
123300 | Participating Unit | No | No | WLDWD_1_SOLAR1 | Wildwood Solar I | 20 | PGAE | Wildwood Solar I, LLC | SOLAR | PHOTO VOLTAIC | SUN | NP15 | PGE3 | 2015-02-19 |  |  | 20 | A
115800 | Participating Unit | Yes | No | NZWIND_6_CALWND | Wind Resource I | 9 | PGAE | CalWind Resources, Inc. | WIND | WIND | WIND | NP15 | PGE2 | 2012-03-24 |  |  | 9 | A
35303 | Participating Unit | No | No | ARBWD_6_QF | Wind Resource II | 19.95 | SCE | CalWind Resources, Incorporated | WIND | WIND | WIND | SP15 | SCE1 | 1991-03-29 | Formerly SCE QF 6236 |  | 20 | A
73613 | Participating Unit | Yes | No | TEHAPI_2_WIND1 | Wind Wall Monolith 1 | 16.9 | SCE | AES Tehachapi Wind, LLC | WIND | WIND | WIND | SP15 | SCE1 | 1985-11-13 | Formerly SCE QF 6043 |  | 17 | A
73614 | Participating Unit | Yes | No | TEHAPI_2_WIND2 | Wind Wall Monolith 2 | 21.68 | SCE | AES Tehachapi Wind, LLC | WIND | WIND | WIND | SP15 | SCE1 | 1986-12-05 | Formerly SCE QF 6044 |  | 22.5 | A
118600 | Participating Unit | Yes | No | MIDWD_6_WNDLND | Windland Refresh I | 7.45 | SCE | Windland Refresh, LLC | WIND | WIND | WIND | SP15 | SCE1 | 2014-06-03 | QF Conversion 6/3/2014 |  | 7.46 | A
134400 | Participating Unit | No | No | VENWD_1_WIND1 | Windpark Unlimited 1 | 9.43 | SCE | Energy Unlimited PH, Inc. | WIND | WIND | WIND | SP15 | SCE1 | 1985-12-31 |  |  | 9.44 | A
134500 | Participating Unit | No | No | VENWD_1_WIND2 | Windpark Unlimited 2 | 16.05 | SCE | Energy Unlimited PH, Inc. | WIND | WIND | WIND | SP15 | SCE1 | 1985-12-31 |  |  | 16.06 | A
104000 | Participating Unit | No | Yes | WNDSTR_2_WIND | Windstar I | 120 | SCE | Windstar Energy, LLC | WIND | WIND | WIND | SP15 | SCE1 | 2012-01-28 |  |  | 120 | A
104001 | Non-Participating | No | No | WNDSTR_2_WIND1 | Windstar 1 | 60 | SCE | Windstar Energy, LLC | WIND | WIND | WIND | SP15 | SCE1 | 2012-01-28 |  |  | 60 | A
104002 | Non-Participating | No | No | WNDSTR_2_WIND2 | Windstar 1 | 60 | SCE | Windstar Energy, LLC | WIND | WIND | WIND | SP15 | SCE1 | 2012-01-28 |  |  | 60 | A
35325 | Participating Unit | Yes | No | NZWIND_6_WDSTR | Windstream 39 | 6.2 | SCE | Windstream Operations, LLC | WIND | WIND | WIND | SP15 | SCE1 | 1984-02-01 | QF Conversion completed. Formerly SCE QF 6039 |  | 6.24 | A
35326 | Participating Unit | Yes | No | NZWIND_6_WDSTR2 | Windstream 40 | 6.9 | SCE | Windstream Operations, LLC | WIND | WIND | WIND | SP15 | SCE1 | 1984-09-01 | QF Conversion completed 10/6/2014. Formerly SCE QF 6040. |  | 6.93 | A
35327 | Participating Unit | Yes | No | NZWIND_6_WDSTR3 | Windstream 41 | 6 | SCE | Windstream Operations, LLC | WIND | WIND | WIND | SP15 | SCE1 | 1984-12-01 | QF Conversion completed 11/30/2014. Was SCE QF 6041. |  | 6.02 | A
35328 | Participating Unit | Yes | No | NZWIND_6_WDSTR4 | Windstream 6042 | 6.77 | SCE | Windstream Operations, LLC | WIND | WIND | WIND | SP15 | SCE1 | 1985-10-17 | QF Conversion. Formerly SCE QF 6042. |  | 6.77 | A
35324 | Participating Unit | Yes | No | NZWIND_2_WDSTR5 | Windstream 6111 | 6.31 | SCE | Windstream Operations, LLC | WIND | WIND | WIND | SP15 | SCE1 | 1986-01-24 | Formerly SCE QF 6111 |  | 6.5 | A
44620 | Participating Unit | No | No | GARNET_2_WIND4 | Windustries | 9.8 | SCE | San Gorgonio Westwinds II - Windustries, LLC | WIND | WIND | WIND | SP15 | SCE1 | 1985-11-24 | QF Conversion. Formerly SCE QF 6058 |  | 9.8 | A
33600 | Participating Unit | No | No | WISE_1_UNIT 1 | Wise Unit 1 | 14.5 | PGAE | PG&E | HYDRO | HYDRO | WATER | NP15 | PGE1 | 1917-01-01 |  | South Yuba | 14.5 | A
33700 | Participating Unit | No | No | WISE_1_UNIT 2 | Wise Unit 2 | 3.2 | PGAE | PG&E | HYDRO | HYDRO | WATER | NP15 | PGE1 | 1986-01-01 |  | South Yuba | 3.2 | A
33900 | Participating Unit | No | No | WDLEAF_7_UNIT 1 | Woodleaf PH | 60 | PGAE | OWID | HYDRO | HYDRO | WATER | NP15 | PGE3 | 1963-01-01 |  | SF Feather River | 60 | A
130700 | Participating Unit | No | No | LAMONT_1_SOLAR3 | Woodmere Solar Farm | 14.99 | PGAE | 87RL 8me, LLC | SOLAR | PHOTO VOLTAIC | SUN | ZP26 | PGE4 | 2015-12-23 |  |  | 18.75 | A
131400 | Participating Unit | No | No | SWIFT_1_NAS | YERBA BUENA BATTERY | 4 | PGAE | Pacific Gas and Electric Company | STORAGE | BATTERY | LESR | NP15 | PGE3 | 2016-01-21 |  |  | 4.8 | A
75500 | Participating Unit | Yes | No | HILAND_7_YOLOWD | YOLO COUNTY FLOOD & WCD | 3.75 | PGAE | Pacific Gas & Electric Company | HYDRO | HYDRO | WATER | NP15 | PGE3 | 1985-09-07 |  |  | 3.75 | A
58705 | Participating Unit | No | No | VILLPK_6_MWDYOR | YORBA LINDA HYDRO RECOVERY PLANT | 5.1 | SCE | Metropolitan Water Districe | HYDRO | HYDRO | WATER | SP15 | SCE1 | 1981-01-01 |  |  | 5.1 | A
75700 | Participating Unit | Yes | No | YUBACT_1_SUNSWT | YUBA CITY COGEN (SUNSWEET) | 49.97 | PGAE | Yuba City Cogeneration Partners, L.P. | COGENERATION | COMBUSTION TURBINE | NATURAL GAS | NP15 | PGE3 | 1990-12-27 | PGE QF 12C026 |  | 57.2 | A
34000 | Participating Unit | No | No | YUBACT_6_UNITA1 | Yuba City Energy Center | 46 | PGAE | Yuba City Energy Center, LLC | PEAKER | COMBUSTION TURBINE | NATURAL GAS | NP15 | PGE3 | 2002-07-26 |  |  | 49.9 | A
117100 | Participating Unit | Yes | No | OAKWD_6_ZEPHWD | Zephyr Park | 3.5 | SCE | Oak Creek Wind Power, LLC | WIND | WIND | WIND | SP15 | SCE1 | 2014-02-07 | QF Conversion Completed: 2/7/2014 |  | 4.2 | A
129300 | Participating Unit | No | Yes | DIXNLD_1_LNDFL | Zero Waste Energy | 1.6 | PGAE | Zero Waste Energy Development Company LLC | BIOGAS | RECIPROCATING ENGINE | DIGESTER GAS | NP15 | PGE3 | 2015-11-13 |  |  | 1.6 | A
129302 | Non-Participating | No | No |  | Zero Waste Energy Unit 2 |  | PGAE | Zero Waste Energy Development Company LLC | BIOGAS | RECIPROCATING ENGINE | DIGESTER GAS | NP15 | PGE3 | 2015-11-13 |  |  | 0.8 | A
129301 | Non-Participating | No | No |  | Zero Waste Energy Unit 1 |  | PGAE | Zero Waste Energy Development Company LLC | BIOGAS | RECIPROCATING ENGINE | DIGESTER GAS | NP15 | PGE3 | 2015-11-13 |  |  | 0.8 | A
113600 | Non-Participating | No | No | TUPMAN_1_BIOGAS | ABEC Bidart-Stockale #1 | 0.6 | PGAE | ABEC Bidart-Stockdale LLC | BIOMASS | INTERNAL COMBUSTION | LANDFILL GAS | ZP26 | PGE4 | 2013-03-20 |  |  | 0.6 | A
35400 | Non-Participating | Yes | No |  | ARCADIA U.S.D. - ARCADIA HIGH SCHOOL | 0.07 | SCE | 2344 | COGENERATION |  |  | SP15 | SCE1 | 1989-01-23 |  |  | 0.07 | A
35700 | Non-Participating | Yes | No | AZUSA_2_HYDRO | AZUSA HYDRO | 2.5 | SCE | PASADENA | HYDRO | HYDRO | WATER | SP15 | SCE1 | 1949-01-01 |  |  | 2.5 | A
35800 | Non-Participating | Yes | No |  | B. BRAUN MEDICAL INC. | 6.1 | SCE | 2462 | COGENERATION |  | NATURAL GAS | SP15 | SCE1 | 1995-02-21 |  |  | 6.1 | A
36400 | Non-Participating | Yes | No |  | BASSETT UNIFIED SCHOOL DIST (BASSETT HS) | 0.07 | SCE | 2355 | COGENERATION |  |  | SP15 | SCE1 | 1988-07-01 |  |  | 0.07 | A
36700 | Non-Participating | Yes | No |  | BERRYMAN HEALTH #1 | 0.04 | SCE | 2458 | COGENERATION |  |  | SP15 | SCE1 | 1993-11-18 |  |  | 0.04 | A
36800 | Non-Participating | Yes | No |  | BERRYMAN HEALTH #2 | 0.04 | SCE | 2471 | COGENERATION |  |  | SP15 | SCE1 | 1995-03-01 |  |  | 0.09 | A
35600 | Non-Participating | Yes | No |  | BP AMOCO (Formerly ARCO PETROLEUM PRODUCTS) | 8 | SCE | 2060 | COGENERATION |  | NATURAL GAS | SP15 | SCE1 | 1985-05-01 |  |  | 8 | A
37300 | Non-Participating | Yes | No |  | BREA-OLINDA UNIFIED SCHOOL DISTRICT | 0.07 | SCE | 2386 | COGENERATION |  |  | SP15 | SCE1 | 1990-03-09 |  |  | 0.07 | A
99300 | Non-Participating | Yes | No | BLULKE_6_BLUELK | Blue lake Power | 12 | PGAE | Blue lake Power, LLC | BIOMASS | STEAM | WOOD WASTE | NP15 | SCE1 | 2010-09-09 | End SC association 10/28/2015. |  | 13.8 | A
37700 | Non-Participating | Yes | No |  | CAL POLY UNIVERSITY, POMONA | 0.12 | SCE | 2149 | COGENERATION |  |  | SP15 | SCE1 | 1987-09-03 |  |  | 0.12 | A
37900 | Non-Participating | Yes | No |  | CALIFORNIA STATE UNIV. LONG BEACH (POOL) | 0.2 | SCE | 2235 | COGENERATION |  |  | SP15 | SCE1 | 1987-05-31 |  |  | 0.2 | A
38500 | Non-Participating | Yes | No |  | CAMPBELL MOTEL & PROPERTIES INC. | 0.04 | SCE | 2442 | COGENERATION |  |  | SP15 | SCE1 | 1992-02-07 |  |  | 0.04 | A
39100 | Non-Participating | Yes | No |  | CERRITOS COLLEGE | 0.15 | SCE | 2182 | COGENERATION |  |  | SP15 | SCE1 | 1985-12-31 |  |  | 0.15 | A
39200 | Non-Participating | Yes | No |  | CHAFFEY JOINT U.H.S.D. (ETIWANDA HIGH SCHOOL) | 0.08 | SCE | 2446 | COGENERATION |  |  | SP15 | SCE1 | 1993-10-11 |  |  | 0.08 | A
39300 | Non-Participating | Yes | No |  | CHAFFEY JOINT UNION HI SCH-MONTCLAIR HS | 0.07 | SCE | 2358 | COGENERATION |  |  | SP15 | SCE1 | 1990-03-30 |  |  | 0.07 | A
39500 | Non-Participating | Yes | No |  | CHAFFEY U.S.D./ONTARIO HIGH SCHOOL | 0.08 | SCE | 2219 | COGENERATION |  |  | SP15 | SCE1 | 1986-07-01 |  |  | 0.08 | A
39700 | Non-Participating | Yes | No |  | CHARTER OAK HIGH SCHOOL DIST. | 0.09 | SCE | 2478 | COGENERATION | COMBUSTION TURBINE |  | SP15 | SCE1 | 1996-01-30 |  |  | 0.09 | A
39800 | Non-Participating | Yes | No |  | CHEVRON USA | 0 | SCE | 2155 | COGENERATION | COMBUSTION TURBINE |  | SP15 | SCE1 | 1987-12-29 | Does not export to grid. |  | 76.7 | A
40600 | Non-Participating | Yes | No |  | CHEVRON, USA, INCORPORATED #1 | 0 | SCE | 2005 | COGENERATION | STEAM |  | SP15 | SCE1 | 1984-05-29 | Self-gen. No export to grid. |  | 1.5 | A
41000 | Non-Participating | Yes | No |  | CITY OF VENTURA/EASTSIDE WTR RENOVATION | 0.55 | SCE | 2401 | COGENERATION |  |  | SP15 | SCE1 | 1992-04-02 |  |  | 0.55 | A
41200 | Non-Participating | Yes | No |  | CLARKE & RUSH MECHANICAL (WHITTIER COLLEGE) | 0.06 | SCE | 2273 | COGENERATION |  |  | SP15 | SCE1 | 1988-05-20 |  |  | 0.06 | A
41300 | Non-Participating | Yes | No |  | CO. SAN. DIST #32 OF L.A. CO. (VALENCIA) | 0.5 | SCE | 1068 | BIOMASS |  |  | SP15 | SCE1 | 1987-01-01 |  |  | 0.5 | A
42100 | Non-Participating | Yes | No |  | CONEJO VALLEY U. S. D. (THOUSAND OAKS) | 0.08 | SCE | 2326 | COGENERATION |  |  | SP15 | SCE1 | 1987-12-09 |  |  | 0.08 | A
42200 | Non-Participating | Yes | No |  | CONEJO VALLEY U.S.D. (NEWBURY PK HI SCH) | 0.08 | SCE | 2268 | COGENERATION |  |  | SP15 | SCE1 | 1987-06-05 |  |  | 0.08 | A
43300 | Non-Participating | Yes | No |  | COTIJA CHEESE, INCORPORATED | 0.12 | SCE | 2473 | COGENERATION |  |  | SP15 | SCE1 | 1995-05-04 |  |  | 0.12 | A
39400 | Non-Participating | Yes | No |  | Chaffey U.S.D. (Chaffey High School) | 0.08 | SCE | 2433 | COGENERATION |  |  | SP15 | SCE1 | 1992-02-28 |  |  | 0.08 | A
6300 | Non-Participating | No | No | CWATER_7_UNIT 1 | Coolwater Unit 1 | 63 | SCE | NRG California South LP | THERMAL | STEAM | NATURAL GAS | SP15 | SCE1 | 1961-01-01 | Non-Participating as of 1/22/2015 |  | 65 | A
6400 | Non-Participating | No | No | CWATER_7_UNIT 2 | Coolwater Unit 2 | 81.5 | SCE | NRG California South LP | THERMAL | STEAM | NATURAL GAS | SP15 | SCE1 | 1964-01-01 | Non-Participating as of 1/22/2015 |  | 71 | A
45600 | Non-Participating | Yes | No |  | ENCINA POLLUTION CONTROL | 0 | SDGE | 15089 | COGENERATION | RECIPROCATING ENGINE | NATURAL GAS | SP15 | SDG1 | 1984-01-01 | No export to grid. No telemetry. No metering. |  | 2.3 | A
98100 | Non-Participating | No | No | ETIWND_2_SOLAR | FONTANA RT SOLAR | 2 | SCE | Southern California Edison | SOLAR | PHOTO VOLTAIC | SUN | SP15 | SCE1 | 2009-06-30 | Changed to non-participant 3/29/2012 |  | 2 | A
46400 | Non-Participating | Yes | No |  | FRED L. HARTLEY RESEARCH CENTER (UNION OIL CO.) | 0.25 | SCE | 2457 | COGENERATION |  |  | SP15 | SCE1 |  |  |  | 0.25 | A
50000 | Non-Participating | Yes | No |  | HANFORD JOINT UNION HIGH SCHOOL DISTRICT | 0.06 | SCE | 2303 | COGENERATION |  |  | SP15 | SCE1 | 1987-12-08 |  |  | 0.06 | A
49800 | Non-Participating | Yes | No |  | Hale Ave. Resource Recovery Fac | 0 | SDGE | 481 | COGENERATION | COMBUSTION TURBINE | LANDFILL GAS | SP15 | SDG1 |  | No export to grid. No telemetry. No metering. |  | 0.36 | A
51600 | Non-Participating | Yes | No | IBMCTL_1_UNIT 1 | IBM COTTLE | 50 | PGAE |  | COGENERATION | COMBUSTION TURBINE | NATURAL GAS | NP15 | PGE3 | 1984-01-01 | Emergency back-up source. |  | 50 | A
84400 | Non-Participating | No | No |  | KERN OIL CO-GEN | 0 | PGAE | Kern Oil & Refining Co. | COGENERATION | COMBUSTION TURBINE | NATURAL GAS | ZP26 | PGE4 |  | Self-Gen. No export to grid. |  | 4.5 | A
18400 | Non-Participating | No | No | KERKH1_7_UNIT 2 | Kerckhoff PH 1 Unit #2 | 12.8 | PGAE | PG&E | HYDRO | HYDRO | WATER | NP15 | PGE3 | 1920-01-01 | Changed to non-participant 5/1/2013 | San Joaquin River | 12.8 | A
78500 | Non-Participating | No | No | LEWSTN_7_UNIT 1 | Lewiston | 0.5 | PGAE | USBR | HYDRO | HYDRO | WATER | NP15 | PGE3 | 1964-01-01 |  |  | 0.5 | A
55000 | Non-Participating | Yes | No |  | MAMMOTH PACIFIC LIMITED | 0 | SCE | 3051 | GEOTHERMAL | STEAM | GEOTHERMAL | SP15 | SCE1 | 1990-01-01 | Does not export to grid. |  | 12 | A
56400 | Non-Participating | Yes | No |  | MESA CONSOLIDATED WATER DISTRICT | 0.05 | SCE | 4145 | HYDRO | HYDRO | WATER | SP15 | SCE1 | 2000-02-01 |  |  | 0.05 | A
57100 | Non-Participating | Yes | No |  | MINNESOTA METHANE (TEAPOT DOME) | 0.95 | SCE | 1108 | BIOMASS |  |  | SP15 | SCE1 |  |  |  | 0.95 | A
60000 | Non-Participating | Yes | No | EGATE_7_NOCITY | MM San Diego LLC - North City | 3.2 | SDGE | MM San Diego, LLC | BIOGAS | RECIPROCATING ENGINE | LANDFILL GAS | SP15 | SDG1 | 1999-01-01 | Changed to non-participating 3/9/2014. Converted to Participating Generator. Formerly SDGE QF 455. Formerly Res ID NOCITY_7_ESGATE. |  | 3.8 | A
57700 | Non-Participating | Yes | No |  | MOBIL OIL CORPORATION #1 | 0 | SCE | 2215 | COGENERATION | COMBUSTION TURBINE | NATURAL GAS | SP15 | SCE1 | 1983-05-01 | No export to grid. |  | 41.9 | A
57900 | Non-Participating | Yes | No | HOLGAT_1_MOGEN | MOJAVE COGENERATION COMPANY | 55 | SCE | Southern California Edison Company | COGENERATION | COMBUSTION TURBINE | NATURAL GAS | SP15 | SCE1 | 1990-06-13 | Non Participant in MF as of 10/2/2013. No longer in SCE QF report as of January 2016 SCE QF 2078 |  | 55 | A
59100 | Non-Participating | Yes | No |  | NAVAL REGIONAL MEDICAL CENTER (BALBOA HOSPITAL) | 0 | SDGE | 505 | COGENERATION | RECIPROCATING ENGINE | NATURAL GAS | SP15 | SDG1 |  | Does not export to grid |  | 4.1 | A
59300 | Non-Participating | Yes | No |  | NAVY REG. DATA AUTOMATION CENTER | 0 | SDGE | 164 | COGENERATION | RECIPROCATING ENGINE | NATURAL GAS | SP15 | SDG1 | 1987-01-01 | Does not export to grid |  | 2.6 | A
89700 | Non-Participating | Yes | No |  | OCCIDENTAL OF ELK HILLS STEAM TURBINE | 0 | PGAE | Occidental of Elk Hills, Inc. | COGENERATION | STEAM |  | ZP26 | PGE4 | 2004-06-01 | No export to grid. No telemetry |  | 7.4 | A
61800 | Non-Participating | Yes | No |  | ORANGE U.S.D./VILLA PARK HIGH SCHOOL | 0.09 | SCE | 2423 | COGENERATION |  |  | SP15 | SCE1 | 1993-09-05 |  |  | 0.09 | A
62800 | Non-Participating | Yes | No |  | PCA METAL FINISHING, INC. | 0.1 | SCE | 2472 | COGENERATION |  |  | SP15 | SCE1 | 1994-12-15 |  |  | 0.1 | A
63300 | Non-Participating | Yes | No |  | PORTERVILLE INN | 0.06 | SCE | 2448 | COGENERATION |  |  | SP15 | SCE1 | 1993-06-05 |  |  | 0.06 | A
63900 | Non-Participating | Yes | No |  | QUAKER CITY PLATING | 0.03 | SCE | 2476 | COGENERATION |  |  | SP15 | SCE1 | 1995-06-02 |  |  | 0.03 | A
64100 | Non-Participating | Yes | No |  | R.J. DONOVAN CORRECTIONAL FACILITY | 0 | SDGE | 401 | COGENERATION | COMBUSTION TURBINE | NATURAL GAS | SP15 | SDG1 | 1987-01-01 | Does not export to grid |  | 3.13 | A
64700 | Non-Participating | Yes | No |  | REDLANDS UNIFIED SCHOOL DISTRICT | 0.06 | SCE | 2420 | COGENERATION |  |  | SP15 | SCE1 | 1990-12-21 |  |  | 0.06 | A
65000 | Non-Participating | Yes | No |  | RIDGEWOOD POWER (SUNNYSIDE) | 0.05 | SCE | 2262 | COGENERATION |  |  | SP15 | SCE1 | 1992-02-14 |  |  | 0.05 | A
66100 | Non-Participating | Yes | No |  | ROHR - GOODRICH AEROSTRUCTURES GROUP | 0 | SDGE | 486 | COGENERATION | COMBUSTION TURBINE | NATURAL GAS | SP15 | SDG1 | 1993-01-01 | Does not export to grid |  | 9.5 | A
66500 | Non-Participating | Yes | No |  | SAN BERNARDINO CITY U.S.D. (PACIFIC HIGH SCHOOL) | 0.08 | SCE | 2468 | COGENERATION |  |  | SP15 | SCE1 | 1994-10-18 |  |  | 0.08 | A
66700 | Non-Participating | Yes | No |  | SAN BERNARDINO U.H.S. - S. BERN. HI SCHOOL | 0.08 | SCE | 2220 | COGENERATION |  |  | SP15 | SCE1 | 1988-01-01 |  |  | 0.08 | A
66800 | Non-Participating | Yes | No |  | SAN BERNARDINO UNIF. SCH. DIST - CAJON H S | 0.08 | SCE | 2217 | COGENERATION |  |  | SP15 | SCE1 | 1988-01-01 |  |  | 0.08 | A
68100 | Non-Participating | Yes | No |  | SCAQMD SOLAR PORT | 0.07 | SCE | 5066 | SOLAR |  |  | SP15 | SCE1 | 1993-12-31 |  |  | 0.07 | A
129000 | Non-Participating | Yes | No |  | SDSU #2 | 0 | SDGE | 467 | COGENERATION | COMBINED CYCLE | NATURAL GAS | SP15 | SDG1 | 2002-08-13 | Does not export to grid. |  | 14.8 | A
34900 | Non-Participating | Yes | No |  | SIMMAX ENERGY (HOLIDAY INN) | 0.15 | SCE | 2359 | COGENERATION |  |  | SP15 | SCE1 | 1988-06-01 |  |  | 0.15 | A
41500 | Non-Participating | Yes | No |  | SIMMAX ENERGY, LLOC (ST. ERNE SANITARIUM) | 0.1 | SCE | 2057 | COGENERATION |  |  | SP15 | SCE1 | 1985-07-01 |  |  | 0.1 | A
88200 | Non-Participating | Yes | No |  | SPARTECH PLASTICS | 0 | SCE | Spartech Plastics | THERMAL | COMBUSTION TURBINE | NATURAL GAS | SP15 | SCE1 | 2002-02-28 | Self-Gen. No export to grid. |  | 3.8 | A
69800 | Non-Participating | Yes | No |  | ST. JOHNS HOSPITAL AND HEALTH CENTER | 1.08 | SCE | 2413 | COGENERATION |  | NATURAL GAS | SP15 | SCE1 | 1992-02-05 |  |  | 1.08 | A
89500 | Non-Participating | Yes | No |  | STOCKTON WASTE WATER TREATMENT PLANT | 0 | PGAE | City of Stocton | THERMAL | RECIPROCATING ENGINE | WASTE GAS | NP15 | PGE3 | 1989-11-08 | Self-Gen. No export to grid. |  | 1.5 | A
40703 | Non-Participating | Yes | No | CHINO_2_LNDFIL | Spadra | 12.5 | SCE | County Sanitation District No. 2 of Los Angeles County | BIOMASS | STEAM | LANDFILL GAS | SP15 | SCE1 | 1990-02-21 | Retired 11/22/2015. Formerly SCE QF 1077 |  | 10.5 | A
82300 | Non-Participating | No | No | PICO_6_THUMS1 | THUMS GENERATION FACILITY | 47 | SCE | THUMS Long Beach Company | PEAKER | COMBUSTION TURBINE | NATURAL GAS | SP15 | SCE1 | 2002-12-20 | Self-Gen. No export to grid. |  | 47 | A
129100 | Non-Participating | Yes | No |  | UCSD | 0 | SDGE | 15029 | COGENERATION | COMBUSTION TURBINE | NATURAL GAS | SP15 | SDG1 | 2001-04-02 | Does not export to grid |  | 29.74 | A
89400 | Non-Participating | Yes | No |  | UNION OIL (TOSCO) FACILITY | 0 | PGAE | Union Oil (Tosco) | THERMAL | STEAM | WASTE GAS | ZP26 | PGE4 |  | Self-Gen. No export to grid. |  | 5.8 | A
88300 | Non-Participating | No | No |  | VERNON ENGINE 1 | 3.5 | SCE | Vernon Muni Light Dept. | PEAKER | RECIPROCATING ENGINE | DIESEL / OIL | SP15 | VRN1 | 1937-01-01 | Only used as part of City of Vernons Emergency Energy Procedure. |  | 7 | A
88400 | Non-Participating | No | No |  | VERNON ENGINE 2 | 3.5 | SCE | Vernon Muni Light Dept. | PEAKER | RECIPROCATING ENGINE | DIESEL / OIL | SP15 | VRN1 | 1937-01-01 | Only used as part of City of Vernon's Emergency Energy Procedure. |  | 7 | A
88600 | Non-Participating | No | No |  | VERNON ENGINE 4 | 3.5 | SCE | Vernon Muni Light Dept. | PEAKER | RECIPROCATING ENGINE | DIESEL / OIL | SP15 | VRN1 | 1937-01-01 | Only used as part of City of Vernons Emergency Energy Procedure. |  | 7 | A
88700 | Non-Participating | No | No |  | VERNON ENGINE 5 | 3.5 | SCE | Vernon Muni Light Dept. | PEAKER | RECIPROCATING ENGINE | DIESEL / OIL | SP15 | VRN1 | 1937-01-01 | Only used as part of City of Vernons Emergency Energy Procedure. |  | 7 | A
73500 | Non-Participating | Yes | No |  | VICTOR RODRIGUEZ | 0.01 | SCE | 5069 | SOLAR |  |  | SP15 | SCE1 | 1985-02-05 |  |  | 0.01 | A
73100 | Non-Participating | Yes | No | BAHIA_7_UNITA1 | Valero Cogeneration Unit #1 | 44.7 | PGAE | Valero Refining Company - California | COGENERATION | COMBUSTION TURBINE | NATURAL GAS | NP15 | PGE3 | 2002-10-17 | Self-Gen. No export to grid. |  | 44.7 | A
74100 | Non-Participating | Yes | No |  | WALNUT VALLEY WATER DISTRICT (#2) | 0.03 | SCE | 4032 | HYDRO | HYDRO | WATER | SP15 | SCE1 | 1984-10-17 |  |  | 0.03 | A
35302 | Non-Participating | Yes | No | MIDWD_2_WIND1 | Windland Refresh 2 | 7.81 | SCE | Windland Refresh 2, LLC | WIND | WIND | WIND | SP15 | SCE1 | 1985-12-27 | QF Conversion 12/7/15. Was SCE QF 6097 |  | 7.81 | A
75800 | Non-Participating | Yes | No | ZANKER_1_UNIT 1 | ZANKER ROAD | 2 | PGAE |  | COGENERATION |  | NATURAL GAS | NP15 | PGE3 |  | Self-Gen. No export to grid. |  | 2 | A
75900 | Non-Participating | Yes | No | ZANKER_1_UNIT 2 | ZANKER ROAD | 2 | PGAE |  | COGENERATION |  | NATURAL GAS | NP15 | PGE3 |  | Self-Gen. No export to grid. |  | 2 | A

## Participating
ISO Index | Classification | QF | Aggregate | Resource ID | Name | NetCap | PTO Area | Owner or QF ID | Fuel Type | Unit Type | ISO Classification | Zone | Demand Zone | Operating Date | River System | Nameplate Capacity | Status - A=Active; C - Contracted outside CAISO | Capacity Factor | Average Heat Rate
96300 | Participating Unit | No | No | OTAY_6_PL1X2 | Chula Vista Energy Center | 35.5 | SDGE | Chula Vista Energy Center, LLC | NATURAL GAS | COMBUSTION TURBINE | PEAKER | SP15 | SDG1 | 2006-06-08 |  | 44.02 | A |  | 21.2383
9100 | Participating Unit | No | No | ELCAJN_7_GT1 | El Cajon | 16.36 | SDGE | Cabrillo Power II, LLC | NATURAL GAS | COMBUSTION TURBINE | PEAKER | SP15 | SDG1 | 1968-01-01 |  | 15 | A |  | 19.0614
9800 | Participating Unit | No | No | ENCINA_7_GT1 | Encina | 14.5 | SDGE | Cabrillo Power I, LLC | NATURAL GAS | COMBUSTION TURBINE | PEAKER | SP15 | SDG1 | 1968-01-01 |  | 18 | A |  | 18.1835
21600 | Participating Unit | No | Yes | MRGT_7_UNITS | Miramar | 36 | SDGE | Cabrillo Power I, LLC | NATURAL GAS | COMBUSTION TURBINE | PEAKER | SP15 | SDG1 | 1972-01-01 |  | 36 | A |  | 17.2231
18100 | Participating Unit | No | Yes | KEARNY_7_KY3 | Kearny | 61 | SDGE | DYNEGY | NATURAL GAS | COMBUSTION TURBINE | PEAKER | SP15 | SDG1 | 1969-01-01 |  | 61 | A |  | 16.1429
3400 | Participating Unit | No | No | BORDER_6_UNITA1 | BORDER | 51.25 | SDGE | CalPeak Power LLC | NATURAL GAS | COMBUSTION TURBINE | PEAKER | SP15 | SDG1 | 2001-10-26 |  | 49.96 | A |  | 13.8124
9000 | Participating Unit | No | No | ELCAJN_6_UNITA1 | Cuyamaca Peak Energy Plant | 45.42 | SDGE | San Diego Gas & Electric | NATURAL GAS | COMBUSTION TURBINE | PEAKER | SP15 | SDG1 | 2002-05-29 |  | 47.3 | A |  | 13.8124
10400 | Participating Unit | No | No | ESCNDO_6_UNITB1 | Enterprise | 48.04 | SDGE | CalPeak Power LLC | NATURAL GAS | COMBUSTION TURBINE | PEAKER | SP15 | SDG1 | 2001-10-23 |  | 46.9 | A |  | 13.8124
19300 | Participating Unit | No | No | LARKSP_6_UNIT 1 | Larkspur 1 | 46.1 | SDGE | Wildflower Energy | NATURAL GAS | COMBUSTION TURBINE | PEAKER | SP15 | SDG1 | 2001-09-13 |  | 45 | A |  | 13.8124
19400 | Participating Unit | No | No | LARKSP_6_UNIT 2 | Larkspur 2 | 47.98 | SDGE | Wildflower Energy | NATURAL GAS | COMBUSTION TURBINE | PEAKER | SP15 | SDG1 | 2001-09-13 |  | 45 | A |  | 13.8124
99200 | Participating Unit | No | Yes | OGROVE_6_PL1X2 | Orange Grove Energy Center | 96 | SDGE | Orange Grove Energy, L.P. | NATURAL GAS | COMBUSTION TURBINE | PEAKER | SP15 | SDG1 | 2010-06-17 |  | 100 | A |  | 13.8124
9900 | Participating Unit | No | No | ENCINA_7_EA1 | Encina | 106 | SDGE | Cabrillo Power I, LLC | NATURAL GAS | STEAM | THERMAL | SP15 | SDG1 | 1954-01-01 |  | 106.25 | A |  | 13.7435
10000 | Participating Unit | No | No | ENCINA_7_EA2 | Encina | 104 | SDGE | Cabrillo Power I, LLC | NATURAL GAS | STEAM | THERMAL | SP15 | SDG1 | 1956-01-01 |  | 110.25 | A |  | 13.7435
10100 | Participating Unit | No | No | ENCINA_7_EA3 | Encina | 110 | SDGE | Cabrillo Power I, LLC | NATURAL GAS | STEAM | THERMAL | SP15 | SDG1 | 1958-01-01 |  | 110.25 | A |  | 13.7435
10200 | Participating Unit | No | No | ENCINA_7_EA4 | Encina | 300 | SDGE | Cabrillo Power I, LLC | NATURAL GAS | STEAM | THERMAL | SP15 | SDG1 | 1973-01-01 |  | 306 | A |  | 13.7435
10300 | Participating Unit | No | No | ENCINA_7_EA5 | Encina | 330 | SDGE | Cabrillo Power I, LLC | NATURAL GAS | STEAM | THERMAL | SP15 | SDG1 | 1978-01-01 |  | 345.6 | A |  | 13.7435
93000 | Participating Unit | No | Yes | PALOMR_2_PL1X3 | PALOMAR ENERGY CENTER | 575 | SDGE | San Diego Gas & Electric | NATURAL GAS | COMBINED CYCLE | THERMAL | SP15 | SDG1 | 2006-03-31 |  | 595 | A |  | 11.0858
98000 | Participating Unit | No | No | OTMESA_2_PL1X3 | Otay | 603.68 | SDGE | Otay Mesa Energy Center, LLC | NATURAL GAS | COMBINED CYCLE | THERMAL | SP15 | SDG1 | 2009-10-03 |  | 669 | A |  | 11.0084
60500 | Participating Unit | Yes | No | PTLOMA_6_NTCQF | NTC/MCRD COGENERATION | 22.3 | SDGE | SDG&E Exempt | NATURAL GAS | COMBUSTION TURBINE | COGENERATION | SP15 | SDG1 | 1989-01-01 |  | 22.3 | A |  | 10.5377
99100 | Participating Unit | No | No | ELCAJN_6_LM6K | El Cajon | 48.1 | SDGE | El Cajon Energy, LLC | NATURAL GAS | COMBUSTION TURBINE | PEAKER | SP15 | SDG1 | 2010-06-16 |  | 49.9 | A |  | 10.045
43900 | Participating Unit | Yes | Yes | SAMPSN_6_KELCO1 | CP Kelco Cogeneration Facility | 25 | SDGE | CP Kelco U.S., Inc. | NATURAL GAS | COMBUSTION TURBINE | COGENERATION | SP15 | SDG1 | 2014-03-05 |  | 26.95 | A |  | 9.9292
89600 | Participating Unit | Yes | No | NGILAA_5_SDGDYN | NORTH GILA INTERCHANGE SCHEDULE (YUMA COGENERATION ASSOCIATION) | 57 | SDGE | San Diego Gas and Electric Company | NATURAL GAS | COMBUSTION TURBINE | DYNAMIC SCHEDULED | SP15 | SDG1 | 1994-03-15 |  | 56.5 | C |  | 9.9292
97700 | Participating Unit | No | No | MRGT_6_MEF2 | Miramar | 47.9 | SDGE | SDG&E | NATURAL GAS | COMBUSTION TURBINE | PEAKER | SP15 | SDG1 | 2009-08-07 |  | 49.5 | A |  | 9.8097
92100 | Participating Unit | No | No | MRGT_6_MMAREF | MIRAMAR ENERGY FACILITY | 48 | SDGE | San Diego Gas & Electric | NATURAL GAS | PEAKER | PEAKER | SP15 | SDG1 | 2005-07-27 |  | 46.7 | A |  | 9.8097
137200 | Participating Unit | No | No | PIOPIC_2_CTG1 | Pio Pico | 106 | SDGE | Pio Pico Energy Center | NATURAL GAS | COMBUSTION TURBINE | THERMAL | SP15 | SDG1 | 2016-11-03 |  | 106 | A |  | 9.7825
137300 | Participating Unit | No | No | PIOPIC_2_CTG2 | Pio Pico | 106 | SDGE | Pio Pico Energy Center | NATURAL GAS | COMBUSTION TURBINE | THERMAL | SP15 | SDG1 | 2016-11-03 |  | 106 | A |  | 9.7825
137400 | Participating Unit | No | No | PIOPIC_2_CTG3 | Pio Pico | 106 | SDGE | Pio Pico Energy Center | NATURAL GAS | COMBUSTION TURBINE | THERMAL | SP15 | SDG1 | 2016-11-03 |  | 106 | A |  | 9.7825
60100 | Participating Unit | Yes | No | NIMTG_6_NIQF | North Island | 42.7 | SDGE | SDG&E Exempt | NATURAL GAS | COMBUSTION TURBINE | COGENERATION | SP15 | SDG1 | 1989-01-01 |  | 34.5 | A |  | 9.5521
135400 | Participating Unit | No | No | VESTAL_2_UNIT1 | CALGREN-PIXLEY | 11.2 | SDGE | GFP Ethanol LLC | NATURAL GAS | COMBUSTION TURBINE | THERMAL | SP15 | SCE1 | 2016-06-30 |  | 5 | A |  | 9.5418
84000 | Participating Unit | No | No | LAROA1_2_UNITA1 | CICLO COMBINADO MEXICALI | 180 | SDGE | Energia Azteca X | NATURAL GAS | COMBUSTION TURBINE | THERMAL | SP15 | SDG1 | 2003-07-20 |  | 181.5 | A |  | 9.5418
94900 | Participating Unit | No | Yes | ESCNDO_6_PL1X2 | Escondido Energy Center | 48.71 | SDGE | Escondido Energy Center, LLC | NATURAL GAS | COMBUSTION TURBINE | THERMAL | SP15 | SDG1 | 2006-06-07 |  | 49.5 | A |  | 9.5418
83900 | Participating Unit | No | Yes | LAROA2_2_UNITA1 | CENTRAL LA ROSITA II COMBINED CYCLE (AGGREGATE) | 322 | SDGE | Energia de Baja California | NATURAL GAS | COMBINED CYCLE | THERMAL | SP15 | SDG1 | 2003-07-22 |  | 336.5 | A |  | 9.2486
84300 | Participating Unit | No | Yes | TERMEX_2_PL1X3 | TERMOELCTRICA DE MEXICALI (Aggregate) | 625 | SDGE | Termoelectrica De Mexicali | NATURAL GAS | COMBINED CYCLE | THERMAL | SP15 | SDG1 | 2003-07-30 |  | 668 | A |  | 9.2486
48200 | Participating Unit | Yes | No | ESCO_6_GLMQF | Goal Line Cogen | 49.9 | SDGE | Goal Line, L.P. | NATURAL GAS | COMBUSTION TURBINE | COGENERATION | SP15 | SDG1 | 1994-01-01 |  | 52.2 | A |  | 8.882
44800 | Participating Unit | Yes | Yes | DIVSON_6_NSQF | Division | 47 | SDGE | SDG&E Exempt | NATURAL GAS | COMBINED CYCLE | COGENERATION | SP15 | SDG1 | 1989-01-01 |  | 48.6 | A |  | 8.026
60300 | Participating Unit | Yes | No | NIMTG_6_NICOGN | North Island | 4.05 | SDGE | SDG&E Exempt | HEAT RECOVERY | STEAM | COGENERATION | SP15 | SDG1 | 1989-01-01 |  | 4.05 | A
60600 | Participating Unit | Yes | No | PTLOMA_6_NTCCGN | AEI MCRD STEAM TURBINE | 2.58 | SDGE | SDG&E Exempt | HEAT RECOVERY | STEAM | COGENERATION | SP15 | SDG1 | 1989-01-01 |  | 2.58 | A
101400 | Participating Unit | No | No | CHILLS_1_SYCENG | Sycamore Energy 1 | 1.5 | SDGE | Sycamore Energy 1 LLC | LANDFILL GAS | COMBUSTION TURBINE | BIOMASS | SP15 | SDG1 | 2011-05-19 |  | 1.9 | A | 0.308
57300 | Participating Unit | Yes | No | MSHGTS_6_MMARLF | Miramar | 5 | SDGE | MM San Diego, LLC (Formerly QFID 450) | LANDFILL GAS | RECIPROCATING ENGINE | BIOMASS | SP15 | SDG1 | 2003-05-21 |  | 6.5 | A
94500 | Participating Unit | No | Yes | OTAY_7_UNITC1 | Otay | 3.3 | SDGE | Otay Landfill Gas, LLC | LANDFILL GAS | RECIPROCATING ENGINE | BIOMASS | SP15 | SDG1 | 2007-03-08 |  | 3.75 | A | 0.779
117600 | Participating Unit | Yes | No | OTAY_6_LNDFL5 | Otay | 1.5 | SDGE | Otay Landfill Gas, LLC | LANDFILL GAS | RECIPROCATING ENGINE | BIOMASS | SP15 | SDG1 | 2014-03-14 |  | 1.5 | A | 0.779
117700 | Participating Unit | Yes | No | OTAY_6_LNDFL6 | Otay | 1.5 | SDGE | Otay Landfill Gas, LLC | LANDFILL GAS | RECIPROCATING ENGINE | BIOMASS | SP15 | SDG1 | 2014-03-14 |  | 1.5 | A | 0.779
62000 | Participating Unit | Yes | Yes | OTAY_6_UNITB1 | Otay | 3 | SDGE | Otay Landfill Gas, LLC | LANDFILL GAS | RECIPROCATING ENGINE | BIOMASS | SP15 | SDG1 | 1987-01-01 |  | 3 | A | 0.779
63800 | Participating Unit | Yes | Yes | CBRLLO_6_PLSTP1 | POINT LOMA WASTEWATER TREATMENT PLANT | 4.83 | SDGE | City of San Diego (Formerly QFID 464) | LANDFILL GAS | RECIPROCATING ENGINE | BIOMASS | SP15 | SDG1 | 1985-01-01 |  | 7.12 | A
63600 | Participating Unit | Yes | No | CPSTNO_7_PRMADS | Prima | 6.1 | SDGE | MM Biogas Power, LLC (Formerly QF ID 448) | LANDFILL GAS | RECIPROCATING ENGINE | BIOMASS | SP15 | SDG1 | 1999-01-01 |  | 6.1 | A | 0.802
101500 | Participating Unit | No | No | SMRCOS_6_LNDFIL | San Marcos Energy | 1.5 | SDGE | San Marcos Energy LLC | LANDFILL GAS | RECIPROCATING ENGINE | BIOMASS | SP15 | SDG1 | 2011-05-20 |  | 1.6 | A
90600 | Participating Unit | No | No | CHILLS_7_UNITA1 | SYCAMORE CANYON LANDFILL PLANT B | 2 | SDGE | Gas Recovery Systems | LANDFILL GAS | RECIPROCATING ENGINE | BIOMASS | SP15 | SDG1 | 2004-07-14 |  | 3 | A
131600 | Participating Unit | No | No | CALPSS_6_SOLAR1 | Calipatria Solar Farm | 19.9 | SDGE | Imperial Irrigation District | SUN | PHOTO VOLTAIC | DYNAMIC SCHEDULED | SP15 | IID | 2016-02-12 |  | 19.99 | C
128700 | Participating Unit | No | No | ALHMBR_1_ALHSLR | SG Alhambra | 50 | SDGE | Imperial Irrigation District | SUN | PHOTO VOLTAIC | DYNAMIC SCHEDULED | SP15 | SDG1 | 2015-08-29 |  | 50 | C
128800 | Participating Unit | No | No | ARKANS_1_ARKSLR | SG Arkansas | 50 | SDGE | Imperial Irrigation District | SUN | PHOTO VOLTAIC | DYNAMIC SCHEDULED | SP15 | SDG1 | 2015-08-29 |  | 50 | C
128900 | Participating Unit | No | No | SNORA_2_SNRSLR | SG Sorrento | 50 | SDGE | Imperial Irrigation District | SUN | PHOTO VOLTAIC | DYNAMIC SCHEDULED | SP15 | SDG1 | 2015-08-29 |  | 50 | C
110500 | Participating Unit | No | No | ARLVAL_5_SOLAR | Arlington Valley Solar Energy II | 127 | SDGE | Arlington Valley Solar Energy II, LLC | SUN | PHOTO VOLTAIC | PSEUDO TIE | SP15 | SDG1 | 2013-10-28 |  | 127 | C
107700 | Participating Unit | No | No | BREGGO_6_SOLAR | NRG Borrego Solar One | 26 | SDGE | NRG Solar Borrego I LLC | SUN | PHOTO VOLTAIC | SOLAR | ZP26 | SDG1 | 2013-02-12 |  | 26 | A
103500 | Participating Unit | No | No | AGUCAL_5_SOLAR1 | Agua Caliente Solar | 290 | SDGE | Agua Caliente Solar, LLC | SUN | PHOTO VOLTAIC | SOLAR | SP15 | PGE3 | 2014-06-10 |  | 290 | A
110000 | Participating Unit | No | No | CPVERD_2_SOLAR | Campo Verde Solar | 139 | SDGE | Campo Verde Solar, LLC | SUN | PHOTO VOLTAIC | SOLAR | SP15 | SDG1 | 2013-10-22 |  | 150 | A
119600 | Participating Unit | No | No | CNTNLA_2_SOLAR2 | Centinela Solar Energy 2 | 45.6 | SDGE | Centinela Solar Energy, LLC | SUN | PHOTO VOLTAIC | SOLAR | SP15 | SDG1 | 2014-08-15 |  | 45.6 | A
110100 | Participating Unit | No | No | CNTNLA_2_SOLAR1 | Centinela Solar Energy Facility (Phase I) | 125 | SDGE | Centinela Solar Energy, LLC | SUN | PHOTO VOLTAIC | SOLAR | SP15 | SDG1 | 2014-07-30 |  | 127 | A
138400 | Participating Unit | No | No | VLCNTR_6_VCSLR | Cole Grade | 2.33 | SDGE | NLP Valley Center Solar, LLC | SUN | PHOTO VOLTAIC | SOLAR | SP15 | SDG1 | 2016-12-07 |  | 2.33 | A
121000 | Participating Unit | No | No | BREGGO_6_DEGRSL | Desert Green Solar Farm | 6.3 | SDGE | Desert Green Solar Farm, LLC | SUN | PHOTO VOLTAIC | SOLAR | SP15 | SDG1 | 2014-11-26 |  | 6.5 | A
127000 | Participating Unit | No | No | IVWEST_2_SOLAR1 | Imperial Solar Energy Center West | 150 | SDGE | CSolar IV West, LLC | SUN | PHOTO VOLTAIC | SOLAR | SP15 | SDG1 | 2016-01-21 |  | 153.6 | A
109800 | Participating Unit | No | No | CSLR4S_2_SOLAR | Imperial Valley (Csolar IV) | 130 | SDGE | CSOLAR IV South, LLC | SUN | PHOTO VOLTAIC | SOLAR | SP15 | SDG1 | 2013-10-11 |  | 130 | A
136400 | Participating Unit | No | No | LILIAC_6_SOLAR | Mesa Crest | 3 | SDGE | NLP Granger A82, LLC | SUN | PHOTO VOLTAIC | SOLAR | SP15 | SDG1 | 2016-09-17 |  | 3 | A
138100 | Participating Unit | No | No | MSOLAR_2_SOLAR3 | Mesquite Solar 3, LLC | 152 | SDGE | Mesquite Solar 3, LLC | SUN | PHOTO VOLTAIC | SOLAR | SP15 | SDG1 |  |  | 152 | A
115600 | Participating Unit | No | No | CRELMN_6_RAMON1 | Ramona 1 | 2 | SDGE | Sol Orchard San Diego 20, LLC | SUN | PHOTO VOLTAIC | SOLAR | SP15 | SDG1 | 2013-12-31 |  | 2 | A
115700 | Participating Unit | No | No | CRELMN_6_RAMON2 | Ramona 2 | 5 | SDGE | Sol Orchard San Diego 21, LLC | SUN | PHOTO VOLTAIC | SOLAR | SP15 | SDG1 | 2013-12-31 |  | 5 | A
130900 | Participating Unit | No | No | ANZA_6_SOLAR1 | Seville Solar One | 20 | SDGE | Seville Solar One LLC | SUN | PHOTO VOLTAIC | SOLAR | SP15 | SDG1 | 2015-12-30 |  | 20 | C
110200 | Participating Unit | No | No | IVSLRP_2_SOLAR1 | Silver Ridge Mount Signal | 200 | SDGE | Silver Ridge Mount Signal | SUN | PHOTO VOLTAIC | SOLAR | SP15 | SDG1 | 2014-03-04 |  | 200 | A
115400 | Participating Unit | No | No | VLCNTR_6_VCSLR1 | Valley Center 1 | 2.5 | SDGE | Sol Orchard San Diego 22, LLC | SUN | PHOTO VOLTAIC | SOLAR | SP15 | SDG1 | 2013-12-31 |  | 2.5 | A
115500 | Participating Unit | No | No | VLCNTR_6_VCSLR2 | Valley Center 2 | 5 | SDGE | Sol Orchard San Diego 23, LLC | SUN | PHOTO VOLTAIC | SOLAR | SP15 | SDG1 | 2013-12-31 |  | 5 | A
94800 | Participating Unit | No | No | CCRITA_7_RPPCHF | Rancho Penasquitos Hydro Facility | 5.25 | SDGE | San Diego County Water Authority | WATER | HYDRO | HYDRO | SP15 | SDG1 | 2007-01-23 |  | 4.65 | A
102300 | Participating Unit | No | No | LAKHDG_6_UNIT 1 | Lake Hodges Pump Station 1 - Unit 1 | 20 | SDGE | San Diego County Water Authority | WATER | PUMPED STORAGE | HYDRO | SP15 | SDG1 | 2011-09-08 |  | 20 | A
105500 | Participating Unit | No | No | LAKHDG_6_UNIT 2 | Lake Hodges Pumped Storage-Unit2 | 20.15 | SDGE | San Diego County Water Authority | WATER | PUMPED STORAGE | HYDRO | SP15 | SDG1 | 2012-08-27 |  | 20 | A
57400 | Participating Unit | Yes | Yes | MSSION_2_QF | MISSION AREA LUMPED UNITS | 50 | SDGE | VARIOUS | WATER | VARIOUS | VARIOUS | SP15 | SDG1 | 1980-01-01 |  | 19.03 | A
124200 | Participating Unit | No | No | ENERSJ_2_WIND | ESJ Wind Energy | 155.1 | SDGE | Energia Sierra Juarez, S. de R.L. de C.V. | WIND | WIND | WIND | SP15 | SDG1 |  |  | 155.1 | A
92600 | Participating Unit | No | No | CRSTWD_6_KUMYAY | KUMEYAAY WIND FARM | 50 | SDGE | Kumeyaay Wind LLC | WIND | WIND | WIND | SP15 | SDG1 | 2005-12-21 |  | 50 | A
112500 | Participating Unit | No | No | OCTILO_5_WIND | Ocotillo Wind Energy Facility | 265 | SDGE | Ocotillo Express LLC | WIND | WIND | WIND | SP15 | SDG1 | 2013-07-30 |  | 265.4 | A
104800 | Participating Unit | No | No | ROSMDW_2_WIND1 | Pacific Wind - Phase 1 | 140 | SDGE | Pacific Wind, LLC | WIND | WIND | WIND | SP15 | SDG1 |  |  | 140 | A
84700 | Participating Unit | Yes | Yes | OLINDA_7_BLKSND | Blacksand Generating Facility | 8 | SCE | Linn Western Processing, LLC | WASTE GAS | COMBUSTION TURBINE | PEAKER | SP15 | SCE1 | 2000-06-01 |  | 8 | A |  | 105.697
20800 | Participating Unit | No | No | MNDALY_7_UNIT 3 | Mandalay 3 GT | 130 | SCE | RRI Energy Mandalay, Inc. | NATURAL GAS | COMBUSTION TURBINE | PEAKER | SP15 | SCE1 |  |  | 130 | A |  | 30.2423
95000 | Participating Unit | No | No | HINSON_6_LBECH1 | Long Beach - Unit 1 | 65 | SCE | Long Beach Generation LLC | NATURAL GAS | COMBUSTION TURBINE | PEAKER | SP15 | SCE1 | 2007-08-01 |  | 70 | A |  | 16.6733
95100 | Participating Unit | No | No | HINSON_6_LBECH2 | Long Beach - Unit 2 | 65 | SCE | Long Beach Generation LLC | NATURAL GAS | COMBUSTION TURBINE | PEAKER | SP15 | SCE1 | 2007-08-01 |  | 70 | A |  | 16.6733
95200 | Participating Unit | No | No | HINSON_6_LBECH3 | Long Beach - Unit 3 | 65 | SCE | Long Beach Generation LLC | NATURAL GAS | COMBUSTION TURBINE | PEAKER | SP15 | SCE1 | 2007-08-01 |  | 70 | A |  | 16.6733
95300 | Participating Unit | No | No | HINSON_6_LBECH4 | Long Beach - Unit 4 | 65 | SCE | Long Beach Generation LLC | NATURAL GAS | COMBUSTION TURBINE | PEAKER | SP15 | SCE1 | 2007-08-01 |  | 70 | A |  | 16.6733
8400 | Participating Unit | No | Yes | DREWS_6_PL1X4 | DREWS (AGGREGATE) | 41.4 | SCE | Colton Power, LP | NATURAL GAS | COMBUSTION TURBINE | PEAKER | SP15 | SCE1 | 2001-08-14 |  | 43 | A |  | 15.5843
4900 | Participating Unit | No | Yes | CENTRY_6_PL1X4 | CENTURY (AGGREGATE) | 41.4 | SCE | Colton Power, LP | NATURAL GAS | COMBUSTION TURBINE | PEAKER | SP15 | SCE1 | 2001-09-17 |  | 43 | A |  | 15.0725
65200 | Participating Unit | Yes | No | VESTAL_6_ULTRGN | RIO BRAVO JASMIN | 38 | SCE | Southern California Edison Company | PETROLEUM COKE | STEAM | COGENERATION | SP15 | SCE1 | 1989-11-02 |  | 37 | A |  | 14.6877
88800 | Participating Unit | No | No | VERNON_6_GONZL1 | H. GONZALES GAS TURBINE 1 | 5.75 | SCE | City of Vernon | NATURAL GAS | COMBUSTION TURBINE | PEAKER | SP15 | VRN1 |  |  | 5.75 | A |  | 14.614
88900 | Participating Unit | No | No | VERNON_6_GONZL2 | H. GONZALES GAS TURBINE 2 | 5.75 | SCE | City of Vernon | NATURAL GAS | COMBUSTION TURBINE | PEAKER | SP15 | VRN1 |  |  | 5.75 | A |  | 14.614
80700 | Participating Unit | No | Yes | RVSIDE_6_SPRING | Springs Generation Project | 36 | SCE | City of Riverside (MSSA) | NATURAL GAS | COMBUSTION TURBINE | PEAKER | SP15 | SCE1 | 2002-06-13 |  | 38 | A |  | 14.1922
83400 | Participating Unit | No | No | COLTON_6_AGUAM1 | AGUA MANSA GENERATING FACILITY | 43 | SCE | City of Colton | NATURAL GAS | COMBUSTION TURBINE | PEAKER | SP15 | SCE1 | 2003-06-27 |  | 43 | A |  | 13.8124
1500 | Participating Unit | No | No | ANAHM_7_CT | ANAHEIM COMBUSTION TURBINE | 42.81 | SCE | City of Anaheim (MSS Agreement - S14) | NATURAL GAS | COMBUSTION TURBINE | PEAKER | SP15 | ANA1 | 1990-01-01 |  | 49.2 | A |  | 13.8124
95500 | Participating Unit | No | Yes | BARRE_6_PEAKER | Barre Peaker | 47 | SCE | SCE | NATURAL GAS | COMBUSTION TURBINE | PEAKER | SP15 | SCE1 | 2007-09-20 |  | 49 | A |  | 13.8124
95700 | Participating Unit | No | No | CENTER_6_PEAKER | Center Peaker | 47 | SCE | SCE | NATURAL GAS | COMBUSTION TURBINE | PEAKER | SP15 | SCE1 | 2007-09-20 |  | 49 | A |  | 13.8124
95400 | Participating Unit | No | No | ETIWND_6_GRPLND | Grapeland Peaker | 46 | SCE | SCE | NATURAL GAS | COMBUSTION TURBINE | PEAKER | SP15 | SCE1 | 2007-09-20 |  | 49 | A |  | 13.8124
17000 | Participating Unit | No | No | INDIGO_1_UNIT 1 | Indigo Energy 1 | 44 | SCE | Wildflower Energy | NATURAL GAS | COMBUSTION TURBINE | PEAKER | SP15 | SCE1 | 2001-09-19 |  | 45 | A |  | 13.8124
17100 | Participating Unit | No | No | INDIGO_1_UNIT 2 | Indigo Energy 2 | 44.53 | SCE | Wildflower Energy | NATURAL GAS | COMBUSTION TURBINE | PEAKER | SP15 | SCE1 | 2001-09-19 |  | 45 | A |  | 13.8124
17200 | Participating Unit | No | No | INDIGO_1_UNIT 3 | Indigo Energy 3 | 43.69 | SCE | Wildflower Energy | NATURAL GAS | COMBUSTION TURBINE | PEAKER | SP15 | SCE1 | 2001-09-19 |  | 45 | A |  | 13.8124
106700 | Participating Unit | No | No | MNDALY_6_MCGRTH | McGrath Beach Peaker | 47.2 | SCE | Southern California edison | NATURAL GAS | COMBUSTION TURBINE | PEAKER | SP15 | SCE1 | 2012-11-01 |  | 47.2 | A |  | 13.8124
9700 | Participating Unit | No | No | GOLETA_6_ELLWOD | Ellwood Generating Station | 54 | SCE | RRI Energy Coolwater, Inc. | NATURAL GAS | COMBUSTION TURBINE | PEAKER | SP15 | SCE1 |  |  | 56 | A |  | 13.4428
24100 | Participating Unit | No | No | ORMOND_7_UNIT 1 | Ormond Beach Unit 1 | 741.27 | SCE | RRI Energy Ormond Beach, Inc. | NATURAL GAS | STEAM | THERMAL | SP15 | SCE1 | 1971-01-01 |  | 750 | A |  | 13.3018
24200 | Participating Unit | No | No | ORMOND_7_UNIT 2 | Ormond Beach Unit 2 | 775 | SCE | RRI Energy Ormond Beach, Inc. | NATURAL GAS | STEAM | THERMAL | SP15 | SCE1 | 1971-01-01 |  | 750 | A |  | 13.3018
10800 | Participating Unit | No | No | ETIWND_7_UNIT 3 | ETIWANDA UNIT 3 | 320 | SCE | RRI Energy Etiwanda, Inc. | NATURAL GAS | STEAM | THERMAL | SP15 | SCE1 |  |  | 333 | A |  | 13.0769
10900 | Participating Unit | No | No | ETIWND_7_UNIT 4 | ETIWANDA UNIT 4 | 320 | SCE | RRI Energy Etiwanda, Inc. | NATURAL GAS | STEAM | THERMAL | SP15 | SCE1 |  |  | 333 | A |  | 13.0769
600 | Participating Unit | No | No | ALAMIT_7_UNIT 1 | Alamitos 1 | 174.56 | SCE | AES | NATURAL GAS | STEAM | THERMAL | SP15 | SCE1 | 1956-01-01 |  | 175 | A |  | 12.9984
700 | Participating Unit | No | No | ALAMIT_7_UNIT 2 | Alamitos 2 | 175 | SCE | AES | NATURAL GAS | STEAM | THERMAL | SP15 | SCE1 | 1957-01-01 |  | 176 | A |  | 12.9984
800 | Participating Unit | No | No | ALAMIT_7_UNIT 3 | Alamitos 3 | 332.18 | SCE | AES | NATURAL GAS | STEAM | THERMAL | SP15 | SCE1 | 1961-01-01 |  | 322 | A |  | 12.9984
900 | Participating Unit | No | No | ALAMIT_7_UNIT 4 | Alamitos 4 | 335.67 | SCE | AES | NATURAL GAS | STEAM | THERMAL | SP15 | SCE1 | 1962-01-01 |  | 320 | A |  | 12.9984
1000 | Participating Unit | No | No | ALAMIT_7_UNIT 5 | Alamitos 5 | 497.97 | SCE | AES | NATURAL GAS | STEAM | THERMAL | SP15 | SCE1 | 1999-01-01 |  | 482 | A |  | 12.9984
1100 | Participating Unit | No | No | ALAMIT_7_UNIT 6 | Alamitos 6 | 495 | SCE | AES | NATURAL GAS | STEAM | THERMAL | SP15 | SCE1 | 1966-01-01 |  | 481 | A |  | 12.9984
3800 | Participating Unit | No | No | BRDWAY_7_UNIT 3 | Broadway 3 | 65 | SCE | PAS | NATURAL GAS | STEAM | THERMAL | SP15 | PAS1 | 1965-01-01 |  | 65 | A |  | 12.9984
16500 | Participating Unit | No | No | HNTGBH_7_UNIT 1 | Huntington Beach 1 | 225.75 | SCE | AES | NATURAL GAS | STEAM | THERMAL | SP15 | SCE1 |  |  | 226 | A |  | 12.9984
16600 | Participating Unit | No | No | HNTGBH_7_UNIT 2 | Huntington Beach 2 | 225.8 | SCE | AES | NATURAL GAS | STEAM | THERMAL | SP15 | SCE1 |  |  | 226 | A |  | 12.9984
27600 | Participating Unit | No | No | REDOND_7_UNIT 5 | Redondo Unit 5 | 178.87 | SCE | AES | NATURAL GAS | STEAM | THERMAL | SP15 | SCE1 | 1954-01-01 |  | 175 | A |  | 12.9984
27700 | Participating Unit | No | No | REDOND_7_UNIT 6 | Redondo Unit 6 | 175 | SCE | AES | NATURAL GAS | STEAM | THERMAL | SP15 | SCE1 | 1957-01-01 |  | 175 | A |  | 12.9984
27800 | Participating Unit | No | No | REDOND_7_UNIT 7 | Redondo Unit 7 | 505.96 | SCE | AES | NATURAL GAS | STEAM | THERMAL | SP15 | SCE1 | 1967-01-01 |  | 480 | A |  | 12.9984
27900 | Participating Unit | No | No | REDOND_7_UNIT 8 | Redondo Unit 8 | 495.9 | SCE | AES | NATURAL GAS | STEAM | THERMAL | SP15 | SCE1 | 1967-01-01 |  | 480 | A |  | 12.9984
90700 | Participating Unit | No | Yes | HARBGN_7_UNITS | HARBOR COGEN COMBINED CYCLE PLANT | 109.01 | SCE | Harbor Cogeneration Company | NATURAL GAS | COMBINED CYCLE | THERMAL | SP15 | SCE1 | 2001-06-14 |  | 107.45 | A |  | 12.0368
45900 | Participating Unit | Yes | No | GOLETA_6_EXGEN | EXXON COMPANY, USA | 48.2 | SCE | Southern California Edison Company | NATURAL GAS | COMBUSTION TURBINE | COGENERATION | SP15 | SCE1 | 1993-08-19 |  | 49 | A |  | 11.5
98900 | Participating Unit | No | Yes | BUCKBL_2_PL1X3 | Blythe Energy Project | 493.63 | SCE | Blythe Energy, LLC | NATURAL GAS | COMBINED CYCLE | THERMAL | SP15 | SCE1 | 2010-06-11 |  | 537 | A |  | 11.298
91700 | Participating Unit | No | Yes | LEBECS_2_UNITS | PASTORIA ENERGY FACILITY | 799.47 | SCE | Calpine | NATURAL GAS | COMBINED CYCLE | THERMAL | SP15 | SCE1 | 2005-05-04 |  | 800 | A |  | 11.0107
20600 | Participating Unit | No | No | MNDALY_7_UNIT 1 | Mandalay 1 | 215 | SCE | RRI Energy Mandalay, Inc. | NATURAL GAS | STEAM | THERMAL | SP15 | SCE1 | 1959-01-01 |  | 215 | A |  | 10.682
20700 | Participating Unit | No | No | MNDALY_7_UNIT 2 | Mandalay 2 | 215.29 | SCE | RRI Energy Mandalay, Inc. | NATURAL GAS | STEAM | THERMAL | SP15 | SCE1 | 1959-01-01 |  | 215 | A |  | 10.682
111600 | Participating Unit | No | Yes | ELSEGN_2_UN1011 | El Segundo Energy Center 5/6 | 263 | SCE | El Segundo Energy Center LLC | NATURAL GAS | COMBINED CYCLE | THERMAL | SP15 | SCE1 | 2013-06-29 |  | 348 | A |  | 10.6788
111400 | Participating Unit | No | No | ELSEGN_2_UN2021 | El Segundo Energy Center 7/8 | 263.68 | SCE | El Segundo Energy Center LLC | NATURAL GAS | COMBINED CYCLE | THERMAL | SP15 | SCE1 | 2013-06-29 |  | 348 | A |  | 10.6788
119700 | Participating Unit | Yes | No | SNCLRA_2_HOWLNG | Houweling Nurseries Oxnard, Inc | 13 | SCE | Houweling Nurseries Oxnard, Inc | NATURAL GAS | INTERNAL COMBUSTION | THERMAL | SP15 | SCE1 | 2013-06-14 |  | 13.2 | A |  | 10.575
96700 | Participating Unit | No | No | RVSIDE_6_RERCU1 | Riverside Energy Res. Ctr Unit 1 | 48.35 | SCE | City of Riverside (MSSA) | NATURAL GAS | COMBUSTION TURBINE | COGENERATION | SP15 | RVD1 | 2006-06-01 |  | 48.5 | A |  | 10.4011
96800 | Participating Unit | No | No | RVSIDE_6_RERCU2 | Riverside Energy Res. Ctr Unit 2 | 48.5 | SCE | City of Riverside (MSSA) | NATURAL GAS | COMBUSTION TURBINE | COGENERATION | SP15 | RVD1 | 2006-06-01 |  | 48.5 | A |  | 10.4011
101000 | Participating Unit | No | No | RVSIDE_2_RERCU3 | Riverside Energy Resource Center (RERC) Unit 3 | 49 | SCE | City of Riverside (MSSA) | NATURAL GAS | COMBUSTION TURBINE | PEAKER | SP15 | RVD1 | 2011-04-01 |  | 48.5 | A |  | 10.4011
101100 | Participating Unit | No | No | RVSIDE_2_RERCU4 | Riverside Energy Resource Center (RERC) Unit 4 | 49 | SCE | City of Riverside (MSSA) | NATURAL GAS | COMBUSTION TURBINE | PEAKER | SP15 | RVD1 | 2011-04-01 |  | 48.5 | A |  | 10.4011
102500 | Participating Unit | No | No | ANAHM_2_CANYN1 | Canyon Power Plant Unit 1 | 49.4 | SCE | City of Anaheim (MSS Agreement - S14) | NATURAL GAS | COMBUSTION TURBINE | PEAKER | SP15 | SCE1 | 2011-09-16 |  | 49.4 | A |  | 10.2606
102600 | Participating Unit | No | No | ANAHM_2_CANYN2 | Canyon Power Plant Unit 2 | 49.4 | SCE | City of Anaheim (MSS Agreement - S14) | NATURAL GAS | COMBUSTION TURBINE | PEAKER | SP15 | SCE1 | 2011-09-16 |  | 49.4 | A |  | 10.2606
101900 | Participating Unit | No | No | ANAHM_2_CANYN3 | Canyon Power Plant Unit 3 | 49.4 | SCE | City of Anaheim (MSS Agreement - S14) | NATURAL GAS | COMBUSTION TURBINE | PEAKER | SP15 | ANA1 | 2011-07-30 |  | 49.4 | A |  | 10.2606
102000 | Participating Unit | No | No | ANAHM_2_CANYN4 | Canyon Power Plant Unit 4 | 49.4 | SCE | City of Anaheim (MSS Agreement - S14) | NATURAL GAS | COMBUSTION TURBINE | PEAKER | SP15 | ANA1 | 2011-07-30 |  | 49.4 | A |  | 10.2606
42500 | Participating Unit | Yes | No | MIRLOM_6_DELGEN | CORONA ENERGY PARTNERS, LTD. | 50.05 | SCE | Southern California Edison Company | NATURAL GAS | COMBUSTION TURBINE | COGENERATION | SP15 | SCE1 | 1988-05-21 |  | 35 | A |  | 10.0007
72200 | Participating Unit | Yes | No | HOLGAT_1_BORAX | U.S. BORAX AND CHEMICAL CORP. (#1) | 48.2 | SCE | Southern California Edison Company | NATURAL GAS | COMBUSTION TURBINE | COGENERATION | SP15 | SCE1 | 1984-06-01 |  | 22 | A |  | 9.9738
14100 | Participating Unit | No | No | GLNARM_7_UNIT 1 | Glen Arm Power Plant 1 | 22.07 | SCE | City of Pasadena | NATURAL GAS | COMBUSTION TURBINE | PEAKER | SP15 | PAS1 | 1976-01-01 |  | 30.58 | A |  | 9.9735
14200 | Participating Unit | No | No | GLNARM_7_UNIT 2 | Glen Arm Power Plant 2 | 22.3 | SCE | City of Pasadena | NATURAL GAS | COMBUSTION TURBINE | PEAKER | SP15 | PAS1 | 1976-01-01 |  | 30.58 | A |  | 9.9735
89000 | Participating Unit | No | No | GLNARM_7_UNIT 3 | Glen Arm Power Plant 3 | 44.83 | SCE | City of Pasadena | NATURAL GAS | COMBUSTION TURBINE | PEAKER | SP15 | PAS1 | 2004-01-08 |  | 47.3 | A |  | 9.9735
89300 | Participating Unit | No | No | GLNARM_7_UNIT 4 | Glen Arm Power Plant 4 | 42.42 | SCE | City of Pasadena | NATURAL GAS | COMBUSTION TURBINE | PEAKER | SP15 | PAS1 | 2004-01-08 |  | 47.3 | A |  | 9.9735
65600 | Participating Unit | Yes | No | CHINO_6_SMPPAP | AltaGas Pomona Energy Inc. | 44 | SCE | AltaGas Pomona Energy Inc. | NATURAL GAS | COMBUSTION TURBINE | COGENERATION | SP15 | SCE1 | 1985-11-18 |  | 44 | A |  | 9.9292
38700 | Participating Unit | Yes | No | LGHTHP_6_ICEGEN | CARSON COGENERATION COMPANY | 48 | SCE | CARSON COGENERATION COMPANY | NATURAL GAS | COMBUSTION TURBINE | COGENERATION | SP15 | SCE1 | 1989-12-22 |  | 48.9 | A |  | 9.9292
45801 | Participating Unit | Yes | No | ETIWND_2_UNIT1 | New-Indy Ontario, LLC | 33.6 | SCE | New-Indy Ontario, LLC | NATURAL GAS | COMBUSTION TURBINE | COGENERATION | SP15 | SCE1 | 1985-09-01 |  | 36.6 | A |  | 9.9292
75100 | Participating Unit | Yes | No | SNCLRA_2_UNIT1 | New-Indy Oxnard LLC | 27.8 | SCE | New-Indy Oxnard LLC | NATURAL GAS | COMBUSTION TURBINE | COGENERATION | SP15 | SCE1 | 1986-03-14 |  | 27.8 | A |  | 9.9292
63700 | Participating Unit | Yes | No | SNCLRA_6_PROCGN | PROCTER & GAMBLE PAPER PROD. (OXNARD II) | 49.5 | SCE | Southern California Edison Company | NATURAL GAS | COMBUSTION TURBINE | COGENERATION | SP15 | SCE1 | 1998-11-17 |  | 46.1 | A |  | 9.9292
109201 | Participating Unit | No | No | SENTNL_2_CTG1 | CPV Sentinel Unit 1 | 92.09 | SCE | CPV Sentinel, LLC | NATURAL GAS | COMBUSTION TURBINE | THERMAL | SP15 | SCE1 | 2013-05-06 |  | 106.5 | A |  | 9.5418
109202 | Participating Unit | No | No | SENTNL_2_CTG2 | CPV Sentinel Unit 2 | 92.4 | SCE | CPV Sentinel, LLC | NATURAL GAS | COMBUSTION TURBINE | THERMAL | SP15 | SCE1 | 2013-05-06 |  | 106.5 | A |  | 9.5418
109203 | Participating Unit | No | No | SENTNL_2_CTG3 | CPV Sentinel Unit 3 | 92.36 | SCE | CPV Sentinel, LLC | NATURAL GAS | COMBUSTION TURBINE | THERMAL | SP15 | SCE1 | 2013-05-06 |  | 106.5 | A |  | 9.5418
109204 | Participating Unit | No | No | SENTNL_2_CTG4 | CPV Sentinel Unit 4 | 91.98 | SCE | CPV Sentinel, LLC | NATURAL GAS | COMBUSTION TURBINE | THERMAL | SP15 | SCE1 | 2013-05-06 |  | 106.5 | A |  | 9.5418
109205 | Participating Unit | No | No | SENTNL_2_CTG5 | CPV Sentinel Unit 5 | 91.83 | SCE | CPV Sentinel, LLC | NATURAL GAS | COMBUSTION TURBINE | THERMAL | SP15 | SCE1 | 2013-05-06 |  | 106.5 | A |  | 9.5418
109206 | Participating Unit | No | No | SENTNL_2_CTG6 | CPV Sentinel Unit 6 | 92.16 | SCE | CPV Sentinel, LLC | NATURAL GAS | COMBUSTION TURBINE | THERMAL | SP15 | SCE1 | 2013-05-06 |  | 106.5 | A |  | 9.5418
109207 | Participating Unit | No | No | SENTNL_2_CTG7 | CPV Sentinel Unit 7 | 91.84 | SCE | CPV Sentinel, LLC | NATURAL GAS | COMBUSTION TURBINE | THERMAL | SP15 | SCE1 | 2013-05-06 |  | 106.5 | A |  | 9.5418
109208 | Participating Unit | No | No | SENTNL_2_CTG8 | CPV Sentinel Unit 8 | 91.56 | SCE | CPV Sentinel, LLC | NATURAL GAS | COMBUSTION TURBINE | THERMAL | SP15 | SCE1 | 2013-05-06 |  | 106.5 | A |  | 9.5418
107600 | Participating Unit | No | No | VESTAL_2_WELLHD | Wellhead Power Delano | 49 | SCE | Wellhead Power Delano, LLC | NATURAL GAS | COMBUSTION TURBINE | THERMAL | SP15 | SCE1 | 2013-01-16 |  | 49 | A |  | 9.5418
43500 | Participating Unit | Yes | No | SAUGUS_6_PTCHGN | COUNTY OF LOS ANGELES (PITCHESS HONOR RANCH) | 29.8 | SCE | Southern California Edison Company | NATURAL GAS | COMBINED CYCLE | COGENERATION | SP15 | SCE1 | 1988-07-14 |  | 28.71 | A |  | 9.51
95600 | Participating Unit | No | Yes | MIRLOM_6_PEAKER | Mira Loma Peaker | 46 | SCE | SCE | NATURAL GAS | COMBUSTION TURBINE | PEAKER | SP15 | SCE1 | 2007-09-20 |  | 49 | A |  | 9.5098
52901 | Participating Unit | No | No | OMAR_2_UNIT 1 | KERN RIVER COGENERATION UNIT 1 | 78 | SCE | Chevron Power Holdings, Inc. | NATURAL GAS | COMBUSTION TURBINE | COGENERATION | SP15 | SCE1 | 1985-05-01 |  | 85 | A |  | 9.3455
52902 | Participating Unit | No | No | OMAR_2_UNIT 2 | KERN RIVER COGENERATION UNIT 2 | 78.11 | SCE | Chevron Power Holdings, Inc. | NATURAL GAS | COMBUSTION TURBINE | COGENERATION | SP15 | SCE1 | 1985-05-01 |  | 85 | A |  | 9.3455
52903 | Participating Unit | No | No | OMAR_2_UNIT 3 | KERN RIVER COGENERATION UNIT 3 | 81.41 | SCE | Chevron Power Holdings, Inc. | NATURAL GAS | COMBUSTION TURBINE | COGENERATION | SP15 | SCE1 | 1985-05-01 |  | 85 | A |  | 9.3455
52904 | Participating Unit | No | No | OMAR_2_UNIT 4 | KERN RIVER COGENERATION UNIT 4 | 81.44 | SCE | Chevron Power Holdings, Inc. | NATURAL GAS | COMBUSTION TURBINE | COGENERATION | SP15 | SCE1 | 1985-05-01 |  | 85 | A |  | 9.3455
108600 | Participating Unit | No | No | WALCRK_2_CTG1 | Walnut Creek Energy Park Unit 1 | 96.43 | SCE | Walnut Creek Energy, LLC | NATURAL GAS | COMBUSTION TURBINE | THERMAL | SP15 | SCE1 | 2013-03-21 |  | 100.1 | A |  | 9.285
108700 | Participating Unit | No | No | WALCRK_2_CTG2 | Walnut Creek Energy Park Unit 2 | 96.91 | SCE | Walnut Creek Energy, LLC | NATURAL GAS | COMBUSTION TURBINE | THERMAL | SP15 | SCE1 | 2013-03-21 |  | 100.1 | A |  | 9.285
108800 | Participating Unit | No | No | WALCRK_2_CTG3 | Walnut Creek Energy Park Unit 3 | 96.65 | SCE | Walnut Creek Energy, LLC | NATURAL GAS | COMBUSTION TURBINE | THERMAL | SP15 | SCE1 | 2013-03-21 |  | 100.1 | A |  | 9.285
108500 | Participating Unit | No | No | WALCRK_2_CTG4 | Walnut Creek Energy Park Unit 4 | 96.49 | SCE | Walnut Creek Energy, LLC | NATURAL GAS | COMBUSTION TURBINE | THERMAL | SP15 | SCE1 | 2013-03-29 |  | 100.1 | A |  | 9.285
109300 | Participating Unit | No | No | WALCRK_2_CTG5 | Walnut Creek Energy Park Unit 5 | 96.65 | SCE | Walnut Creek Energy, LLC | NATURAL GAS | COMBUSTION TURBINE | THERMAL | SP15 | SCE1 | 2013-04-30 |  | 100 | A |  | 9.285
92500 | Participating Unit | No | Yes | VERNON_6_MALBRG | Malburg Generating Station | 134 | SCE | City of Vernon | NATURAL GAS | COMBINED CYCLE | THERMAL | SP15 | VRN1 | 2005-10-17 |  | 134 | A |  | 9.2486
70401 | Participating Unit | No | No | SYCAMR_2_UNIT 1 | SYCAMORE COGENERATION UNIT 1 | 85 | SCE | Chevron Power Holdings, Inc. | NATURAL GAS | COMBUSTION TURBINE | COGENERATION | SP15 | SCE1 | 1987-01-01 |  | 90 | A |  | 9.2412
70402 | Participating Unit | No | No | SYCAMR_2_UNIT 2 | SYCAMORE COGENERATION UNIT 2 | 85 | SCE | Chevron Power Holdings, Inc. | NATURAL GAS | COMBUSTION TURBINE | COGENERATION | SP15 | SCE1 | 1987-01-01 |  | 90 | A |  | 9.2412
70403 | Participating Unit | No | No | SYCAMR_2_UNIT 3 | SYCAMORE COGENERATION UNIT 3 | 85 | SCE | Chevron Power Holdings, Inc. | NATURAL GAS | COMBUSTION TURBINE | COGENERATION | SP15 | SCE1 | 1987-01-01 |  | 90 | A |  | 9.2412
70404 | Participating Unit | No | No | SYCAMR_2_UNIT 4 | SYCAMORE COGENERATION UNIT 4 | 85 | SCE | Chevron Power Holdings, Inc. | NATURAL GAS | COMBUSTION TURBINE | COGENERATION | SP15 | SCE1 | 1987-01-01 |  | 90 | A |  | 9.2412
98600 | Participating Unit | Yes | Yes | TENGEN_2_PL1X2 | Berry Cogen 42 | 40.2 | SCE | Berry Petroleum Co | NATURAL GAS | COMBUSTION TURBINE | COGENERATION | SP15 | SCE1 | 1990-03-06 |  | 43.52 | A |  | 9.1666
45100 | Participating Unit | Yes | No | SNCLRA_6_OXGEN | E. F. OXNARD, INCORPORATED | 48.9 | SCE | Southern California Edison Company | NATURAL GAS | COMBUSTION TURBINE | COGENERATION | SP15 | SCE1 | 1990-04-13 |  | 47.7 | A |  | 9.1384
91300 | Participating Unit | No | Yes | CORONS_6_CLRWTR | Clearwater Power Plant | 28 | SCE | City of Riverside (MSSA) | NATURAL GAS | COMBINED CYCLE | THERMAL | SP15 | SCE1 | 2005-02-28 |  | 32.27 | A |  | 8.8821
60900 | Participating Unit | Yes | No | CHINO_6_CIMGEN | O.L.S. ENERGY COMPANY- CHINO-MENS INST. | 31.6 | SCE | Southern California Edison Company | NATURAL GAS | COMBUSTION TURBINE | COGENERATION | SP15 | SCE1 | 1987-12-24 |  | 27.6 | A |  | 8.8451
82800 | Participating Unit | No | Yes | HIDSRT_2_UNITS | HIGH DESERT POWER PROJECT (AGGREGATE) | 830 | SCE | High Desert Power, LLC | NATURAL GAS | COMBINED CYCLE | THERMAL | SP15 | SCE1 | 2003-04-21 |  | 854.9 | A |  | 8.6827
38900 | Participating Unit | Yes | Yes | CENTER_2_QF | CENTER AREA LUMPED UNITS | 31 | SCE | COGENERATION | NATURAL GAS |  | COGENERATION | SP15 | SCE1 | 1987-01-01 |  | 31.01 | A |  | 8.51
66400 | Participating Unit | Yes | Yes | SBERDO_2_QF | SAN BERNARDINO AREA LUMPED UNITS | 10.6 | SCE | VARIOUS | NATURAL GAS |  | COGENERATION | SP15 | SCE1 | 1989-01-01 |  | 11.85 | A |  | 8.51
58300 | Participating Unit | Yes | Yes | MOORPK_6_QF | MOORE PARK AREA LUMPED UNITS | 34.8 | SCE | VARIOUS | NATURAL GAS |  | VARIOUS | SP15 | SCE1 | 1976-01-01 |  | 30.02 | A |  | 8.51
40000 | Participating Unit | Yes | Yes | CHEVMN_2_UNITS | Chevron CIC | 124.87 | SCE | Chevron USA, Inc. | NATURAL GAS | COMBINED CYCLE | COGENERATION | SP15 | SCE1 | 1987-12-29 |  | 170.7 | A |  | 8.026
128500 | Participating Unit | No | No | GILARV_2_PVWDYN | Gila River Dynamic Resource | 290.8 | SCE | Gila River Power, LLC | NATURAL GAS | COMBINED CYCLE | DYNAMIC SCHEDULED | SP15 | SCE1 |  |  | 2000 | C |  | 8.026
128400 | Participating Unit | No | No | GRIFFI_2_LSPDYN | Griffith Energy | 570 | SCE | EDF Trading North America, LLC | NATURAL GAS | COMBINED CYCLE | DYNAMIC SCHEDULED | SP15 | SCE1 |  |  | 570 | C |  | 8.026
12200 | Participating Unit | Yes | Yes | GOLETA_6_GAVOTA | GAVIOTA OIL HEATING FACILITY | 9.9 | SCE | POINT ARGUELLO PIPELINE COMPANY | NATURAL GAS | COMBUSTION TURBINE | COGENERATION | SP15 | SCE1 | 1987-01-01 |  | 10.5 | A |  | 7.6304
74400 | Participating Unit | Yes | Yes | ARCOGN_2_UNITS | WATSON COGENERATION COMPANY | 416.6 | SCE | Watson Cogeneration Company | NATURAL GAS | COMBINED CYCLE | COGENERATION | SP15 | SCE1 | 1987-12-04 |  | 405.78 | A |  | 7.3988
105700 | Participating Unit | No | Yes | MRCHNT_2_PL1X3 | Desert Star Energy Center | 494.58 | SCE | Desert Start Energy Center | NATURAL GAS | COMBINED CYCLE | THERMAL | SP15 | SCE1 | 2012-06-18 |  | 506 | A |  | 7.2272
92400 | Participating Unit | No | Yes | SBERDO_2_PSP3 | MOUNTAINVIEW POWER PLANT POWER BLOCK 3 | 525 | SCE | Monutainview Power Company. LLC | NATURAL GAS | COMBINED CYCLE | THERMAL | SP15 | SCE1 | 2005-12-10 |  | 543 | A |  | 7.2172
92700 | Participating Unit | No | Yes | SBERDO_2_PSP4 | MOUNTAINVIEW POWER PLANT POWER BLOCK 4 | 525 | SCE | Mountainview Power Company | NATURAL GAS | COMBINED CYCLE | THERMAL | SP15 | SCE1 | 2006-01-19 |  | 543 | A |  | 7.2172
99000 | Participating Unit | No | No | INLDEM_5_UNIT 2 | Inland Empire Energy Center, L.L.C. Unit 2 | 366.32 | SCE | Inland Empire Energy Center, L.L.C. | NATURAL GAS | COMBINED CYCLE | THERMAL | SP15 | SCE1 | 2010-06-08 |  | 405 | A |  | 7.0098
97600 | Participating Unit | No | No | INLDEM_5_UNIT 1 | Inland Empire Energy Center, Unit 1 | 376.2 | SCE | Inland Empire Energy Center, LLC | NATURAL GAS | COMBINED CYCLE | THERMAL | SP15 | SCE1 | 2009-06-29 |  | 405 | A |  | 7.0098
113400 | Participating Unit | No | No | VISTA_2_FCELL | California State University, San Bernardino Fuel Cell | 1.4 | SCE | CSU, San Bernardino | AGRICULTURAL WASTE | FUEL CELL | THERMAL | SP15 | SCE1 | 2013-09-13 |  | 1.44 | A | 0.727
59800 | Participating Unit | Yes | No | SEARLS_7_ARGUS | SEARLES VALLEY MINERALS OPERATIONS, INC. (ARGUS) | 62.5 | SCE | Searles Valley Minerals Inc. | COAL | STEAM | COGENERATION | SP15 | SCE1 | 1983-04-01 |  | 62.5 | A
128100 | Participating Unit | No | No | INTMNT_3_ANAHEIM | Intermountain Power Project | 236 | SCE | City of Anaheim | COAL | STEAM | DYNAMIC SCHEDULED | SP15 | ANA1 |  |  | 236 | C
128200 | Participating Unit | No | No | INTMNT_3_PASADENA | Intermountain Power Project | 107 | SCE | City of Pasadena | COAL | STEAM | DYNAMIC SCHEDULED | SP15 | PAS1 |  |  | 108 | C
128300 | Participating Unit | No | No | INTMNT_3_RIVERSIDE | Intermountain Power Project | 137 | SCE | City of Riverside | COAL | STEAM | DYNAMIC SCHEDULED | SP15 | RVD1 |  |  | 137 | C
6700 | Participating Unit | Yes | Yes | SANITR_6_UNITS | Total Energy Facility of Joint Water Pollution Control Plant | 8 | SCE | County Sanitation District No. 2 of Los Angeles County | DIGESTER GAS | COMBINED CYCLE | BIOGAS | SP15 | SCE1 |  |  | 35.5 | A | 0.287
43100 | Participating Unit | Yes | Yes | NAVYII_2_UNITS | COSO POWER DEVELOPERS (NAVY II) (Aggregate) | 99 | SCE | Southern California Edison Company | GEOTHERMAL | STEAM | GEOTHERMAL | SP15 | SCE1 | 1989-12-23 |  | 67.5 | A
43000 | Participating Unit | Yes | Yes | CALGEN_1_UNITS | COSO FINANCE PARTNERS (NAVY I) (Aggregate) | 92.2 | SCE | Southern California Edison Company | GEOTHERMAL | STEAM | GEOTHERMAL | SP15 | SCE1 | 1987-07-13 |  | 92.2 | A
42900 | Participating Unit | No | Yes | BLM_2_UNITS | BLM Units 7, 8, and 9 | 72 | SCE | Coso Energy Developers | GEOTHERMAL | STEAM | GEOTHERMAL | SP15 | SCE1 | 1988-12-05 |  | 99.9 | A
37600 | Participating Unit | Yes | No | CONTRL_1_OXBOW | CAITHNESS DIXIE VALLEY, LLC | 64.7 | SCE | Southern California Edison Company | GEOTHERMAL | STEAM | GEOTHERMAL | SP15 | SCE1 | 1988-06-14 |  | 49.8 | A
42405 | Participating Unit | Yes | No | CONTRL_1_CASAD1 | Mammoth G1 | 10 | SCE | Mammoth Three LLC | GEOTHERMAL | STEAM | GEOTHERMAL | SP15 | SCE1 | 1984-11-26 |  | 10 | A
109000 | Participating Unit | No | No | CONTRL_1_CASAD3 | Mammoth G3 | 14 | SCE | Mammoth One LLC | GEOTHERMAL | STEAM | GEOTHERMAL | SP15 | SCE1 | 2013-04-01 |  | 15 | A
42400 | Participating Unit | Yes | Yes | CONTRL_1_QF | CONTROL AREA LUMPED UNITS | 31.4 | SCE | VARIOUS | GEOTHERMAL |  | VARIOUS | SP15 | SCE1 | 1982-01-01 |  | 37.84 | A
1700 | Participating Unit | Yes | No | HINSON_6_CARBGN | BP WILMINGTON CALCINER | 30 | SCE | Tesoro Refining and Marketing Company LLC | HEAT RECOVERY | STEAM | COGENERATION | SP15 | SCE1 | 1982-01-01 |  | 35.8 | A
106900 | Participating Unit | No | No | OLINDA_2_LNDFL2 | Brea Power II | 28.1 | SCE | Brea Power II LLC | LANDFILL GAS | COMBINED CYCLE | THERMAL | SP15 | SCE1 | 2012-11-01 |  | 28.1 | A | 0.69
99400 | Participating Unit | Yes | Yes | MOORPK_2_CALABS | Calabasas | 6.96 | SCE | County Sanitation District No.2 of Los Angeles County | LANDFILL GAS | COMBUSTION TURBINE | BIOGAS | SP15 | SCE1 | 2010-09-20 |  | 13.8 | A | 0.327
74001 | Participating Unit | Yes | No | WALNUT_7_WCOVCT | MM WEST COAST COVINA, LLC (BKK I) | 4.5 | SCE | MM WEST COAST COVINA, LLC (BKK I) - Formerly QF #1110 | LANDFILL GAS | COMBUSTION TURBINE | BIOMASS | SP15 | SCE1 | 1996-10-05 |  | 4.9 | A | 0.42
97900 | Participating Unit | Yes | No | SAUGUS_2_TOLAND | Toland Landfill gas to Energy Project | 1.57 | SCE | Ventura Regional Sanitation District | LANDFILL GAS | COMBUSTION TURBINE | BIOMASS | SP15 | SCE1 | 2009-08-25 |  | 2.8 | A
68004 | Participating Unit | Yes | No | SAUGUS_7_LOPEZ | MM LOPEZ ENERGY, LLC | 6.1 | SCE | MM Lopez Energy LLC (formerly QFID 1105) | LANDFILL GAS | INTERNAL COMBUSTION | BIOMASS | SP15 | SCE1 | 1999-01-05 |  | 6.1 | A | 0.871
57200 | Participating Unit | Yes | Yes | DAVIS_7_MNMETH | MM Yolo Power LLC | 4 | SCE | MM Yolo Power LLC | LANDFILL GAS | INTERNAL COMBUSTION | BIOMASS | SP15 | SCE1 | 1997-01-01 |  | 4.03 | A | 0.71
134600 | Participating Unit | No | Yes | SANTGO_2_LNDFL1 | Bowerman Power | 19.6 | SCE | Bowerman Power | LANDFILL GAS | RECIPROCATING ENGINE | BIOGAS | SP15 | SCE1 | 2016-04-27 |  | 20 | A
96100 | Participating Unit | Yes | Yes | RHONDO_6_PUENTE | Puente Hills Phase 2 | 4 | SCE | County Sanitation District No. 2 of Los Angeles County | LANDFILL GAS | RECIPROCATING ENGINE | BIOGAS | SP15 | SCE1 | 2007-12-07 |  | 35.5 | A
96200 | Participating Unit | Yes | No | OLINDA_7_LNDFIL | Olinda Landfill | 5.6 | SCE | Brea Power Partners, L.P. | LANDFILL GAS | RECIPROCATING ENGINE | BIOMASS | SP15 | SCE1 | 2002-05-01 |  | 5.63 | A
1800 | Participating Unit | Yes | No | VALLEY_7_BADLND | Badlands Landfill Gas to Energy Facility | 1.3 | SCE | Riverside County Waste Management Dept | LANDFILL GAS | RECIPROCATING ENGINE | BIOMASS | SP15 | SCE1 | 2001-08-07 |  | 1.2 | A
100200 | Participating Unit | Yes | No | SAUGUS_7_CHIQCN | Chiquita Canyon Landfill Generating Facility | 8 | SCE | Ameresco Chiquita Energy, LLC | LANDFILL GAS | RECIPROCATING ENGINE | BIOMASS | SP15 | SCE1 | 2010-11-23 |  | 9.2 | A
89900 | Participating Unit | No | Yes | VALLEY_7_UNITA1 | EL SOBRANTE LANDFILL GAS GENERATION | 3.74 | SCE | WM Energy Solutions | LANDFILL GAS | RECIPROCATING ENGINE | BIOMASS | SP15 | SCE1 | 2004-04-26 |  | 4.05 | A | 0.642
82900 | Participating Unit | No | Yes | ETIWND_7_MIDVLY | MID VALLEY LANDFILL PROJECT (AGGREGATE) | 2.1 | SCE | MN Mid Valley Genco, LLC | LANDFILL GAS | RECIPROCATING ENGINE | BIOMASS | SP15 | SCE1 | 2003-04-21 |  | 2.5 | A | 0.43
84200 | Participating Unit | No | Yes | CHINO_7_MILIKN | MILLIKEN LANDFILL PROJECT (AGGREGATE) | 1.9 | SCE | MN Milliken Genco, LLC | LANDFILL GAS | RECIPROCATING ENGINE | BIOMASS | SP15 | SCE1 | 2003-07-17 |  | 2.5 | A | 0.11
64504 | Participating Unit | Yes | No | RECTOR_7_TULARE | MM TULARE ENERGY, LLC | 1.6 | SCE | MM TULARE ENERGY, LLC (formerly QF #1103) | LANDFILL GAS | RECIPROCATING ENGINE | BIOMASS | SP15 | SCE1 | 1998-05-08 |  | 1.63 | A
89800 | Participating Unit | No | Yes | MOORPK_7_UNITA1 | SIMI VALLEY LANDFILL GAS GENERATION | 2.49 | SCE | WM Energy Solutions | LANDFILL GAS | RECIPROCATING ENGINE | BIOMASS | SP15 | SCE1 | 2004-05-02 |  | 2.7 | A
48403 | Participating Unit | Yes | No | GOLETA_6_TAJIGS | Tajiguas - Unit #1 | 3.1 | SCE | MM TAJIGUAS ENERGY, LLC | LANDFILL GAS | RECIPROCATING ENGINE | BIOMASS | SP15 | SCE1 | 2000-08-05 |  | 3.05 | A | 0.923
40900 | Participating Unit | Yes | No | HINSON_6_SERRGN | CITY OF LONG BEACH | 38.91 | SCE | Southern California Edison Company | LANDFILL GAS | STEAM | BIOMASS | SP15 | SCE1 | 1988-01-01 |  | 38.91 | A
6900 | Participating Unit | Yes | No | SANTGO_6_COYOTE | Coyote Canyon | 9.99 | SCE | Gas Recovery Systems, Inc. | LANDFILL GAS | STEAM | BIOMASS | SP15 | SCE1 | 1989-01-01 |  | 17.1 | A
74002 | Participating Unit | Yes | No | WALNUT_7_WCOVST | MM WEST COAST COVINA, LLC (BKK II) | 6.5 | SCE | MM WEST COAST COVINA, LLC (BKK II) - Formerly QF #1111 | LANDFILL GAS | STEAM | BIOMASS | SP15 | SCE1 | 1996-10-05 |  | 6.5 | A | 0.42
53100 | Participating Unit | Yes | No | WALNUT_6_HILLGEN | Puente Hills | 53.22 | SCE | County Sanitation District No. 2 of Los Angeles County | LANDFILL GAS | STEAM | BIOMASS | SP15 | SCE1 | 1986-01-01 |  | 50 | A
45500 | Participating Unit | Yes | Yes | ELLIS_2_QF | ELLIS AREA LUMPED UNITS | 18.51 | SCE | VARIOUS | LANDFILL GAS |  | BIOMASS | SP15 | SCE1 | 1993-01-01 |  | 28.24 | A
40700 | Participating Unit | Yes | Yes | CHINO_2_QF | CHINO AREA LUMPED UNITS | 21.8 | SCE | VARIOUS | LANDFILL GAS |  | VARIOUS | SP15 | SCE1 | 1987-01-01 |  | 21.8 | A
53400 | Participating Unit | Yes | Yes | LAGBEL_6_QF | LAGUNA BELLE AREA LUMPED UNITS | 17.5 | SCE | VARIOUS | LANDFILL GAS |  | VARIOUS | SP15 | SCE1 | 1993-01-01 |  | 17.41 | A
56500 | Participating Unit | Yes | Yes | MESAS_2_QF | MESA SOUTH AREA LUMPED UNITS | 2.9 | SCE | VARIOUS | LANDFILL GAS |  | VARIOUS | SP15 | SCE1 | 1983-01-01 |  | 2.9 | A
67500 | Participating Unit | Yes | Yes | SNCLRA_6_QF | SANTA CLARA AREA LUMPED UNITS | 12.9 | SCE | VARIOUS | LANDFILL GAS |  | VARIOUS | SP15 | SCE1 | 1987-01-01 |  | 11.16 | A | 0.749
130400 | Participating Unit | No | No | ELNIDS_2_DODPEV | Los Angeles Air Force Base | 0.5 | SCE | United States Air Force | LESR | BATTERY | STORAGE | SP15 | SCE1 | 2015-12-18 |  | 0.53 | A
132500 | Participating Unit | No | No | MONLTH_6_BATTRY | Tehachapi Storage Project | 8 | SCE | Southern California Edison | LESR | BATTERY | STORAGE | SP15 | SCE1 | 2016-04-08 |  | 32 | A
111000 | Participating Unit | No | No | DEVERS_1_SOLAR1 | SEPV8 | 12 | SCE | SEPV8, LLC | SUN | PHOTO VOLTAIC | SOLAR | NP15 | PGE3 | 2013-06-01 |  | 12 | A
132800 | Participating Unit | No | No | ETIWND_2_RTS026 | SPVP026 | 6 | SCE | Southern California Edison | SUN | PHOTO VOLTAIC | SOLAR | ZP26 | PGE4 | 2016-02-05 |  | 6 | A
127600 | Participating Unit | No | No | VICTOR_1_SOLAR4 | Adelanto Solar | 20 | SCE | Adelanto Solar, LLC | SUN | PHOTO VOLTAIC | SOLAR | SP15 | SCE1 | 2015-09-03 |  | 20 | A
125800 | Participating Unit | No | No | VICTOR_1_SOLAR3 | Adelanto Solar 2 | 7 | SCE | Adelanto Solar II, LLC | SUN | PHOTO VOLTAIC | SOLAR | SP15 | SCE1 | 2015-07-01 |  | 7 | A
125600 | Participating Unit | No | No | VICTOR_1_SOLAR2 | Alamo Solar | 20 | SCE | Alamo Solar, LLC | SUN | PHOTO VOLTAIC | SOLAR | SP15 | SCE1 | 2015-05-15 |  | 20 | A
107800 | Participating Unit | No | No | NEENCH_6_SOLAR | Alpine Solar | 66 | SCE | NRG Solar Alpine LLC | SUN | PHOTO VOLTAIC | SOLAR | SP15 | SCE1 | 2013-01-18 |  | 66 | A
136100 | Participating Unit | No | No | BIGSKY_2_SOLAR1 | Antelope Big Sky Ranch | 20 | SCE | Antelope Big Sky Ranch LLC | SUN | PHOTO VOLTAIC | SOLAR | SP15 | PAS1 | 2016-08-16 |  | 20 | A
108300 | Participating Unit | No | No | GLOW_6_SOLAR | Antelope Power Plant | 20 | SCE | TA-High Desert, LLC | SUN | PHOTO VOLTAIC | SOLAR | SP15 | SCE1 | 2013-03-25 |  | 20 | A
126500 | Participating Unit | No | No | VALLEY_5_SOLAR2 | AP North Lake Solar | 20 | SCE | SUNE DB APNL LLC | SUN | PHOTO VOLTAIC | SOLAR | SP15 | SCE1 | 2015-08-11 |  | 20 | A
108900 | Participating Unit | No | No | AVSOLR_2_SOLAR | AV Solar Ranch 1 | 241.5 | SCE | SCE | SUN | PHOTO VOLTAIC | SOLAR | SP15 | SCE1 | 2014-06-19 |  | 250 | A
138200 | Participating Unit | No | No | BIGSKY_2_SOLAR7 | Big Sky Solar 1 | 50 | SCE | Antelope DSR 1, LLC | SUN | PHOTO VOLTAIC | SOLAR | SP15 | SCE1 | 2016-12-15 |  | 50 | A
137700 | Participating Unit | No | No | BIGSKY_2_SOLAR5 | Big Sky Solar 2 | 5 | SCE | Antelope DSR 2, LLC | SUN | PHOTO VOLTAIC | SOLAR | SP15 | SCE1 | 2016-11-30 |  | 5 | A
137900 | Participating Unit | No | No | BIGSKY_2_SOLAR2 | Big Sky Solar 4 | 40 | SCE | Elevation Solar C LLC | SUN | PHOTO VOLTAIC | SOLAR | SP15 | SCE1 | 2016-12-03 |  | 40 | A
98200 | Participating Unit | No | No | BLYTHE_1_SOLAR1 | Blythe Solar 1 Project | 21 | SCE | NRG Solar Blythe LLC | SUN | PHOTO VOLTAIC | SOLAR | SP15 | SCE1 | 2009-12-18 |  | 21 | A
121300 | Participating Unit | No | No | CAMLOT_2_SOLAR1 | Camelot | 45 | SCE | RE Camelot LLC | SUN | PHOTO VOLTAIC | SOLAR | SP15 | SCE1 | 2014-12-11 |  | 45 | A
122000 | Participating Unit | No | No | CAMLOT_2_SOLAR2 | Camelot 2 | 15 | SCE | RE Columbia Two LLC | SUN | PHOTO VOLTAIC | SOLAR | SP15 | SCE1 | 2014-12-10 |  | 15 | A
114800 | Participating Unit | No | No | DEVERS_1_SOLAR | Cascade Solar | 18.5 | SCE | SunEdison | SUN | PHOTO VOLTAIC | SOLAR | SP15 | SCE1 | 2013-11-30 |  | 18.5 | A
107900 | Participating Unit | No | No | CATLNA_2_SOLAR | Catalina Solar - Phases 1 and 2 | 110 | SCE | Catalina Solar, LLC | SUN | PHOTO VOLTAIC | SOLAR | SP15 | SCE1 |  |  | 110 | A
127500 | Participating Unit | Yes | No | CATLNA_2_SOLAR2 | Catalina Solar 2 | 18 | SCE | Catalina Solar 2, LLC | SUN | PHOTO VOLTAIC | SOLAR | SP15 | SCE1 | 2015-07-22 |  | 20 | A
134700 | Participating Unit | No | No | PLAINV_6_SOLARC | Central Antelope Dry Ranch C | 20 | SCE | Central Antelope Dry Ranch C, LLC | SUN | PHOTO VOLTAIC | SOLAR | SP15 | SCE1 | 2016-05-06 |  | 20 | A
113900 | Participating Unit | No | No | ETIWND_2_CHMPNE | Champagne | 1 | SCE | California PV Energy, LLC | SUN | PHOTO VOLTAIC | SOLAR | SP15 | SCE1 | 2013-12-20 |  | 1 | A
98400 | Participating Unit | No | No | CHINO_2_SOLAR | Chino Roof Top Solar Project | 1 | SCE | SCE | SUN | PHOTO VOLTAIC | SOLAR | SP15 | SCE1 | 2009-12-01 |  | 1 | A
103200 | Participating Unit | No | No | COPMTN_2_CM10 | CM10 | 10 | SCE | Copper Mountain Solar 1, LLC | SUN | PHOTO VOLTAIC | SOLAR | SP15 | SCE1 | 2011-10-03 |  | 10 | A
101200 | Participating Unit | No | No | COPMTN_2_SOLAR1 | CM48 | 48 | SCE | Copper Mountain Solar 1, LLC | SUN | PHOTO VOLTAIC | SOLAR | SP15 | SCE1 | 2010-06-15 |  | 48 | A
105200 | Participating Unit | No | No | COPMT2_2_SOLAR2 | CMS2 | 155 | SCE | Copper Mountain Solar 2, LLC | SUN | PHOTO VOLTAIC | SOLAR | SP15 | SCE1 |  |  | 124 | A
114700 | Participating Unit | No | No | GLDTWN_6_COLUM3 | Columbia 3 | 10 | SCE | RE Columbia 3, LLC | SUN | PHOTO VOLTAIC | SOLAR | SP15 | SCE1 | 2013-12-10 |  | 10 | A
138000 | Participating Unit | No | No | COPMT4_2_SOLAR4 | Copper Mountain Solar 4 | 92 | SCE | Copper Mountain Solar 4, LLC | SUN | PHOTO VOLTAIC | SOLAR | SP15 | SCE1 | 2016-12-02 |  | 92 | A
132100 | Participating Unit | No | No | ETIWND_2_SOLAR1 | Dedeaux Ontario | 1 | SCE | SunEdison Utility Solutions, LLC | SUN | PHOTO VOLTAIC | SOLAR | SP15 | SCE1 | 2016-03-23 |  | 1 | A
131000 | Participating Unit | No | No | DSRTSL_2_SOLAR1 | Desert Stateline | 296.19 | SCE | Desert Stateline, LLC | SUN | PHOTO VOLTAIC | SOLAR | SP15 | SCE1 | 2016-08-30 |  | 299.99 | A
109900 | Participating Unit | No | No | DSRTSN_2_SOLAR2 | Desert Sunlight 250 | 250 | SCE | Desert Sunlight 250, LLC | SUN | PHOTO VOLTAIC | SOLAR | SP15 | SCE1 | 2014-12-05 |  | 250 | A
110300 | Participating Unit | No | No | DSRTSN_2_SOLAR1 | Desert Sunlight 300 | 300 | SCE | Desert Sunlight 300, LLC | SUN | PHOTO VOLTAIC | SOLAR | SP15 | SCE1 | 2014-12-05 |  | 300 | A
131900 | Participating Unit | No | No | DRACKR_2_SOLAR1 | Dracker Solar Unit 1 | 110 | SCE | Blythe Solar 110, LLC | SUN | PHOTO VOLTAIC | SOLAR | SP15 | SCE1 | 2016-05-02 |  | 110 | A
135800 | Participating Unit | No | No | DRACKR_2_SOLAR2 | Dracker Solar Unit 2 | 125 | SCE | Blythe Solar II, LLC | SUN | PHOTO VOLTAIC | SOLAR | SP15 | SCE1 | 2016-10-28 |  | 125 | A
120700 | Participating Unit | No | No | DELSUR_6_DRYFRB | Dry Farm Ranch B | 5 | SCE | FTS Master Tenant 1, LLC | SUN | PHOTO VOLTAIC | SOLAR | SP15 | SCE1 | 2014-11-21 |  | 5 | A
137600 | Participating Unit | No | No | ETIWND_2_SOLAR5 | Dulles | 2 | SCE | Golden Solar, LLC | SUN | PHOTO VOLTAIC | SOLAR | SP15 | SCE1 | 2016-11-17 |  | 2 | A
118000 | Participating Unit | No | No | VICTOR_1_EXSLRA | Expressway Solar A | 2 | SCE | FTS Master Tenant 1, LLC | SUN | PHOTO VOLTAIC | SOLAR | SP15 | SCE1 | 2014-05-07 |  | 2 | A
118100 | Participating Unit | No | No | VICTOR_1_EXSLRB | Expressway Solar B | 2 | SCE | FTS Master Tenant 1, LLC | SUN | PHOTO VOLTAIC | SOLAR | SP15 | SCE1 | 2014-05-07 |  | 2 | A
136300 | Participating Unit | No | No | GARLND_2_GASLRA | Garland A | 20 | SCE | RE GARLAND A LLC | SUN | PHOTO VOLTAIC | SOLAR | SP15 | SCE1 | 2016-09-23 |  | 20 | A
137100 | Participating Unit | No | No | GARLND_2_GASLR | Garland B | 180 | SCE | RE GARLAND LLC | SUN | PHOTO VOLTAIC | SOLAR | SP15 | SCE1 | 2016-10-27 |  | 180 | A
121500 | Participating Unit | No | No | GARNET_1_SOLAR2 | Garnet Solar Power Generation Station 1 | 4 | SCE | Garnet Solar Power Generation Station 1, LLC | SUN | PHOTO VOLTAIC | SOLAR | SP15 | SCE1 | 2014-12-23 |  | 4 | A
133000 | Participating Unit | No | No | LITLRK_6_SEPV01 | Gestamp Solar 1 | 2 | SCE | SEPV1, LLC | SUN | PHOTO VOLTAIC | SOLAR | SP15 | SCE1 | 2012-05-08 |  | 2 | A
104100 | Participating Unit | No | No | DELAMO_2_SOLRD | Golden Solar Building D | 1.25 | SCE | Golden Springs Development Company LLC | SUN | PHOTO VOLTAIC | SOLAR | SP15 | SCE1 | 2012-04-02 |  | 1.4 | A
103800 | Participating Unit | No | No | DELAMO_2_SOLRC1 | Golden Springs Building C1 | 1.16 | SCE | Spartech Plastics | SUN | PHOTO VOLTAIC | SOLAR | SP15 | SCE1 | 2012-02-10 |  | 1.17 | A
131100 | Participating Unit | No | No | DELAMO_2_SOLAR1 | Golden Springs Building H | 1.5 | SCE | Golden Springs Development Co. LLC | SUN | PHOTO VOLTAIC | SOLAR | SP15 | SCE1 | 2015-04-22 |  | 1.5 | A
131200 | Participating Unit | No | No | DELAMO_2_SOLAR2 | Golden Springs Building M | 1.75 | SCE | Golden Springs Development Co. LLC | SUN | PHOTO VOLTAIC | SOLAR | SP15 | SCE1 | 2015-04-01 |  | 1.75 | A
120000 | Participating Unit | No | No | VICTOR_1_SLRHES | Hesperia | 1.5 | SCE | SunEdison | SUN | PHOTO VOLTAIC | SOLAR | SP15 | SCE1 | 2014-08-08 |  | 1.5 | A
104200 | Participating Unit | No | No | WALNUT_2_SOLAR | Industry MetroLink PV1 | 1.5 | SCE | City of Industry | SUN | PHOTO VOLTAIC | SOLAR | SP15 | SCE1 | 2012-04-03 |  | 1.75 | A
114000 | Participating Unit | No | No | CHINO_2_JURUPA | Jurupa | 1.5 | SCE | California PV Energy, LLC | SUN | PHOTO VOLTAIC | SOLAR | SP15 | SCE1 | 2013-12-20 |  | 1.5 | A
134800 | Participating Unit | No | No | KNGBRD_2_SOLAR1 | Kingbird Solar A | 20 | SCE | Kingbird Solar A, LLC | SUN | PHOTO VOLTAIC | SOLAR | SP15 | SCE1 | 2016-04-30 |  | 20 | A
134900 | Participating Unit | No | No | KNGBRD_2_SOLAR2 | Kingbird Solar B | 20 | SCE | Kingbird Solar B, LLC | SUN | PHOTO VOLTAIC | SOLAR | SP15 | SCE1 | 2016-04-30 |  | 20 | A
125300 | Participating Unit | No | No | PADUA_2_SOLAR1 | Kona Solar - Rancho DC #1 | 1.75 | SCE | Kona Solar, LLC | SUN | PHOTO VOLTAIC | SOLAR | SP15 | SCE1 | 2015-06-02 |  |  | A
133700 | Participating Unit | No | No | LNCSTR_6_CREST | Lanacaster Aggregate Solar Resources | 5.5 | SCE | Southern California Edison Company | SUN | PHOTO VOLTAIC | SOLAR | SP15 | SCE1 | 2015-09-09 |  | 5.5 | A
122400 | Participating Unit | No | No | LITLRK_6_SOLAR1 | Little Rock C | 5 | SCE | Lancaster Little Rock C, LLC | SUN | PHOTO VOLTAIC | SOLAR | SP15 | SCE1 | 2015-01-17 |  | 5 | A
132300 | Participating Unit | No | No | LITLRK_6_SOLAR4 | Little Rock Pham Solar | 3 | SCE | West Hills Construction, Inc. | SUN | PHOTO VOLTAIC | SOLAR | SP15 | SCE1 | 2016-03-22 |  | 3 | A
120400 | Participating Unit | No | No | VICTOR_1_LVSLR1 | Lone Valley Solar Park 1 | 10 | SCE | Lone Valley Solar Park I LLC | SUN | PHOTO VOLTAIC | SOLAR | SP15 | SCE1 | 2014-11-19 |  | 10 | A
120800 | Participating Unit | No | No | VICTOR_1_LVSLR2 | Lone Valley Solar Park 2 | 20 | SCE | Lone Valley Solar Park II LLC | SUN | PHOTO VOLTAIC | SOLAR | SP15 | SCE1 | 2014-11-22 |  | 20 | A
138500 | Participating Unit | No | No | TORTLA_1_SOLAR | Longboat Solar | 20 | SCE | Longboat Solar, LLC | SUN | PHOTO VOLTAIC | SOLAR | SP15 | SCE1 | 2016-12-16 |  | 20 | A
126700 | Participating Unit | No | No | BLKCRK_2_SOLAR1 | McCoy Station | 250 | SCE | McCoy Solar, LLC | SUN | PHOTO VOLTAIC | SOLAR | SP15 | SCE1 | 2016-06-14 |  | 250 | A
124000 | Participating Unit | No | No | VALLEY_5_SOLAR1 | Meridian | 1.49 | SCE | Kona Solar, LLC | SUN | PHOTO VOLTAIC | SOLAR | SP15 | SCE1 | 2015-04-13 |  | 1.49 | A
115000 | Participating Unit | No | No | MSOLAR_2_SOLAR1 | Mesquite Solar 1 | 165 | SCE | Mesquite Solar 1, LLC | SUN | PHOTO VOLTAIC | SOLAR | SP15 | SCE1 | 2014-01-01 |  | 165 | A
135600 | Participating Unit | No | No | MOJAVW_2_SOLAR | Mojave West | 20 | SCE | SEPV Mojave West, LLC | SUN | PHOTO VOLTAIC | SOLAR | SP15 | SCE1 | 2016-06-15 |  | 20 | A
131300 | Participating Unit | No | No | OASIS_6_SOLAR1 | Morgan Lancaster I | 1.5 | SCE | WGL Energy Systems Inc | SUN | PHOTO VOLTAIC | SOLAR | SP15 | SCE1 | 2015-12-09 |  | 1.5 | A
114200 | Participating Unit | No | No | CHINO_2_SASOLR | Nautilus Solar Energy | 1.5 | SCE | SS San Antonio West LLC | SUN | PHOTO VOLTAIC | SOLAR | SP15 | SCE1 | 2013-12-20 |  | 1.5 | A
136500 | Participating Unit | No | No | VESTAL_2_SOLAR1 | NICOLIS | 20 | SCE | Nicolis, LLC | SUN | PHOTO VOLTAIC | SOLAR | SP15 | SCE1 | 2016-09-15 |  | 20 | A
104300 | Participating Unit | No | No | BUCKWD_1_NPALM1 | North Palm Springs 1 | 2.4 | SCE | North palm Springs Investments | SUN | PHOTO VOLTAIC | SOLAR | SP15 | SCE1 | 2012-04-02 |  | 2.5 | A
111800 | Participating Unit | No | No | GARNET_1_SOLAR | North Palm Springs 4A | 4 | SCE | North Palm Springs Investments LLC | SUN | PHOTO VOLTAIC | SOLAR | SP15 | SCE1 | 2012-11-02 |  | 4.12 | A
131800 | Participating Unit | No | No | OASIS_6_SOLAR2 | Oasis Solar | 20 | SCE | NRG Solar Oasis LLC | SUN | PHOTO VOLTAIC | SOLAR | SP15 | SCE1 | 2016-01-19 |  | 27.8 | A
102100 | Participating Unit | No | No | MIRLOM_2_ONTARO | Ontario RT Solar | 5.5 | SCE | Southern California Edison (SCE) | SUN | PHOTO VOLTAIC | SOLAR | SP15 | SCE1 | 2011-08-25 |  | 5.5 | A
130800 | Participating Unit | Yes | No | LITLRK_6_SOLAR2 | Palmdale 18 | 2 | SCE | SEPV18, LLC | SUN | PHOTO VOLTAIC | SOLAR | SP15 | SCE1 | 2016-01-13 |  | 2 | A
126300 | Participating Unit | No | No | PMDLET_6_SOLAR1 | Palmdale East | 10 | SCE | SEPV Palmdale East, LLC | SUN | PHOTO VOLTAIC | SOLAR | SP15 | SCE1 | 2015-07-31 |  | 10 | A
129700 | Participating Unit | No | No | CENTER_2_SOLAR1 | Pico Rivera | 0.9 | SCE | SunEdison Utility Solutions, LLC | SUN | PHOTO VOLTAIC | SOLAR | SP15 | SCE1 | 2015-11-20 |  | 0.9 | A
122300 | Participating Unit | No | No | PMPJCK_1_SOLAR1 | Pumpjack Solar 1 | 19.48 | SCE | Pumpjack Solar 1, LLC | SUN | PHOTO VOLTAIC | SOLAR | SP15 | SCE1 | 2015-01-27 |  | 20 | A
129400 | Participating Unit | No | No | LAMONT_1_SOLAR5 | Redcrest Solar Farm | 16.66 | SCE | 67RK 8me, LLC | SUN | PHOTO VOLTAIC | SOLAR | SP15 | SCE1 | 2015-10-30 |  | 20.86 | A
100800 | Participating Unit | No | No | VISTA_2_RIALTO | Rialto Roof Top Solar Project | 1 | SCE | SCE | SUN | PHOTO VOLTAIC | SOLAR | SP15 | SCE1 | 2011-03-01 |  | 1 | A
110700 | Participating Unit | No | No | GLDTWN_6_SOLAR | Rio Grande | 5 | SCE | RE Rio Grande, LLC | SUN | PHOTO VOLTAIC | SOLAR | SP15 | SCE1 | 2013-11-18 |  | 5 | A
136700 | Participating Unit | No | No | ETIWND_2_SOLAR2 | Rochester | 1 | SCE | Sestina Solar II, LLC | SUN | PHOTO VOLTAIC | SOLAR | SP15 | SCE1 | 2016-09-06 |  | 1 | A
114500 | Participating Unit | No | No | RSMSLR_6_SOLAR1 | Rosamond One | 20 | SCE | RE Rosamond One, LLC | SUN | PHOTO VOLTAIC | SOLAR | SP15 | SCE1 | 2013-12-20 |  | 20 | A
114600 | Participating Unit | No | No | RSMSLR_6_SOLAR2 | Rosamond Two | 20 | SCE | RE Rosamond Two, LLC | SUN | PHOTO VOLTAIC | SOLAR | SP15 | SCE1 | 2013-12-20 |  | 20 | A
133500 | Participating Unit | No | No | DEVERS_1_SEPV05 | SEPV 5 | 2 | SCE | SEPV2, LLC | SUN | PHOTO VOLTAIC | SOLAR | SP15 | SCE1 | 2012-05-10 |  | 2 | A
111100 | Participating Unit | No | No | DEVERS_1_SOLAR2 | SEPV9 | 9 | SCE | SEPV9, LLC | SUN | PHOTO VOLTAIC | SOLAR | SP15 | SCE1 | 2013-06-01 |  | 9 | A
129800 | Participating Unit | No | No | PLAINV_6_SOLAR3 | Sierra Solar Greenworks LLC | 20 | SCE | Sierra Solar Greenworks LLC | SUN | PHOTO VOLTAIC | SOLAR | SP15 | SCE1 | 2015-11-30 |  | 20 | A
129500 | Participating Unit | No | No | PRIMM_2_SOLAR1 | Silver State South | 250 | SCE | Silver State Solar Power South, LLC | SUN | PHOTO VOLTAIC | SOLAR | SP15 | SCE1 | 2016-08-23 |  | 250 | A
117800 | Participating Unit | No | No | SLSTR1_2_SOLAR1 | Solar Star 1 | 310 | SCE | Solar Star California XIX, LLC | SUN | PHOTO VOLTAIC | SOLAR | SP15 | SCE1 | 2015-06-25 |  |  | A
117900 | Participating Unit | No | No | SLSTR2_2_SOLAR2 | Solar Star 2 | 276 | SCE | Solar Star California XX, LLC | SUN | PHOTO VOLTAIC | SOLAR | SP15 | SCE1 | 2015-06-19 |  | 276 | A
138300 | Participating Unit | No | No | BIGSKY_2_SOLAR6 | Solverde 1 | 85 | SCE | Solverde 1, LLC | SUN | PHOTO VOLTAIC | SOLAR | SP15 | SCE1 | 2016-12-17 |  | 85 | A
105800 | Participating Unit | No | No | SBERDO_2_RTS005 | SPVP005 Redlands RT Solar | 2.5 | SCE | Southern California Edison | SUN | PHOTO VOLTAIC | SOLAR | SP15 | SCE1 | 2012-11-24 |  | 2.5 | A
105900 | Participating Unit | No | No | SBERDO_2_RTS007 | SPVP007 Redlands RT Solar | 2.5 | SCE | Southern California Edison | SUN | PHOTO VOLTAIC | SOLAR | SP15 | SCE1 | 2012-11-24 |  | 2.5 | A
111700 | Participating Unit | No | No | ETIWND_2_RTS010 | SPVP010 Fontana RT Solar | 1.5 | SCE | Southern California Edison | SUN | PHOTO VOLTAIC | SOLAR | SP15 | SCE1 | 2013-01-08 |  | 1.5 | A
133900 | Participating Unit | No | No | SBERDO_2_RTS011 | SPVP011 | 3.5 | SCE | Southern California Edison | SUN | PHOTO VOLTAIC | SOLAR | SP15 | SCE1 | 2013-06-17 |  | 3.5 | A
134000 | Participating Unit | No | No | SBERDO_2_RTS013 | SPVP013 | 3.5 | SCE | Southern California Edison | SUN | PHOTO VOLTAIC | SOLAR | SP15 | SCE1 | 2013-06-11 |  | 3.5 | A
112700 | Participating Unit | No | No | ETIWND_2_RTS015 | SPVP015 Fontana RT Solar | 3 | SCE | Southern California Edison | SUN | PHOTO VOLTAIC | SOLAR | SP15 | SCE1 | 2013-01-15 |  | 3 | A
134100 | Participating Unit | No | No | SBERDO_2_RTS016 | SPVP016 Redlands RT Solar | 1.5 | SCE | Southern California Edison | SUN | PHOTO VOLTAIC | SOLAR | SP15 | SCE1 | 2011-08-02 |  | 1.5 | A
133600 | Participating Unit | No | No | ETIWND_2_RTS017 | SPVP017 | 3.5 | SCE | Southern California Edison | SUN | PHOTO VOLTAIC | SOLAR | SP15 | SCE1 | 2013-06-17 |  | 3.5 | A
106000 | Participating Unit | No | No | ETIWND_2_RTS018 | SPVP018 Fontana RT Solar | 1.5 | SCE | Southern California Edison | SUN | PHOTO VOLTAIC | SOLAR | SP15 | SCE1 | 2012-11-24 |  | 1.5 | A
102200 | Participating Unit | No | No | SBERDO_2_REDLND | SPVP022 Redlands RT Solar | 2 | SCE | Southern California Edison | SUN | PHOTO VOLTAIC | SOLAR | SP15 | SCE1 | 2011-03-23 |  | 2.5 | A
112800 | Participating Unit | No | No | ETIWND_2_RTS023 | SPVP023 Fontana RT Solar | 2.5 | SCE | Southern California Edison | SUN | PHOTO VOLTAIC | SOLAR | SP15 | SCE1 | 2013-01-16 |  | 2.5 | A
132900 | Participating Unit | No | No | ETIWND_2_RTS027 | SPVP027 | 2 | SCE | Southern California Edison | SUN | PHOTO VOLTAIC | SOLAR | SP15 | SCE1 | 2013-06-17 |  | 2 | A
133200 | Participating Unit | No | No | VISTA_2_RTS028 | SPVP028 | 3.5 | SCE | Southern California Edison | SUN | PHOTO VOLTAIC | SOLAR | SP15 | SCE1 | 2013-08-08 |  | 3.5 | A
133800 | Participating Unit | No | No | MIRLOM_2_RTS032 | SPVP032 | 1.5 | SCE | Southern California Edison | SUN | PHOTO VOLTAIC | SOLAR | SP15 | SCE1 | 2013-06-17 |  | 1.5 | A
133100 | Participating Unit | No | No | MIRLOM_2_RTS033 | SPVP033 | 1 | SCE | Southern California Edison | SUN | PHOTO VOLTAIC | SOLAR | SP15 | SCE1 | 2013-08-05 |  | 1 | A
106100 | Participating Unit | No | No | VESTAL_2_RTS042 | SPVP042 Porterville Solar | 5 | SCE | Southern California Edison | SUN | PHOTO VOLTAIC | SOLAR | SP15 | SCE1 | 2012-11-24 |  | 5 | A
117500 | Participating Unit | No | No | VALLEY_5_RTS044 | SPVP044 | 8 | SCE | Southern California Edison | SUN | PHOTO VOLTAIC | SOLAR | SP15 | SCE1 | 2012-12-30 |  | 8 | A
123200 | Participating Unit | No | No | SBERDO_2_RTS048 | SPVP048 | 5 | SCE | Southern California Edison Company | SUN | PHOTO VOLTAIC | SOLAR | SP15 | SCE1 | 2013-09-01 |  | 5 | A
124800 | Participating Unit | No | No | DELSUR_6_SOLAR1 | Summer Solar North | 6.5 | SCE | FTS Master Tenant 1, LLC | SUN | PHOTO VOLTAIC | SOLAR | SP15 | SCE1 | 2015-06-03 |  | 6.5 | A
109100 | Participating Unit | No | No | CORONS_2_SOLAR | SunEdison - Corona | 0.99 | SCE | SCE | SUN | PHOTO VOLTAIC | SOLAR | SP15 | SCE1 | 2013-04-24 |  | 1 | A
126800 | Participating Unit | No | No | RVSIDE_6_SOLAR1 | Tequesquite Landfill Solar Project | 7.5 | SCE | Solar Star California XXXI, LLC | SUN | PHOTO VOLTAIC | SOLAR | SP15 | SCE1 | 2015-09-09 |  | 7.5 | A
123900 | Participating Unit | No | No | CHINO_2_SOLAR2 | Terra Francesca | 1.49 | SCE | Kona Solar, LLC | SUN | PHOTO VOLTAIC | SOLAR | SP15 | SCE1 | 2015-04-13 |  | 1.49 | A
136600 | Participating Unit | No | No | VESTAL_2_SOLAR2 | TROPICO | 14 | SCE | Tropico, LLC | SUN | PHOTO VOLTAIC | SOLAR | SP15 | SCE1 | 2016-09-14 |  | 14 | A
125500 | Participating Unit | No | No | VICTOR_1_VDRYFA | Victor Dry Farm Ranch A | 5 | SCE | Victor Dry Farm Ranch A LLC | SUN | PHOTO VOLTAIC | SOLAR | SP15 | SCE1 | 2015-06-12 |  | 5 | A
127100 | Participating Unit | No | No | VICTOR_1_VDRYFB | Victor Dry Farm Ranch B | 5 | SCE | Victor Dry Farm Ranch B LLC | SUN | PHOTO VOLTAIC | SOLAR | SP15 | SCE1 | 2015-06-12 |  | 5 | A
116000 | Participating Unit | No | No | VICTOR_1_SOLAR1 | Victor Phelan Solar One | 17.5 | SCE | RE Victor Phelan Solar One LLC | SUN | PHOTO VOLTAIC | SOLAR | SP15 | SCE1 | 2013-11-18 |  | 17.5 | A
120500 | Participating Unit | No | No | ACACIA_6_SOLAR | West Antelope Solar | 20 | SCE | TA-ACACIA, LLC | SUN | PHOTO VOLTAIC | SOLAR | SP15 | PGE3 | 2014-11-13 |  | 20 | A
120200 | Participating Unit | No | No | PLAINV_6_BSOLAR | Western Antelope Blue Sky Ranch A | 20 | SCE | Western Antelope Blue Sky Ranch A LLC | SUN | PHOTO VOLTAIC | SOLAR | SP15 | SCE1 | 2014-11-07 |  | 20 | A
137800 | Participating Unit | No | No | BIGSKY_2_SOLAR4 | Western Antelope Blue Sky Ranch B | 20 | SCE | Western Antelope Blue Sky Ranch B LLC | SUN | PHOTO VOLTAIC | SOLAR | SP15 | SCE1 | 2016-12-03 |  | 20 | A
137500 | Participating Unit | No | No | PLAINV_6_DSOLAR | Western Antelope Dry Ranch | 10 | SCE | Western Antelope Dry Ranch LLC | SUN | PHOTO VOLTAIC | SOLAR | SP15 | SCE1 | 2016-12-01 |  | 10 | A
120900 | Participating Unit | No | Yes | SANDLT_2_SUNITS | Mojave Solar | 275 | SCE | Mojave Solar Inc. | SUN | STEAM | SOLAR | NP15 | SCE1 | 2014-12-04 |  | 311.1 | A
110600 | Participating Unit | No | Yes | GENESI_2_STG | Genesis Station | 250 | SCE | Genesis Solar, LLC | SUN | STEAM | SOLAR | SP15 | SCE1 | 2013-11-27 |  | 250 | A
115200 | Participating Unit | No | No | IVANPA_1_UNIT1 | Ivanpah 1 | 123.2 | SCE | Solar Partners II, LLC | SUN | STEAM | SOLAR | SP15 | SCE1 | 2013-12-30 |  | 126 | A
115100 | Participating Unit | No | No | IVANPA_1_UNIT2 | Ivanpah 2 | 133 | SCE | Solar Partners 1, LLC | SUN | STEAM | SOLAR | SP15 | SCE1 | 2013-12-30 |  | 133 | A
115300 | Participating Unit | No | No | IVANPA_1_UNIT3 | Ivanpah 3 | 133 | SCE | Solar Partners VIII, LLC | SUN | STEAM | SOLAR | SP15 | SCE1 | 2013-12-30 |  | 133 | A
54100 | Participating Unit | Yes | Yes | KRAMER_1_SEGS37 | LUZ SOLAR PARTNERS 3-7 AGGREGATE | 175 | SCE | VARIOUS | SUN | STEAM | SOLAR | SP15 | SCE1 | 1986-01-01 |  | 150 | A
54200 | Participating Unit | Yes | Yes | KRAMER_2_SEGS89 | LUZ SOLAR PARTNERS 8-9 AGGREGATE | 184 | SCE | VARIOUS | SUN | STEAM | SOLAR | SP15 | SCE1 | 1986-01-01 |  | 160 | A
84900 | Participating Unit | No | No | RAMON_2_SCEDYN | IID Mirage Dynamic Schedule | 414.4 | SCE | Imperial Irrigation District DTBAOA | VARIOUS | VARIOUS | DYNAMIC SCHEDULED | SP15 | IID |  |  | 451.6 | C
48400 | Participating Unit | Yes | Yes | GOLETA_2_QF | GOLETA AREA LUMPED UNITS | 0.4 | SCE | VARIOUS | VARIOUS | VARIOUS | VARIOUS | SP15 | SCE1 | 1986-01-01 |  | 0.33 | A
128600 | Participating Unit | No | No | SCEHOV_2_HOOVER | Hoover Dam | 525 | SCE | WAPA-Desert Southwest Region | WATER | HYDRO | DYNAMIC SCHEDULED | SP15 | SCE1 |  | Colorado River | 357 | C
1300 | Participating Unit | No | No | ALAMO_6_UNIT | Alamo R (CDWR) | 17 | SCE | CDWR | WATER | HYDRO | HYDRO | SP15 | SCE1 | 1986-01-01 |  | 18 | A
2800 | Participating Unit | No | No | BIGCRK_7_DAM7 | Big Creek Dam 7 FWG | 0.3 | SCE | SCE | WATER | HYDRO | HYDRO | SP15 | SCE1 | 1986-01-01 |  | 0.3 | A
2900 | Participating Unit | No | Yes | BIGCRK_2_EXESWD | BIG CREEK HYDRO PROJECT PSP | 820 | SCE | SCE | WATER | HYDRO | HYDRO | SP15 | SCE1 | 1913-01-01 |  | 820 | A
3100 | Participating Unit | No | Yes | BISHOP_1_ALAMO | BISHOP CREEK PLANTS 2, 5 & 6 (AGGREGATE) | 13.4 | SCE | SCE | WATER | HYDRO | HYDRO | SP15 | SCE1 | 1908-01-01 |  | 14.18 | A
3200 | Participating Unit | No | Yes | BISHOP_1_UNITS | BISHOP CREEK PLANTS 3 & 4 (AGGREGATE) | 15.8 | SCE | SCE | WATER | HYDRO | HYDRO | SP15 | SCE1 | 1905-01-01 |  | 15.9 | A
3500 | Participating Unit | No | Yes | MONLTH_6_BOREL | BOREL HYDRO PLANT (AGGREGATE) | 11 | SCE | SCE | WATER | HYDRO | HYDRO | SP15 | SCE1 | 1904-01-01 |  | 12 | A
7700 | Participating Unit | No | Yes | DVLCYN_1_UNITS | DEVIL CANYON (AGGREGATE) | 236.8 | SCE | CDWR | WATER | HYDRO | HYDRO | SP15 | SCE1 | 1972-01-01 |  | 280 | A
45800 | Participating Unit | Yes | Yes | ETIWND_2_QF | ETIWANDA AREA LUMPED UNITS | 37.22 | SCE | VARIOUS | WATER | HYDRO | HYDRO | SP15 | SCE1 | 1985-09-01 |  | 37.22 | A
11100 | Participating Unit | No | No | ETIWND_6_MWDETI | ETIWANDA HYDRO RECOVERY PLANT | 24 | SCE | Metropolitan Water District | WATER | HYDRO | HYDRO | SP15 | SCE1 | 1994-01-01 |  | 23.9 | A
11300 | Participating Unit | No | Yes | ETIWND_2_FONTNA | FONTANA/LYTLE CREEK HYDRO (AGGREGATE) | 2.56 | SCE | SCE | WATER | HYDRO | HYDRO | SP15 | SCE1 | 1904-01-01 |  | 3.45 | A
58701 | Participating Unit | No | Yes | SAUGUS_6_MWDFTH | FOOTHILL HYDROELECTRIC RECOVERY PLANT | 9.1 | SCE | The Metropolitan Water District of Southern California | WATER | HYDRO | HYDRO | SP15 | SCE1 | 1981-01-01 |  | 9.1 | A
17700 | Participating Unit | No | Yes | RECTOR_2_KAWEAH | KAWEAH HYDRO PROJECT (AGGREGATE) | 6.55 | SCE | SCE | WATER | HYDRO | HYDRO | SP15 | SCE1 | 1913-01-01 |  | 6.6 | A
17800 | Participating Unit | No | No | RECTOR_2_KAWH 1 | Kaweah PH 1 Unit 1 | 2.25 | SCE | SCE | WATER | HYDRO | HYDRO | SP15 | SCE1 | 1929-01-01 |  | 2.25 | A
18800 | Participating Unit | No | Yes | KERRGN_1_UNIT 1 | KERN RIVER PH 1 (AGGREGATE) | 25.6 | SCE | SCE | WATER | HYDRO | HYDRO | SP15 | SCE1 | 1907-01-01 |  | 25.6 | A
18900 | Participating Unit | No | Yes | VESTAL_2_KERN | KERN RIVER PH 3 (AGGREGATE) | 36.8 | SCE | SCE | WATER | HYDRO | HYDRO | SP15 | SCE1 | 1907-01-01 |  | 36.8 | A
58703 | Participating Unit | No | No | MIRLOM_7_MWDLKM | LAKE MATHEWS HYDRO RECOVERY PLANT | 5 | SCE | Metropolitan Water District | WATER | HYDRO | HYDRO | SP15 | SCE1 | 1980-01-01 |  | 4.9 | A
20300 | Participating Unit | No | Yes | CONTRL_1_LUNDY | LUNDY HYDRO PLANT (AGGREGATE) | 3 | SCE | SCE | WATER | HYDRO | HYDRO | SP15 | SCE1 | 1911-01-01 |  | 3 | A
20500 | Participating Unit | No | No | BIGCRK_7_MAMRES | Mammoth Pool Reservoir FWG | 1.25 | SCE | SCE | WATER | HYDRO | HYDRO | SP15 | SCE1 |  |  | 0.94 | A
21500 | Participating Unit | No | Yes | SBERDO_6_MILLCK | MILL CREEK HYDRO PROJECT (AGGREGATE) | 3.93 | SCE | SCE | WATER | HYDRO | HYDRO | SP15 | SCE1 |  |  | 3.61 | A
21900 | Participating Unit | No | Yes | MOJAVE_1_SIPHON | MOJAVE SIPHON PH (AGGREGATE) | 12.58 | SCE | CDWR | WATER | HYDRO | HYDRO | SP15 | SCE1 | 1996-01-01 |  | 34.5 | A
40704 | Participating Unit | No | No | MIRLOM_2_CORONA | MWD Corona Hydroelectric Recovery Plant | 2.85 | SCE | MWD | WATER | HYDRO | HYDRO | SP15 | SCE1 | 1987-01-01 |  | 2.85 | A
61603 | Participating Unit | No | No | OLINDA_2_COYCRK | MWD Coyote Creek Hydroelectric Recovery Plant | 3.13 | SCE | MWD | WATER | HYDRO | HYDRO | SP15 | SCE1 | 1979-02-21 |  | 3.13 | A
73204 | Participating Unit | No | No | VALLEY_5_PERRIS | MWD Perris Hydroelectric Recovery Plant | 7.94 | SCE | MWD | WATER | HYDRO | HYDRO | SP15 | SCE1 | 1983-01-01 |  | 7.94 | A
73205 | Participating Unit | No | No | VALLEY_5_REDMTN | MWD Red Mountain Hydroelectric Recovery Plant | 5.9 | SCE | MWD | WATER | HYDRO | HYDRO | SP15 | SCE1 | 1985-01-01 |  | 5.9 | A
56504 | Participating Unit | No | No | CENTER_2_RHONDO | MWD Rio Hondo Hydroelectric Recovery Plant | 1.91 | SCE | MWD | WATER | HYDRO | HYDRO | SP15 | SCE1 | 1984-01-01 |  | 1.91 | A
40705 | Participating Unit | No | No | MIRLOM_2_TEMESC | MWD Temescal Hydroelectric Recovery Plant | 2.85 | SCE | MWD | WATER | HYDRO | HYDRO | SP15 | SCE1 | 1987-01-01 |  | 2.85 | A
61604 | Participating Unit | No | No | VILLPK_2_VALLYV | MWD Valley View Hydroelectric Recovery Plant | 4.1 | SCE | MWD | WATER | HYDRO | HYDRO | SP15 | SCE1 | 1985-01-01 |  | 4.1 | A
61600 | Participating Unit | Yes | Yes | OLINDA_2_QF | OLINDA AREA LUMPED UNITS | 13.3 | SCE | VARIOUS | WATER | HYDRO | HYDRO | SP15 | SCE1 | 1984-01-01 |  | 13.3 | A
24000 | Participating Unit | No | Yes | PADUA_2_ONTARO | ONTARIO/SIERRA HYDRO PROJECT (AGGREGATE) | 1.92 | SCE | SCE | WATER | HYDRO | HYDRO | SP15 | SCE1 | 1902-01-01 |  | 1.97 | A
62200 | Participating Unit | Yes | Yes | PADUA_6_QF | PADUA AREA LUMPED UNITS | 30.1 | SCE | VARIOUS | WATER | HYDRO | HYDRO | SP15 | SCE1 | 1984-01-01 |  | 29 | A
26900 | Participating Unit | No | No | CONTRL_1_POOLE | Poole Unit 1 | 10.9 | SCE | SCE | WATER | HYDRO | HYDRO | SP15 | SCE1 | 1924-01-01 |  | 10.9 | A
64500 | Participating Unit | Yes | Yes | RECTOR_2_QF | RECTOR AREA LUMPED UNITS | 19.5 | SCE | VARIOUS | WATER | HYDRO | HYDRO | SP15 | SCE1 | 1984-01-01 |  | 19.53 | A
28500 | Participating Unit | No | Yes | CONTRL_1_RUSHCK | RUSH CREEK PLANT (AGGREGATE) | 11.94 | SCE | SCE | WATER | HYDRO | HYDRO | SP15 | SCE1 | 1916-01-01 |  | 11.5 | A
58704 | Participating Unit | No | No | PADUA_6_MWDSDM | SAN DIMAS HYDRO RECOVERY PLANT | 9.9 | SCE | Metropolitan Water Districe | WATER | HYDRO | HYDRO | SP15 | SCE1 | 1981-01-01 |  | 9.9 | A
62207 | Participating Unit | Yes | No | PADUA_7_SDIMAS | SAN DIMAS WASH HYDRO | 1.05 | SCE | SAN GABRIEL VALLEY MWD (formerly QFID 4011) | WATER | HYDRO | HYDRO | SP15 | SCE1 | 1986-01-28 |  | 1.05 | A
29100 | Participating Unit | No | Yes | SBERDO_2_SNTANA | SANTA ANA RIVER PROJECT (AGGREGATE) | 6.95 | SCE | SCE | WATER | HYDRO | HYDRO | SP15 | SCE1 |  |  | 6.95 | A
68000 | Participating Unit | Yes | Yes | SAUGUS_6_QF | SAUGUS AREA LUMPED UNITS | 8.9 | SCE | VARIOUS | WATER | HYDRO | HYDRO | SP15 | SCE1 | 1987-01-01 |  | 9.33 | A
67504 | Participating Unit | Yes | No | SNCLRA_2_SPRHYD | Springville Hydroelectric Generator | 1 | SCE | Calleguas MWD | WATER | HYDRO | HYDRO | SP15 | SCE1 | 1994-03-17 |  | 1 | A
32500 | Participating Unit | No | Yes | SPRGVL_2_TULE | TULE PH (PG&E) | 6.4 | SCE | PG&E | WATER | HYDRO | HYDRO | SP15 | SCE1 | 1914-01-01 | Tule | 6.4 | A
32600 | Participating Unit | No | Yes | SPRGVL_2_TULESC | TULE PH (SCE) | 2.5 | SCE | SCE | WATER | HYDRO | HYDRO | SP15 | SCE1 | 1909-01-01 |  | 2.52 | A
58800 | Participating Unit | Yes | No | LACIEN_2_VENICE | Venice Hydroelectric Recovery Plant | 9.95 | SCE | The Metropolitan Water District of Southern California | WATER | HYDRO | HYDRO | SP15 | SCE1 | 1982-01-01 |  | 10.14 | A
73300 | Participating Unit | Yes | Yes | VESTAL_6_QF | VESTAL AREA LUMPED UNITS | 18.6 | SCE | VARIOUS | WATER | HYDRO | HYDRO | SP15 | SCE1 | 1989-01-01 |  | 12.3 | A
33100 | Participating Unit | No | Yes | WARNE_2_UNIT | WARNE PH (AGGREGATE) | 76 | SCE | CDWR | WATER | HYDRO | HYDRO | SP15 | SCE1 | 1982-01-01 |  | 78.2 | A
44609 | Participating Unit | Yes | No | GARNET_2_HYDRO | Whitewater Hydro | 1.1 | SCE | Desert Water Agency | WATER | HYDRO | HYDRO | SP15 | SCE1 | 1986-04-11 |  | 1 | A
58705 | Participating Unit | No | No | VILLPK_6_MWDYOR | YORBA LINDA HYDRO RECOVERY PLANT | 5.1 | SCE | Metropolitan Water Districe | WATER | HYDRO | HYDRO | SP15 | SCE1 | 1981-01-01 |  | 5.1 | A
8000 | Participating Unit | No | Yes | DMDVLY_1_UNITS | DIAMOND VALLEY P-G PLANT (AGGREGATE) | 21 | SCE | MWD | WATER | PUMPED STORAGE | HYDRO | SP15 | SCE1 | 2001-01-01 |  | 39.6 | A
2920 | Participating Unit | No | No | EASTWD_7_UNIT | EASTWOOD PUMP-GEN | 200 | SCE | SCE | WATER | PUMPED STORAGE | HYDRO | SP15 | SCE1 | 1987-01-01 |  | 199 | A
64900 | Participating Unit | Yes | Yes | RHONDO_2_QF | RHONDO AREA LUMPED UNITS | 5.1 | SCE | VARIOUS | WATER |  | VARIOUS | SP15 | SCE1 | 1987-01-01 |  | 5.12 | A
69600 | Participating Unit | Yes | Yes | SPRGVL_2_QF | SPRINGVILLE AREA LUMPED UNITS | 2.3 | SCE | VARIOUS | WATER |  | VARIOUS | SP15 | SCE1 | 1909-01-01 |  | 2.28 | A
107200 | Participating Unit | Yes | No | ALT6DN_2_WIND7 | Alta 2012 Alta Wind 7 | 168 | SCE | Alta Wind VII, LLC | WIND | WIND | WIND | SP15 | SCE1 | 2013-01-01 |  | 168 | A
117300 | Participating Unit | No | No | ALTA6E_2_WIND10 | Alta Wind 10 | 138 | SCE | Alta Interconnection Management III, LLC | WIND | WIND | WIND | SP15 | SCE1 |  |  | 138 | A
117400 | Participating Unit | No | No | ALTA6B_2_WIND11 | Alta Wind 11 | 90 | SCE | Alta Interconnection Management III, LLC | WIND | WIND | WIND | SP15 | SCE1 |  |  | 90 | A
132600 | Participating Unit | Yes | No | ALTWD_1_QF | Altwind | 47 | SCE | Difwind Farms Limited I | WIND | WIND | WIND | SP15 | SCE1 | 1985-12-18 |  | 47.08 | A
35300 | Participating Unit | Yes | Yes | ANTLPE_2_QF | ANTELOPE VALLEY AREA LUMPED UNITS | 206.5 | SCE | Southern California Edison | WIND | WIND | WIND | SP15 | SCE1 | 1982-01-01 |  | 206.5 | A
134200 | Participating Unit | No | No | DTCHWD_2_BT3WND | Brookfield Tehachapi 3 | 4.5 | SCE | Coram Energy LLC | WIND | WIND | WIND | SP15 | SCE1 | 1986-04-22 |  | 4.5 | A
134300 | Participating Unit | No | No | DTCHWD_2_BT4WND | Brookfield Tehachapi 4 | 6.52 | SCE | Coram Tehachapi, L.P. | WIND | WIND | WIND | SP15 | SCE1 | 1986-04-22 |  | 7.1 | A
4100 | Participating Unit | No | No | CABZON_1_WINDA1 | Cabazon Wind Project | 41 | SCE | Cabazon Wind Partners, LLC | WIND | WIND | WIND | SP15 | SCE1 | 2002-08-31 |  | 41 | A
132700 | Participating Unit | No | No | ENWIND_2_WIND1 | Cameron Ridge | 47.1 | SCE | Cameron Ridge, LLC | WIND | WIND | WIND | SP15 | SCE1 | 2014-12-10 |  | 47.12 | A
131500 | Participating Unit | No | No | FLOWD_2_WIND1 | Cameron Ridge 2 | 11.9 | SCE | Cameron Ridge II, LLC | WIND | WIND | WIND | SP15 | SCE1 | 2016-01-15 |  | 11.9 | A
35311 | Participating Unit | Yes | No | MIDWD_7_CORAMB | CELLC 7.5 MW Tehachapi Project | 7.5 | SCE | Coram Energy, LLC | WIND | WIND | WIND | SP15 | SCE1 | 1983-12-01 |  | 7.5 | A
103900 | Participating Unit | No | Yes | BRODIE_2_WIND | Coram Brodie Wind Project | 102 | SCE | Coram California Development, L.P. | WIND | WIND | WIND | SP15 | SCE1 | 2012-03-29 |  | 102 | A
35309 | Participating Unit | Yes | No | MIDWD_2_WIND2 | Coram Energy | 3 | SCE | Coram Energy, LLC | WIND | WIND | WIND | SP15 | SCE1 | 1985-12-06 |  | 3 | A
100900 | Participating Unit | No | No | ALTA3A_2_CPCE4 | CPC East - Alta Wind IV | 102 | SCE | Alta Wind IV, LLC | WIND | WIND | WIND | SP15 | SCE1 | 2011-03-12 |  | 102 | A
101300 | Participating Unit | No | No | ALTA3A_2_CPCE5 | CPC East - Alta Wind V | 168 | SCE | Alta Wind V, LLC | WIND | WIND | WIND | SP15 | SCE1 | 2011-04-21 |  | 168 | A
103600 | Participating Unit | No | No | ALTA3A_2_CPCE8 | CPC East - Alta Wind VIII | 150 | SCE | Alta Wind VIII, LLC | WIND | WIND | WIND | SP15 | SCE1 | 2012-02-01 |  | 150 | A
107300 | Participating Unit | No | No | ALT6DS_2_WIND9 | CPC East Alta Wind IX | 132 | SCE | Alta Wind IX, LLC | WIND | WIND | WIND | SP15 | SCE1 | 2013-01-01 |  | 132 | A
104500 | Participating Unit | No | No | ALTA4B_2_CPCW6 | CPC West - Alta Wind 6 | 150 | SCE | Alta Wind VI, LLC | WIND | WIND | WIND | SP15 | SCE1 | 2012-05-09 |  | 150 | A
100400 | Participating Unit | No | No | ALTA4A_2_CPCW1 | CPC West - Alta Wind I | 150 | SCE | Alta Wind I, LLC | WIND | WIND | WIND | SP15 | SCE1 | 2010-12-29 |  | 150 | A
100500 | Participating Unit | No | No | ALTA4B_2_CPCW2 | CPC West - Alta Wind II | 150 | SCE | Alta Wind II, LLC | WIND | WIND | WIND | SP15 | SCE1 | 2010-12-29 |  | 150 | A
100700 | Participating Unit | No | No | ALTA4B_2_CPCW3 | CPC West - Alta Wind III | 150 | SCE | Alta Interconnection Management, LLC | WIND | WIND | WIND | SP15 | SCE1 | 2011-02-12 |  | 150 | A
44600 | Participating Unit | Yes | Yes | DEVERS_1_QF | DEVERS AREA LUMPED UNITS | 155 | SCE | Southern California Edison | WIND | WIND | WIND | SP15 | SCE1 | 1983-01-01 |  | 155 | A
96600 | Participating Unit | No | No | TIFFNY_1_DILLON | Dillon 1 Wind Project | 45 | SCE | Dillon Wind LLC | WIND | WIND | WIND | SP15 | SCE1 | 2008-04-18 |  | 45 | A
44616 | Participating Unit | Yes | No | GARNET_2_WIND5 | Eastwind | 3 | SCE | Yavi Energy, LLC | WIND | WIND | WIND | SP15 | SCE1 | 1985-01-07 |  | 3 | A
127700 | Participating Unit | No | Yes | CAPWD_1_QF | Edom Hills Wind Farm | 19.55 | SCE | Edom Hills Project 1, LLC | WIND | WIND | WIND | SP15 | SCE1 | 1985-03-15 |  | 20 | A
44604 | Participating Unit | No | No | TRNSWD_1_QF | FPL Energy C Wind | 38.97 | SCE | FPL Energy Cabazon Wind, LLC | WIND | WIND | WIND | SP15 | SCE1 | 1984-12-03 |  | 39 | A
97500 | Participating Unit | No | No | GARNET_1_WIND | GARNET WIND ENERGY CENTER | 6.5 | SCE | GARNET ENERGY CORPORATION | WIND | WIND | WIND | SP15 | SCE1 | 2009-06-02 |  | 6.5 | A
122700 | Participating Unit | No | No | GARNET_1_WINDS | Garnet Winds Aggregation | 22.5 | SCE | Windpower Partners 1993, L.P. | WIND | WIND | WIND | SP15 | SCE1 | 2011-02-21 |  | 22.5 | A
90500 | Participating Unit | Yes | Yes | GARNET_1_UNITS | GREEN POWER WIND FACILITY (Aggregate) | 16.5 | SCE | FPL Energy Green Power Wind, LLC | WIND | WIND | WIND | SP15 | SCE1 | 1975-07-01 |  | 16.5 | A
126400 | Participating Unit | No | No | GARNET_2_WIND2 | Karen Avenue Wind Farm | 11.7 | SCE | Energy Development & Construction Corp. | WIND | WIND | WIND | SP15 | SCE1 | 2015-08-01 |  | 11.7 | A
107000 | Participating Unit | No | No | MANZNA_2_WIND | Manzana Wind | 189 | SCE | Manzana Wind | WIND | WIND | WIND | SP15 | SCE1 | 2012-12-20 |  | 189 | A
22900 | Participating Unit | No | No | MTWIND_1_UNIT 1 | Mountain View I | 44.4 | SCE | Mountain View Power Partners, L.L.C. | WIND | WIND | WIND | SP15 | SCE1 | 2001-03-24 |  | 44.4 | A
23000 | Participating Unit | No | No | MTWIND_1_UNIT 2 | Mountain View II | 22.2 | SCE | Mountain View Power Partners, L.L.C. | WIND | WIND | WIND | SP15 | SCE1 | 2001-09-17 |  | 22.2 | A
89100 | Participating Unit | No | No | MTWIND_1_UNIT 3 | Mountain View III | 22.44 | SCE | Mountain View III Power Partners | WIND | WIND | WIND | SP15 | SCE1 | 2003-12-15 |  | 22.44 | A
104600 | Participating Unit | No | No | BLAST_1_WIND | Mountain View IV Wind | 49 | SCE | Mountain View Power Partners IV, LLC | WIND | WIND | WIND | SP15 | SCE1 | 2012-02-23 |  | 49 | A
106500 | Participating Unit | No | No | JAWBNE_2_NSRWND | North Sky River Wind Project | 160 | SCE | North Sky River Energy, LLC | WIND | WIND | WIND | SP15 | SCE1 | 2012-12-07 |  | 162 | A
91000 | Participating Unit | No | No | VINCNT_2_WESTWD | OASIS POWER PLANT | 60 | SCE | OASIS POWER PARTNERS, LLC | WIND | WIND | WIND | SP15 | SCE1 | 2005-03-31 |  | 60 | A
24400 | Participating Unit | No | No | PWEST_1_UNIT | PACIFIC WEST I | 2.1 | SCE | Phoenix Wind Power, LLC | WIND | WIND | WIND | SP15 | SCE1 |  |  | 2.1 | A
44617 | Participating Unit | Yes | No | VENWD_1_WIND3 | Painted Hills Wind Park | 19.04 | SCE | Painted Hills Wind Developers | WIND | WIND | WIND | SP15 | SCE1 | 1985-12-01 |  | 19.05 | A
122500 | Participating Unit | Yes | No | GARNET_2_WIND1 | Phoenix | 11.2 | SCE | San Gorgonio Westwinds II, LLC | WIND | WIND | WIND | SP15 | SDG1 | 2015-01-26 |  | 11.78 | A
35315 | Participating Unit | Yes | No | ENWIND_2_WIND2 | Ridgetop 1 | 65 | SCE | Ridgetop Energy, LLC | WIND | WIND | WIND | SP15 | SCE1 | 1983-12-31 |  | 65 | A
122100 | Participating Unit | No | No | RTREE_2_WIND1 | Rising Tree 1 | 79.2 | SCE | Rising Tree Wind Farm LLC | WIND | WIND | WIND | SP15 | SCE1 | 2015-01-12 |  | 79.2 | A
122200 | Participating Unit | No | No | RTREE_2_WIND2 | Rising Tree 2 | 19.8 | SCE | Rising Tree Wind Farm II LLC | WIND | WIND | WIND | SP15 | SCE1 | 2015-01-12 |  | 19.8 | A
125900 | Participating Unit | No | No | RTREE_2_WIND3 | Rising Tree 3 | 99 | SCE | Rising Tree Wind Farm III LLC | WIND | WIND | WIND | SP15 | SCE1 | 2015-06-25 |  | 99 | A
44622 | Participating Unit | Yes | No | GARNET_2_WIND3 | San Gorgonio East | 12.67 | SCE | San Gorgonio Westwinds II, LLC | WIND | WIND | WIND | SP15 | SCE1 | 1985-12-01 |  | 12.6 | A
117200 | Participating Unit | Yes | No | JAWBNE_2_SRWND | Sky River | 77 | SCE | Sky River, LLC | WIND | WIND | WIND | SP15 | SCE1 | 2012-12-11 |  | 77.5 | A
73600 | Participating Unit | Yes | Yes | VINCNT_2_QF | VINCENT AREA LUMPED UNITS | 238.9 | SCE | Southern California Edison | WIND | WIND | WIND | SP15 | SCE1 | 1985-01-01 |  | 238.9 | A
33500 | Participating Unit | No | No | WHTWTR_1_WINDA1 | Whitewater Hill Wind Project | 61.5 | SCE | Whitewater Hill Wind Partners, LLC | WIND | WIND | WIND | SP15 | SCE1 | 2002-08-31 |  | 61.5 | A
35303 | Participating Unit | No | No | ARBWD_6_QF | Wind Resource II | 19.95 | SCE | CalWind Resources, Incorporated | WIND | WIND | WIND | SP15 | SCE1 | 1991-03-29 |  | 20 | A
73613 | Participating Unit | Yes | No | TEHAPI_2_WIND1 | Wind Wall Monolith 1 | 16.9 | SCE | AES Tehachapi Wind, LLC | WIND | WIND | WIND | SP15 | SCE1 | 1985-11-13 |  | 17 | A
73614 | Participating Unit | Yes | No | TEHAPI_2_WIND2 | Wind Wall Monolith 2 | 21.68 | SCE | AES Tehachapi Wind, LLC | WIND | WIND | WIND | SP15 | SCE1 | 1986-12-05 |  | 22.5 | A
118600 | Participating Unit | Yes | No | MIDWD_6_WNDLND | Windland Refresh I | 7.45 | SCE | Windland Refresh, LLC | WIND | WIND | WIND | SP15 | SCE1 | 2014-06-03 |  | 7.46 | A
134400 | Participating Unit | No | No | VENWD_1_WIND1 | Windpark Unlimited 1 | 9.43 | SCE | Energy Unlimited PH, Inc. | WIND | WIND | WIND | SP15 | SCE1 | 1985-12-31 |  | 9.44 | A
134500 | Participating Unit | No | No | VENWD_1_WIND2 | Windpark Unlimited 2 | 16.05 | SCE | Energy Unlimited PH, Inc. | WIND | WIND | WIND | SP15 | SCE1 | 1985-12-31 |  | 16.06 | A
104000 | Participating Unit | No | Yes | WNDSTR_2_WIND | Windstar I | 120 | SCE | Windstar Energy, LLC | WIND | WIND | WIND | SP15 | SCE1 | 2012-01-28 |  | 120 | A
35325 | Participating Unit | Yes | No | NZWIND_6_WDSTR | Windstream 39 | 6.2 | SCE | Windstream Operations, LLC | WIND | WIND | WIND | SP15 | SCE1 | 1984-02-01 |  | 6.24 | A
35326 | Participating Unit | Yes | No | NZWIND_6_WDSTR2 | Windstream 40 | 6.9 | SCE | Windstream Operations, LLC | WIND | WIND | WIND | SP15 | SCE1 | 1984-09-01 |  | 6.93 | A
35327 | Participating Unit | Yes | No | NZWIND_6_WDSTR3 | Windstream 41 | 6 | SCE | Windstream Operations, LLC | WIND | WIND | WIND | SP15 | SCE1 | 1984-12-01 |  | 6.02 | A
35328 | Participating Unit | Yes | No | NZWIND_6_WDSTR4 | Windstream 6042 | 6.77 | SCE | Windstream Operations, LLC | WIND | WIND | WIND | SP15 | SCE1 | 1985-10-17 |  | 6.77 | A
35324 | Participating Unit | Yes | No | NZWIND_2_WDSTR5 | Windstream 6111 | 6.31 | SCE | Windstream Operations, LLC | WIND | WIND | WIND | SP15 | SCE1 | 1986-01-24 |  | 6.5 | A
44620 | Participating Unit | No | No | GARNET_2_WIND4 | Windustries | 9.8 | SCE | San Gorgonio Westwinds II - Windustries, LLC | WIND | WIND | WIND | SP15 | SCE1 | 1985-11-24 |  | 9.8 | A
89200 | Participating Unit | No | No | BUCKWD_7_WINTCV | WINTEC V FACILITY | 1.32 | SCE | Wintec Energy, Ltd. | WIND | WIND | WIND | SP15 | SCE1 | 2003-12-30 |  | 1.32 | A
107100 | Participating Unit | No | No | GARNET_1_WT3WND | WKN Wagner, LLC | 6 | SCE | Wagner Wind, LLC | WIND | WIND | WIND | SP15 | SCE1 | 2012-12-24 |  | 6 | A
117100 | Participating Unit | Yes | No | OAKWD_6_ZEPHWD | Zephyr Park | 3.5 | SCE | Oak Creek Wind Power, LLC | WIND | WIND | WIND | SP15 | SCE1 | 2014-02-07 |  | 4.2 | A
7500 | Participating Unit | No | Yes | PANDOL_6_UNIT | Covanta Delano, Inc. | 49 | SCE | Covanta Delano, Inc. | WOOD WASTE | STEAM | BIOMASS | SP15 | SCE1 | 1990-01-01 |  | 58 | A | 0.603
36300 | Participating Unit | Yes | Yes | BARRE_2_QF | BARRE AREA LUMPED UNITS | 0.2 | SCE | VARIOUS |  |  | VARIOUS | SP15 | SCE1 | 1994-01-01 |  | 0.37 | A
73800 | Participating Unit | Yes | Yes | VISTA_6_QF | VISTA AREA LUMPED UNITS | 0.6 | SCE | VARIOUS |  |  | VARIOUS | SP15 | SCE1 | 1983-01-01 |  | 0.46 | A
13700 | Participating Unit | No | No | CSCGNR_1_UNIT 1 | Gianera GT 1 | 24.75 | PGAE | City of Santa Clara DBA Silicon Valley Power | NATURAL GAS | COMBUSTION TURBINE | PEAKER | NP15 | CSC1 | 1987-01-01 |  | 24.75 | A |  | 32.7595
13800 | Participating Unit | No | No | CSCGNR_1_UNIT 2 | Gianera GT 2 | 24.75 | PGAE | City of Santa Clara DBA Silicon Valley Power | NATURAL GAS | COMBUSTION TURBINE | PEAKER | NP15 | CSC1 | 1986-01-01 |  | 24.75 | A |  | 32.7595
32000 | Participating Unit | No | Yes | SUTTER_2_PL1X3 | SUTTER POWER PLANT AGGREGATE | 525 | PGAE | Calpine Construction Finance Company, L.P. | NATURAL GAS | COMBINED CYCLE | PSEUDO TIE | NP15 | PGE3 | 2001-05-04 |  | 572 | C |  | 24.4583
67600 | Participating Unit | No | Yes | CSCCOG_1_UNIT 1 | SANTA CLARA COGEN | 7 | PGAE | City of Santa Clara DBA Silicon Valley Power | NATURAL GAS | COMBUSTION TURBINE | COGENERATION | NP15 | CSC1 | 1981-01-01 |  | 7 | A |  | 20.3292
61900 | Participating Unit | No | No | OROVIL_6_UNIT | OROVILLE COGEN | 7.5 | PGAE | Oroville Cogeneration, LP | NATURAL GAS | COMBUSTION TURBINE | COGENERATION | NP15 | PGE3 | 1989-12-18 |  | 7.5 | A |  | 17.2675
19700 | Participating Unit | No | No | LODI25_2_UNIT 1 | LODI GAS TURBINE | 25.3 | PGAE | NCPA (MSS Agreement - S14) | NATURAL GAS | COMBUSTION TURBINE | PEAKER | NP15 | NCP1 | 1986-01-01 |  | 25.4 | A |  | 15.8535
32400 | Participating Unit | Yes | No | UNCHEM_1_UNIT | CONTRA COSTA CARBON PLANT | 19 | PGAE | ConocoPhillips Co. (formerly Tosco) | PETROLEUM COKE | STEAM | COGENERATION | NP15 | PGE3 | 1983-01-01 |  | 20 | A |  | 14.68
26400 | Participating Unit | No | No | PITTSP_7_UNIT 5 | Pittsburg Unit 5 | 312 | PGAE | Mirant | NATURAL GAS | STEAM | THERMAL | NP15 | PGE3 | 1960-01-01 |  | 320 | A |  | 13.9652
26500 | Participating Unit | No | No | PITTSP_7_UNIT 6 | Pittsburg Unit 6 | 317 | PGAE | Mirant | NATURAL GAS | STEAM | THERMAL | NP15 | PGE3 | 1961-01-01 |  | 325 | A |  | 13.9652
26600 | Participating Unit | No | No | PITTSP_7_UNIT 7 | Pittsburg Unit 7 | 530 | PGAE | Mirant | NATURAL GAS | STEAM | THERMAL | NP15 | PGE3 | 1972-01-01 |  | 712 | A |  | 13.9652
95800 | Participating Unit | No | Yes | PALALT_7_COBUG | Cooperatively Owned Back Up Generator | 4.5 | PGAE | NCPA (MSS Agreement - S14) | NATURAL GAS | COMBUSTION TURBINE | PEAKER | NP15 | NCP1 | 2007-10-15 |  | 4.8 | A |  | 13.8124
13900 | Participating Unit | No | No | GILRPP_1_PL3X4 | Gilroy Energy Center Unit 3 | 46.2 | PGAE | CALPINE | NATURAL GAS | COMBUSTION TURBINE | PEAKER | NP15 | PGE3 | 2002-02-28 |  | 49.9 | A |  | 13.8124
14000 | Participating Unit | No | Yes | GILRPP_1_PL1X2 | GILROY ENERGY CENTER UNITS 1 & 2 (AGGREGATE) | 95.4 | PGAE | CALPINE | NATURAL GAS | COMBUSTION TURBINE | PEAKER | NP15 | PGE3 | 2002-01-29 |  | 99.8 | A |  | 13.8124
14400 | Participating Unit | No | Yes | GWFPWR_1_UNITS | GWF HEP PEAKER PLANT (AGGREGATE) | 98.46 | PGAE | GWF Energy, LLC | NATURAL GAS | COMBUSTION TURBINE | PEAKER | NP15 | PGE3 | 2001-08-27 |  | 96 | A |  | 13.8124
82700 | Participating Unit | No | Yes | LECEF_1_UNITS | LOS ESTEROS ENERGY FACILITY (AGGREGATE) | 294 | PGAE | Calpine | NATURAL GAS | COMBUSTION TURBINE | PEAKER | NP15 | PGE3 | 2013-07-31 |  | 319.6 | A |  | 13.8124
32800 | Participating Unit | No | No | VACADX_1_UNITA1 | Vaca Dixon Peaker Plant | 50.61 | PGAE | CalPeak Power - Vaca Dixon, LLC | NATURAL GAS | COMBUSTION TURBINE | PEAKER | NP15 | PGE3 | 2002-06-21 |  | 48.49 | A |  | 13.8124
24600 | Participating Unit | No | Yes | PNOCHE_1_PL1X2 | WELLHEAD - PANOCHE PEAKER | 49.97 | PGAE | Wellhead Power Panoche | NATURAL GAS | COMBUSTION TURBINE | PEAKER | NP15 | PGE3 | 2005-06-14 |  | 49.35 | A |  | 13.8124
400 | Participating Unit | No | No | ALMEGT_1_UNIT 1 | Alameda GT Unit 1 | 23.8 | PGAE | NCPA (MSS Agreement - S14) | NATURAL GAS | COMBUSTION TURBINE | PEAKER | NP15 | NCP1 | 1986-01-01 |  | 25.4 | A |  | 13.3978
500 | Participating Unit | No | No | ALMEGT_1_UNIT 2 | Alameda GT Unit 2 | 25.4 | PGAE | NCPA (MSS Agreement - S14) | NATURAL GAS | COMBUSTION TURBINE | PEAKER | NP15 | NCP1 | 1986-01-01 |  | 25.4 | A |  | 13.3978
93200 | Participating Unit | Yes | Yes | FELLOW_7_QFUNTS | FELLOW QF UNIT AGGREGATE | 10.5 | PGAE | Pacific Gas & Electric Company | NATURAL GAS | VARIOUS | THERMAL | ZP26 | PGE4 | 2006-06-01 |  | 17.25 | A |  | 12.9984
34000 | Participating Unit | No | No | YUBACT_6_UNITA1 | Yuba City Energy Center | 46 | PGAE | Yuba City Energy Center, LLC | NATURAL GAS | COMBUSTION TURBINE | PEAKER | NP15 | PGE3 | 2002-07-26 |  | 49.9 | A |  | 12.7531
22500 | Participating Unit | No | No | MOSSLD_7_UNIT 6 | Moss Landing 6 | 754 | PGAE | Dynegy Moss Landing, LLC | NATURAL GAS | STEAM | THERMAL | NP15 | PGE3 | 1967-01-01 |  | 702 | A |  | 11.62
22600 | Participating Unit | No | No | MOSSLD_7_UNIT 7 | Moss Landing 7 | 755 | PGAE | Dynegy Moss Landing, LLC | NATURAL GAS | STEAM | THERMAL | NP15 | PGE3 | 1968-01-01 |  | 702 | A |  | 11.62
7600 | Participating Unit | No | Yes | DELTA_2_PL1X4 | DELTA ENERGY CENTER (AGGREGATE) | 880 | PGAE | Delta Energy Center, LLC | NATURAL GAS | COMBINED CYCLE | THERMAL | NP15 | PGE3 | 2002-06-17 |  | 943.5 | A |  | 11.6112
81900 | Participating Unit | No | No | LMBEPK_2_UNITA3 | GOOSE HAVEN ENERGY CENTER | 48 | PGAE | Goose Haven Energy Center LLC (Calpine) | NATURAL GAS | COMBUSTION TURBINE | PEAKER | NP15 | PGE3 | 2003-01-06 |  | 49.9 | A |  | 11.5801
82200 | Participating Unit | No | No | LMBEPK_2_UNITA1 | LAMBIE ENERGY CENTER | 48 | PGAE | Lambie Energy Center LLC (Calpine) | NATURAL GAS | COMBUSTION TURBINE | PEAKER | NP15 | PGE3 | 2003-01-06 |  | 49.9 | A |  | 11.4939
112900 | Participating Unit | No | Yes | RUSCTY_2_UNITS | Russell City Energy Center | 620 | PGAE | Russell City Energy Company, LLC | NATURAL GAS | COMBINED CYCLE | THERMAL | NP15 | PGE3 | 2013-08-08 |  | 600 | A |  | 11.4508
27500 | Participating Unit | No | Yes | REDBLF_6_UNIT | RED BLUFF PEAKER PLANT | 44 | PGAE | California Power Holdings, LLC | NATURAL GAS | RECIPROCATING ENGINE | PEAKER | NP15 | PGE3 | 2001-08-11 |  | 44 | A |  | 11.3884
19800 | Participating Unit | No | No | STIGCT_2_LODI | Lodi Steam Injected Gas Turbine | 49.9 | PGAE | NCPA (MSS Agreement - S14) | NATURAL GAS | COMBUSTION TURBINE | PEAKER | NP15 | NCP1 | 1996-01-01 |  | 51.2 | A |  | 11.38
81700 | Participating Unit | No | No | LMBEPK_2_UNITA2 | CREED ENERGY CENTER | 48 | PGAE | Creed Energy Center LLC (Calpine) | NATURAL GAS | COMBUSTION TURBINE | PEAKER | NP15 | PGE3 | 2003-01-06 |  | 49.9 | A |  | 11.3783
19100 | Participating Unit | No | No | KNGCTY_6_UNITA1 | King City Energy Center | 44.6 | PGAE | CALPINE | NATURAL GAS | COMBUSTION TURBINE | PEAKER | NP15 | PGE3 | 2002-01-14 |  | 49.9 | A |  | 11.3394
65700 | Participating Unit | Yes | No | SMPRIP_1_SMPSON | Ripon Cogeneration Unit 1 | 46.05 | PGAE | Veresen U.S. Power Inc. | NATURAL GAS | COMBUSTION TURBINE | COGENERATION | NP15 | PGE3 | 1988-04-19 |  | 49.5 | A |  | 11.2763
31900 | Participating Unit | No | Yes | SUNRIS_2_PL1X3 | SUNRISE POWER PROJECT (AGGREGATE) | 586.02 | PGAE | Edison Mission Energy | NATURAL GAS | COMBINED CYCLE | THERMAL | ZP26 | PGE4 | 2001-06-07 |  | 590 | A |  | 11.2249
82600 | Participating Unit | No | No | WOLFSK_1_UNITA1 | WOLFSKILL ENERGY CENTER | 46.9 | PGAE | Wolfskill Energy Center, LLC (Calpine) | NATURAL GAS | COMBUSTION TURBINE | PEAKER | NP15 | PGE3 | 2003-03-22 |  | 49.9 | A |  | 11.2227
83000 | Participating Unit | No | No | RVRVEW_1_UNITA1 | RIVERVIEW ENERGY CENTER | 48.7 | PGAE | Riverview Energy Center LLC | NATURAL GAS | COMBUSTION TURBINE | PEAKER | NP15 | PGE3 | 2003-05-02 |  | 49.9 | A |  | 11.2207
81800 | Participating Unit | No | No | BOGUE_1_UNITA1 | FEATHER RIVER ENERGY CENTER | 46.3 | PGAE | Feather River Energy Center LLC (Calpine) | NATURAL GAS | COMBUSTION TURBINE | PEAKER | NP15 | PGE3 | 2002-12-23 |  | 49.9 | A |  | 11.0576
100 | Participating Unit | No | Yes | KERNRG_1_UNITS | South Belridge Cogen Facility | 55.2 | PGAE | AERA ENERGY LLC | NATURAL GAS | COMBUSTION TURBINE | COGENERATION | ZP26 | PGE4 | 1985-01-01 |  | 69.6 | A |  | 10.9325
50400 | Participating Unit | Yes | No | SIERRA_1_UNITS | HIGH SIERRA LIMITED | 52.43 | PGAE | HIGH SIERRA LIMITED | NATURAL GAS | COMBUSTION TURBINE | COGENERATION | ZP26 | PGE4 | 1989-02-24 |  | 48.08 | A |  | 10.7573
22700 | Participating Unit | No | Yes | MOSSLD_2_PSP1 | Moss Landing CC Plant 1 (Aggregate) | 510 | PGAE | Dynegy Moss Landing, LLC | NATURAL GAS | COMBINED CYCLE | THERMAL | NP15 | PGE3 | 2002-07-01 |  | 541 | A |  | 10.75
22800 | Participating Unit | No | Yes | MOSSLD_2_PSP2 | Moss Landing CC Plant 2 (Aggregate) | 510 | PGAE | Dynegy Moss Landing, LLC | NATURAL GAS | COMBINED CYCLE | THERMAL | NP15 | PGE3 | 2002-07-11 |  | 541 | A |  | 10.75
5200 | Participating Unit | No | Yes | CHWCHL_1_UNIT | CHOW 2 PEAKER PLANT | 48.6 | PGAE | California Power Holdings, LLC | NATURAL GAS | RECIPROCATING ENGINE | THERMAL | NP15 | PGE3 | 2001-06-13 |  | 48.6 | A |  | 10.6188
44900 | Participating Unit | Yes | No | DOUBLC_1_UNITS | DOUBLE C LIMITED | 52.23 | PGAE | DOUBLE C LIMITED | NATURAL GAS | COMBUSTION TURBINE | COGENERATION | ZP26 | PGE4 | 1989-03-14 |  | 48.08 | A |  | 10.595
52700 | Participating Unit | No | No | KERNFT_1_UNITS | KERN FRONT LIMITED | 52.4 | PGAE | KERN FRONT LIMITED | NATURAL GAS | COMBUSTION TURBINE | COGENERATION | ZP26 | PGE4 | 1989-01-07 |  | 60 | A |  | 10.5765
127800 | Participating Unit | No | Yes | PLMSSR_6_HISIER | High Sierra Cogeneration Aggregate | 6 | PGAE | NCPA (MSS Agreement - S14) | NATURAL GAS | INTERNAL COMBUSTION | THERMAL | NP15 | NCP1 | 2010-04-22 |  | 6 | A |  | 10.575
109400 | Participating Unit | No | No | COCOPP_2_CTG1 | GENON MARSH LANDING GEN STATION UNIT 1 | 204.2 | PGAE | GENON MARSH LANDING, LLC | NATURAL GAS | COMBUSTION TURBINE | THERMAL | NP15 | PGE3 | 2013-05-01 |  | 222 | A |  | 10.5631
109500 | Participating Unit | No | No | COCOPP_2_CTG2 | GENON MARSH LANDING GEN STATION UNIT 2 | 202.7 | PGAE | GENON MARSH LANDING, LLC | NATURAL GAS | COMBUSTION TURBINE | THERMAL | NP15 | PGE3 | 2013-05-01 |  | 222 | A |  | 10.5631
109600 | Participating Unit | No | No | COCOPP_2_CTG3 | GENON MARSH LANDING GEN STATION UNIT 3 | 208.96 | PGAE | GENON MARSH LANDING, LLC | NATURAL GAS | COMBUSTION TURBINE | THERMAL | NP15 | PGE3 | 2013-05-01 |  | 222 | A |  | 10.5631
109700 | Participating Unit | No | No | COCOPP_2_CTG4 | GENON MARSH LANDING GEN STATION UNIT 4 | 204.29 | PGAE | GENON MARSH LANDING, LLC | NATURAL GAS | COMBUSTION TURBINE | THERMAL | NP15 | PGE3 | 2013-05-01 |  | 222 | A |  | 10.5631
105300 | Participating Unit | No | Yes | KELSO_2_UNITS | Mariposa Energy Project | 196 | PGAE | Mariposa Energy, LLC | NATURAL GAS | COMBUSTION TURBINE | PEAKER | NP15 | PGE3 | 2012-10-01 |  | 195.9 | A |  | 10.5542
29200 | Participating Unit | Yes | Yes | SHELRF_1_UNITS | Martinez Refining Company (Aggregate) | 100 | PGAE | Martinez Refining Co. | NATURAL GAS | COMBINED CYCLE | THERMAL | NP15 | PGE3 | 1995-01-01 |  | 100 | A |  | 10.2615
84100 | Participating Unit | No | Yes | ELKHIL_2_PL1X3 | ELK HILLS GENERATING PROJECT (AGGREGATE) | 551.7 | PGAE | Elk Hills Power | NATURAL GAS | COMBINED CYCLE | THERMAL | ZP26 | PGE4 | 2003-07-24 |  | 610 | A |  | 10.1623
44100 | Participating Unit | Yes | No | DEXZEL_1_UNIT | Western Power and Steam Cogeneration | 36.8 | PGAE | Western Power and Steam, Inc. | NATURAL GAS | COMBUSTION TURBINE | COGENERATION | ZP26 | PGE4 | 1989-11-30 |  | 30 | A |  | 9.9883
40100 | Participating Unit | Yes | No | CHEVCO_6_UNIT 1 | CHEVRON USA (COALINGA) | 19 | PGAE | Pacific Gas & Electric Company | NATURAL GAS | COMBUSTION TURBINE | COGENERATION | NP15 | PGE3 | 1986-01-17 |  | 19 | A |  | 9.9292
93300 | Participating Unit | No | Yes | AGRICO_6_PL3N5 | FRESNO PEAKER PLANT | 22.69 | PGAE | Fresno Cogeneration Partners, LP | NATURAL GAS | COMBUSTION TURBINE | COGENERATION | NP15 | PGE3 | 2006-08-30 |  | 21.23 | A |  | 9.9292
49200 | Participating Unit | Yes | No | GRNLF2_1_UNIT | GREENLEAF UNIT #2 | 63.75 | PGAE | 12C021 | NATURAL GAS | COMBUSTION TURBINE | COGENERATION | NP15 | PGE3 | 1989-10-12 |  | 63.75 | A |  | 9.9292
63000 | Participating Unit | Yes | No | KINGCO_1_KINGBR | PE - KES KINGSBURG,LLC | 34.5 | PGAE | KES Kingsburg, L.P. | NATURAL GAS | COMBUSTION TURBINE | COGENERATION | NP15 | PGE3 | 1990-12-05 |  | 40 | A |  | 9.9292
64800 | Participating Unit | Yes | No | STAUFF_1_UNIT | RHODIA INC. (RHONE-POULENC) | 4.6 | PGAE | Pacific Gas & Electric Company | NATURAL GAS | COMBUSTION TURBINE | COGENERATION | NP15 | PGE3 | 1977-06-01 |  | 4.6 | A |  | 9.9292
66300 | Participating Unit | No | No | SALIRV_2_UNIT | SALINAS RIVER COGENERATION | 57 | PGAE | Chevron Power Holdings, Inc. | NATURAL GAS | COMBUSTION TURBINE | COGENERATION | NP15 | PGE3 | 1991-10-11 |  | 45 | A |  | 9.9292
67400 | Participating Unit | Yes | No | SGREGY_6_SANGER | SANGER POWER, LLC | 48.3 | PGAE | Pacific Gas & Electric Company | NATURAL GAS | COMBUSTION TURBINE | COGENERATION | NP15 | PGE3 | 1990-12-11 |  | 48.3 | A |  | 9.9292
67900 | Participating Unit | No | No | SARGNT_2_UNIT | SARGENT CANYON COGENERATION | 57.1 | PGAE | Chevron Power Holdings, Inc. | NATURAL GAS | COMBUSTION TURBINE | COGENERATION | NP15 | PGE3 | 1991-10-07 |  | 45 | A |  | 9.9292
40300 | Participating Unit | Yes | No | CHEVCY_1_UNIT | CHEVRON USA (CYMRIC) | 24.3 | PGAE | Pacific Gas & Electric Company | NATURAL GAS | COMBUSTION TURBINE | COGENERATION | ZP26 | PGE4 | 1982-10-15 |  | 24.3 | A |  | 9.9292
40400 | Participating Unit | Yes | No | DISCOV_1_CHEVRN | CHEVRON USA (EASTRIDGE) | 56.2 | PGAE | Pacific Gas & Electric Company | NATURAL GAS | COMBUSTION TURBINE | COGENERATION | ZP26 | PGE4 | 1988-06-13 |  | 56.2 | A |  | 9.9292
40500 | Participating Unit | Yes | No | CHEVCD_6_UNIT | CHEVRON USA (TAFT/CADET) | 11.5 | PGAE | Pacific Gas & Electric Company | NATURAL GAS | COMBUSTION TURBINE | COGENERATION | ZP26 | PGE4 | 1982-07-26 |  | 11.5 | A |  | 9.9292
70900 | Participating Unit | Yes | No | VEDDER_1_SEKERN | TEXACO EXPLORATION & PRODUCTION INC. (SE KERN) | 39.7 | PGAE | Pacific Gas & Electric Company | NATURAL GAS | COMBUSTION TURBINE | COGENERATION | ZP26 | PGE4 | 1989-01-31 |  | 39.7 | A |  | 9.9292
62900 | Participating Unit | Yes | No | GRZZLY_1_BERKLY | PE - BERKELEY, INC. | 32.5 | PGAE | Pacific Gas & Electric Company | NATURAL GAS | COMBUSTION TURBINE | COGENERATION | NP15 | PGE3 | 1987-05-19 |  | 32.5 | A |  | 9.8918
61500 | Participating Unit | No | No | OILDAL_1_UNIT 1 | OILDALE ENERGY | 40 | PGAE | OILDALE ENERGY LLC | NATURAL GAS | COMBUSTION TURBINE | COGENERATION | ZP26 | PGE4 | 1984-12-29 |  | 47.5 | A |  | 9.8669
20100 | Participating Unit | No | Yes | LMEC_1_PL1X3 | LOS MEDANOS ENERGY CENTER (AGGREGATE) | 561.29 | PGAE | Calpine | NATURAL GAS | COMBINED CYCLE | THERMAL | NP15 | PGE3 | 2001-06-09 |  | 519.99 | A |  | 9.75
24500 | Participating Unit | No | No | PNOCHE_1_UNITA1 | Panoche - CalPeak | 52.01 | PGAE | CalPeak Power LLC | NATURAL GAS | COMBUSTION TURBINE | PEAKER | NP15 | PGE3 | 2001-12-27 |  | 49 | A |  | 9.5515
97400 | Participating Unit | No | Yes | PNCHEG_2_PL1X4 | Panoche Energy Center | 401 | PGAE | Panoche Energy Center, LLC | NATURAL GAS | COMBUSTION TURBINE | PEAKER | NP15 | PGE3 | 2009-05-28 |  | 418.6 | A |  | 9.5515
75700 | Participating Unit | Yes | No | YUBACT_1_SUNSWT | YUBA CITY COGEN (SUNSWEET) | 49.97 | PGAE | Yuba City Cogeneration Partners, L.P. | NATURAL GAS | COMBUSTION TURBINE | COGENERATION | NP15 | PGE3 | 1990-12-27 |  | 57.2 | A |  | 9.5408
21400 | Participating Unit | No | Yes | SUNSET_2_UNITS | Midway Sunset Cogeneration Company | 248 | PGAE | Midway Sunset Cogeneration Company | NATURAL GAS | COMBUSTION TURBINE | COGENERATION | ZP26 | PGE4 | 1989-12-18 |  | 234 | A |  | 9.5092
97100 | Participating Unit | No | Yes | PNCHPP_1_PL1X2 | Midway Peaking LLC | 119.91 | PGAE | Midway Peaking, LLC | NATURAL GAS | COMBUSTION TURBINE | PEAKER | NP15 | PGE3 | 2009-05-04 |  | 139.8 | A |  | 9.5092
102700 | Participating Unit | No | No | DALYCT_1_FCELL | SF State Fuel Cell Station | 1.6 | PGAE | Pacific Gas and Electric Company | NATURAL GAS | COMBUSTION TURBINE | THERMAL | NP15 | PGE2 | 2011-09-27 |  | 1.6 | A |  | 9.4838
47600 | Participating Unit | Yes | Yes | CALPIN_1_AGNEW | Agnews Power Plant | 28 | PGAE | O.L.S. Energy-Agnews, Inc. | NATURAL GAS | COMBINED CYCLE | COGENERATION | NP15 | PGE3 | 1990-10-19 |  | 32 | A |  | 9.4412
35900 | Participating Unit | Yes | No | BDGRCK_1_UNITS | BADGER CREEK LIMITED | 47.49 | PGAE | Badger Creek Limited | NATURAL GAS | COMBUSTION TURBINE | COGENERATION | ZP26 | PGE4 | 1991-04-01 |  | 58.48 | A |  | 9.4302
53800 | Participating Unit | Yes | No | LIVOAK_1_UNIT 1 | LIVE OAK LIMITED | 47.49 | PGAE | Live Oak Limited | NATURAL GAS | COMBUSTION TURBINE | COGENERATION | ZP26 | PGE4 | 1991-03-16 |  | 58.48 | A |  | 9.4178
2600 | Participating Unit | Yes | No | TANHIL_6_SOLART | BERRY PETROLEUM COGEN 18 | 17 | PGAE | Pacific Gas & Electric Company | NATURAL GAS | COMBUSTION TURBINE | COGENERATION | ZP26 | PGE4 | 1986-01-01 |  | 6 | A |  | 9.4012
39600 | Participating Unit | Yes | No | CHALK_1_UNIT | CHALK CLIFF LIMITED | 47.49 | PGAE | Chalk Cliff Limited | NATURAL GAS | COMBUSTION TURBINE | COGENERATION | ZP26 | PGE4 | 1990-03-20 |  | 58.48 | A |  | 9.3225
15600 | Participating Unit | No | No | HENRTA_6_UNITA1 | Henrietta Peaker Plant Unit 1 | 49.98 | PGAE | GWF Energy, LLC | NATURAL GAS | COMBUSTION TURBINE | PEAKER | NP15 | PGE3 | 2002-07-01 |  | 49 | A |  | 9.32
15700 | Participating Unit | No | No | HENRTA_6_UNITA2 | Henrietta Peaker Plant Unit 2 | 49.42 | PGAE | GWF Energy, LLC | NATURAL GAS | COMBUSTION TURBINE | PEAKER | NP15 | PGE3 | 2002-07-01 |  | 49 | A |  | 9.32
69700 | Participating Unit | Yes | No | SRINTL_6_UNIT | SRI INTERNATIONAL | 6.9 | PGAE | Pacific Gas & Electric Company | NATURAL GAS | COMBUSTION TURBINE | COGENERATION | NP15 | PGE3 | 1987-03-10 |  | 6.9 | A |  | 9.3147
55400 | Participating Unit | Yes | No | MKTRCK_1_UNIT 1 | MCKITTRICK LIMITED | 47.49 | PGAE | MCKITTRICK LIMITED | NATURAL GAS | COMBUSTION TURBINE | COGENERATION | ZP26 | PGE4 | 1991-10-16 |  | 58.48 | A |  | 9.2555
91400 | Participating Unit | No | Yes | DUANE_1_PL1X3 | DONALD VON RAESFELD POWER PLANT | 147.8 | PGAE | City of Santa Clara DBA Silicon Valley Power | NATURAL GAS | COMBINED CYCLE | THERMAL | NP15 | NCP1 | 2005-03-24 |  | 154.4 | A |  | 9.2486
2700 | Participating Unit | No | No | UNVRSY_1_UNIT 1 | BERRY COGEN 38 | 38 | PGAE | Berry Petroleum Company | NATURAL GAS | COMBUSTION TURBINE | COGENERATION | ZP26 | PGE4 | 1986-01-01 |  | 37.2 | A |  | 9.1666
126000 | Participating Unit | No | Yes | HUMBPP_6_UNITS | Humboldt Bay Generating Station 1 | 97.62 | PGAE | Pacific Gas & Electric Company | NATURAL GAS | RECIPROCATING ENGINE | COGENERATION | NP15 | PGE3 | 2010-09-29 |  | 97.62 | A |  | 9.1049
99500 | Participating Unit | No | No | HUMBPP_1_UNITS3 | Humboldt Bay Generating Station 3 | 65.08 | PGAE | PG&E | NATURAL GAS | RECIPROCATING ENGINE | THERMAL | NP15 | PGE3 | 2010-09-29 |  | 65.08 | A |  | 9.1049
56800 | Participating Unit | Yes | No | MIDSET_1_UNIT 1 | MIDSET COGENERATION | 52.9 | PGAE | Chevron Power Holdings, Inc. | NATURAL GAS | COMBUSTION TURBINE | COGENERATION | ZP26 | PGE4 | 1989-03-16 |  | 45 | A |  | 9.0639
36500 | Participating Unit | Yes | No | BEARMT_1_UNIT | BEAR MOUNTAIN LIMITED | 47.49 | PGAE | BEAR MOUNTAIN LIMITED | NATURAL GAS | COMBUSTION TURBINE | COGENERATION | ZP26 | PGE4 | 1995-04-03 |  | 58.48 | A |  | 9.0134
91600 | Participating Unit | No | Yes | MALAGA_1_PL1X2 | Malaga Power Aggregate | 96 | PGAE | Malaga Power, LLC | NATURAL GAS | AGGREGATION | THERMAL | NP15 | PGE3 | 2005-09-19 |  | 121 | A |  | 9
34200 | Participating Unit | Yes | No | CHEVCO_6_UNIT 2 | AERA ENERGY LLC. (Coalinga) | 12.5 | PGAE | Pacific Gas & Electric Company | NATURAL GAS |  | COGENERATION | NP15 | PGE3 | 1988-06-03 |  | 12.5 | A |  | 8.5181
39900 | Participating Unit | No | Yes | STOILS_1_UNITS | CHEVRON RICHMOND REFINERY | 113.9 | PGAE | Chevron Products Company | NATURAL GAS |  | COGENERATION | NP15 | PGE3 | 1992-08-31 |  | 155 | A |  | 8.51
41100 | Participating Unit | Yes | Yes | CLRMTK_1_QF | CLAIRMONT AREA LUMPED QF UNITS | 1.25 | PGAE | VARIOUS | NATURAL GAS |  | COGENERATION | NP15 | PGE3 | 1983-12-05 |  | 1.25 | A |  | 8.51
57500 | Participating Unit | Yes | Yes | MISSIX_1_QF | MISSIX AREA (SAB FRABCUSCI) LUMPED QF UNITS | 1 | PGAE | VARIOUS | NATURAL GAS |  | COGENERATION | NP15 | PGE2 | 1987-01-01 |  | 13 | A |  | 8.51
102800 | Participating Unit | No | No | CASTVL_2_FCELL | CSUEB Fuel Cell Station | 1.4 | PGAE | Pacific Gas and Electric Company | NATURAL GAS | COMBUSTION TURBINE | THERMAL | NP15 | PGE2 | 2011-09-27 |  | 1.55 | A |  | 8.3969
71400 | Participating Unit | No | No | TXMCKT_6_UNIT | McKittrick Cogen | 11.2 | PGAE | Chevron U.S.A. Inc | NATURAL GAS | COMBUSTION TURBINE | COGENERATION | ZP26 | PGE4 | 1994-10-01 |  | 11.7 | A |  | 8.3252
72000 | Participating Unit | Yes | Yes | UNOCAL_1_UNITS | Phillips 66 - Rodeo Plant | 57.3 | PGAE | TOSCO | NATURAL GAS | COMBUSTION TURBINE | COGENERATION | NP15 | PGE3 | 1987-05-21 |  | 49.85 | A |  | 8.2858
41400 | Participating Unit | No | No | COLGA1_6_SHELLW | COALINGA COGENERATION | 52.9 | PGAE | Chevron Power Holdings, Inc. | NATURAL GAS | COMBUSTION TURBINE | COGENERATION | NP15 | PGE3 | 1991-10-17 |  | 45 | A |  | 8.1392
38000 | Participating Unit | Yes | Yes | BASICE_2_UNITS | CALPINE AMERICAN I COGEN (Aggregate) | 135 | PGAE | Pacific Gas & Electric Company | NATURAL GAS | COMBINED CYCLE | COGENERATION | NP15 | PGE3 | 1989-03-14 |  | 135 | A |  | 8.026
11600 | Participating Unit | No | Yes | AGRICO_7_UNIT | FRESNO COGEN PLANT | 50.6 | PGAE | Fresno Cogeneration Partners, LP | NATURAL GAS | COMBINED CYCLE | COGENERATION | NP15 | PGE3 | 2001-01-01 |  | 54 | A |  | 8.026
48100 | Participating Unit | Yes | Yes | GILROY_1_UNIT | GILROY COGEN | 120 | PGAE | Calpine Gilroy Cogen, L.P. | NATURAL GAS | COMBINED CYCLE | COGENERATION | NP15 | PGE3 | 1987-01-01 |  | 140 | A |  | 8.026
42300 | Participating Unit | Yes | Yes | CONTAN_1_UNIT | Graphic Packaging Cogen | 27.7 | PGAE | City of Santa Clara DBA Silicon Valley Power | NATURAL GAS | COMBINED CYCLE | COGENERATION | NP15 | CSC1 |  |  | 27.8 | A |  | 8.026
49100 | Participating Unit | Yes | Yes | GRNLF1_1_UNITS | GREENLEAF UNIT #1 (Aggregate) | 49.5 | PGAE | Pacific Gas & Electric Company | NATURAL GAS | COMBINED CYCLE | COGENERATION | NP15 | PGE3 | 1989-01-11 |  | 69 | A |  | 8.026
55100 | Participating Unit | No | Yes | TIDWTR_2_UNITS | Martinez Cogen Limited Partnership | 114.8 | PGAE | Martinez Cogen Limited Partnership (MCLP) | NATURAL GAS | COMBINED CYCLE | COGENERATION | NP15 | PGE3 | 1987-02-23 |  | 99.9 | A |  | 8.026
46600 | Participating Unit | Yes | No | FRITO_1_LAY | FRITO-LAY | 6 | PGAE | Frito Lay, Inc | NATURAL GAS | COMBUSTION TURBINE | COGENERATION | ZP26 | PGE4 | 1986-01-01 |  | 6 | A |  | 7.7712
105600 | Participating Unit | No | Yes | SCHLTE_1_PL1X3 | Tracy Combined Cycle Power Plant | 332.28 | PGAE | GWF Energy LLC | NATURAL GAS | COMBINED CYCLE | PEAKER | NP15 | PGE3 | 2012-10-31 |  | 332.28 | A |  | 7.7181
82000 | Participating Unit | No | No | LAPLMA_2_UNIT 1 | LA PALOMA UNIT 1 | 259.8 | PGAE | La Paloma Generating Company | NATURAL GAS | COMBINED CYCLE | THERMAL | ZP26 | PGE4 | 2003-01-10 |  | 255.6 | A |  | 7.3868
82400 | Participating Unit | No | No | LAPLMA_2_UNIT 2 | LA PALOMA UNIT 2 | 260.2 | PGAE | La Paloma Generating Company | NATURAL GAS | COMBINED CYCLE | THERMAL | ZP26 | PGE4 | 2003-03-05 |  | 255.6 | A |  | 7.3868
82100 | Participating Unit | No | No | LAPLMA_2_UNIT 3 | LA PALOMA UNIT 3 | 256.15 | PGAE | La Paloma Generating Company | NATURAL GAS | COMBINED CYCLE | THERMAL | ZP26 | PGE4 | 2003-01-13 |  | 255.6 | A |  | 7.3868
82500 | Participating Unit | No | No | LAPLMA_2_UNIT 4 | LA PALOMA UNIT 4 | 259.54 | PGAE | La Paloma Generating Company | NATURAL GAS | COMBINED CYCLE | THERMAL | ZP26 | PGE4 | 2003-03-05 |  | 255.6 | A |  | 7.3868
91800 | Participating Unit | No | Yes | METEC_2_PL1X3 | METCALF ENERGY CENTER | 593.16 | PGAE | Calpine | NATURAL GAS | COMBINED CYCLE | THERMAL | NP15 | PGE3 | 2005-05-27 |  | 617 | A |  | 7.361
96900 | Participating Unit | No | No | GATWAY_2_PL1X3 | Gateway Generating Station | 562.5 | PGAE | PG&E | NATURAL GAS | COMBINED CYCLE | THERMAL | NP15 | PGE3 | 2009-01-04 |  | 619 | A |  | 7.3036
100300 | Participating Unit | No | Yes | COLUSA_2_PL1X3 | Colusa Generating Station | 641 | PGAE | Pacific Gas & Electric Company | NATURAL GAS | COMBUSTION TURBINE | THERMAL | NP15 | PGE3 | 2010-12-22 |  | 709 | A |  | 7.2206
110400 | Participating Unit | No | Yes | LODIEC_2_PL1X2 | Lodi Energy Center | 302.58 | PGAE | NCPA | NATURAL GAS | COMBINED CYCLE | THERMAL | NP15 | PGE2 | 2012-11-27 |  | 284 | A |  | 6.9927
7200 | Participating Unit | No | No | CROKET_7_UNIT | CROCKETT COGEN | 240 | PGAE | PG&E | NATURAL GAS | COMBINED CYCLE | COGENERATION | NP15 | PGE3 | 1995-12-20 |  | 240 | A |  | 5.7541
20400 | Participating Unit | No | No | CAPMAD_1_UNIT 1 | CAPCO MADERA Power Plant | 24 | PGAE | Madera Power LLC | AGRICULTURAL WASTE | STEAM | BIOMASS | NP15 | PGE3 | 2001-05-16 |  | 28.5 | A
56000 | Participating Unit | Yes | No | MENBIO_6_UNIT | MENDOTA BIOMASS POWER | 25 | PGAE | Covanta Mendota, L.P. | AGRICULTURAL WASTE | STEAM | BIOMASS | NP15 | PGE3 | 1989-06-29 |  | 28.01 | A
73900 | Participating Unit | No | No | WADHAM_6_UNIT | Wadham Energy LP | 32 | PGAE | Wadham Energy LP | AGRICULTURAL WASTE | STEAM | BIOMASS | NP15 | PGE3 | 1989-03-24 |  | 29.07 | A | 0.68
8100 | Participating Unit | Yes | No | DINUBA_6_UNIT | Dinuba Energy, Inc. | 12 | PGAE | Dinuba Energy, Inc. | AGRICULTURAL WASTE | STEAM | THERMAL | NP15 | PGE3 | 2001-07-05 |  | 11.5 | A | 0.221
20200 | Participating Unit | No | No | LAPAC_6_UNIT | Freshwater Tissue Company | 20 | PGAE | Humboldt Bay Harbor, Recreation and Conservation District | BLACK LIQUOR | STEAM | THERMAL | NP15 | PGE1 | 1992-01-01 |  | 23 | A
23600 | Participating Unit | No | No | OAK C_7_UNIT 1 | Oakland GT #1 | 55 | PGAE | Dynegy Oakland LLC | DIESEL / OIL | COMBUSTION TURBINE | PEAKER | NP15 | PGE3 | 1978-01-01 |  | 74.5 | A
23700 | Participating Unit | No | No | OAK C_7_UNIT 2 | Oakland GT #2 | 55 | PGAE | Dynegy Oakland LLC | DIESEL / OIL | COMBUSTION TURBINE | PEAKER | NP15 | PGE3 | 1978-01-01 |  | 74.5 | A
23800 | Participating Unit | No | No | OAK C_7_UNIT 3 | Oakland GT #3 | 55 | PGAE | Dynegy Oakland LLC | DIESEL / OIL | COMBUSTION TURBINE | PEAKER | NP15 | PGE3 | 1978-01-01 |  | 74.5 | A
45200 | Participating Unit | Yes | No | OAK L_1_GTG1 | MWWTP PGS 2 - Turbine | 4.6 | PGAE | East Bay Municipal Utility District | DIGESTER GAS | COMBUSTION TURBINE | BIOGAS | NP15 | PGE3 | 1991-10-21 |  | 4.6 | A
129300 | Participating Unit | No | Yes | DIXNLD_1_LNDFL | Zero Waste Energy | 1.6 | PGAE | Zero Waste Energy Development Company LLC | DIGESTER GAS | RECIPROCATING ENGINE | BIOGAS | NP15 | PGE3 | 2015-11-13 |  | 1.6 | A
118400 | Participating Unit | No | No | LASSEN_6_AGV1 | AGV 1 | 1.8 | PGAE | Amedee Geothermal Venture 1 | GEOTHERMAL | STEAM | GEOTHERMAL | NP15 | PGE3 | 2014-04-07 |  | 2.2 | A
93500 | Participating Unit | Yes | Yes | ADLIN_1_UNITS | Aidlin Power Plant | 22 | PGAE | Geysers Power Co. | GEOTHERMAL | STEAM | GEOTHERMAL | NP15 | PGE3 |  |  | 23 | A | 0.638
95900 | Participating Unit | No | No | GEYS17_2_BOTRCK | Bottle Rock Geo Steam | 17 | PGAE | Bottle Rock Power, LLC | GEOTHERMAL | STEAM | GEOTHERMAL | NP15 | PGE3 | 2007-09-22 |  | 55 | A | 0.14
48000 | Participating Unit | Yes | Yes | SANTFG_7_UNITS | Calistoga Power Plant | 92.1 | PGAE | Geysers Power Co. | GEOTHERMAL | STEAM | GEOTHERMAL | NP15 | PGE3 | 1984-03-14 |  | 92.1 | A
4300 | Participating Unit | Yes | No | SMUDGO_7_UNIT 1 | Calpine Geothermal (formerly a SMUD unit) | 53 | PGAE | CALPINE | GEOTHERMAL | STEAM | GEOTHERMAL | NP15 | PGE3 | 1983-01-01 |  | 78 | A
12300 | Participating Unit | No | No | NCPA_7_GP1UN1 | Geothermal Plant 1 Unit 1 | 38.85 | PGAE | NCPA (MSS Agreement - S14) | GEOTHERMAL | STEAM | GEOTHERMAL | NP15 | NCP1 | 1983-01-01 |  | 55 | A | 0.487
12400 | Participating Unit | No | No | NCPA_7_GP1UN2 | Geothermal Plant 1 Unit 2 | 34 | PGAE | NCPA (MSS Agreement - S14) | GEOTHERMAL | STEAM | GEOTHERMAL | NP15 | NCP1 | 1983-01-01 |  | 55 | A | 0.487
12500 | Participating Unit | No | No | NCPA_7_GP2UN3 | Geothermal Plant 2 Unit 3 | 42.42 | PGAE | NCPA (MSS Agreement - S14) | GEOTHERMAL | STEAM | GEOTHERMAL | NP15 | NCP1 | 1985-01-01 |  | 55 | A | 0.385
12600 | Participating Unit | No | No | NCPA_7_GP2UN4 | Geothermal Plant 2 Unit 4 | 52.73 | PGAE | NCPA (MSS Agreement - S14) | GEOTHERMAL | STEAM | GEOTHERMAL | NP15 | NCP1 | 1986-01-01 |  | 55 | A | 0.385
12700 | Participating Unit | No | No | GEYS11_7_UNIT11 | Geysers Unit 11 | 74.4 | PGAE | CALPINE | GEOTHERMAL | STEAM | GEOTHERMAL | NP15 | PGE3 | 1975-01-01 |  | 110 | A | 0.412
12800 | Participating Unit | No | No | GEYS12_7_UNIT12 | Geysers Unit 12 | 57 | PGAE | CALPINE | GEOTHERMAL | STEAM | GEOTHERMAL | NP15 | PGE3 | 1979-01-01 |  | 66 | A | 0.412
12900 | Participating Unit | Yes | No | GEYS13_7_UNIT13 | Geysers Unit 13 | 95 | PGAE | CALPINE | GEOTHERMAL | STEAM | GEOTHERMAL | NP15 | PGE3 | 1980-01-01 |  | 102 | A | 0.412
13000 | Participating Unit | Yes | No | GEYS14_7_UNIT14 | Geysers Unit 14 | 70 | PGAE | CALPINE | GEOTHERMAL | STEAM | GEOTHERMAL | NP15 | PGE3 | 1980-01-01 |  | 114 | A | 0.412
13100 | Participating Unit | Yes | No | GEYS16_7_UNIT16 | Geysers Unit 16 | 85 | PGAE | CALPINE | GEOTHERMAL | STEAM | GEOTHERMAL | NP15 | PGE3 | 1985-01-01 |  | 119 | A | 0.412
13200 | Participating Unit | No | No | GEYS17_7_UNIT17 | Geysers Unit 17 | 60 | PGAE | CALPINE | GEOTHERMAL | STEAM | GEOTHERMAL | NP15 | PGE3 | 1982-01-01 |  | 65 | A | 0.412
13300 | Participating Unit | No | No | GEYS18_7_UNIT18 | Geysers Unit 18 | 72 | PGAE | CALPINE | GEOTHERMAL | STEAM | GEOTHERMAL | NP15 | PGE3 | 1983-01-01 |  | 119 | A | 0.412
13400 | Participating Unit | No | No | GEYS20_7_UNIT20 | Geysers Unit 20 | 62 | PGAE | CALPINE | GEOTHERMAL | STEAM | GEOTHERMAL | NP15 | PGE3 | 1985-01-01 |  | 119 | A | 0.412
13500 | Participating Unit | No | Yes | GYS5X6_7_UNITS | GEYSERS UNITS 5 & 6 (AGGREGATE) | 85 | PGAE | CALPINE | GEOTHERMAL | STEAM | GEOTHERMAL | NP15 | PGE3 | 1971-01-01 |  | 110 | A | 0.412
13600 | Participating Unit | No | Yes | GYS7X8_7_UNITS | GEYSERS UNITS 7 & 8 (AGGREGATE) | 82 | PGAE | CALPINE | GEOTHERMAL | STEAM | GEOTHERMAL | NP15 | PGE3 | 1972-01-01 |  | 110 | A | 0.412
38300 | Participating Unit | No | Yes | WDFRDF_2_UNITS | West Ford Flat Power Plant | 32.6 | PGAE | Geysers Power Co. | GEOTHERMAL | STEAM | GEOTHERMAL | NP15 | PGE3 | 1988-12-11 |  | 32.6 | A | 0.623
94300 | Participating Unit | Yes | No | PSWEET_7_QFUNTS | PAUL SWEET QF AGGREGATION | 1 | PGAE | Pacific Gas & Electric Company | LANDFILL GAS | AGGREGATION | BIOGAS | NP15 | PGE3 |  |  | 1 | A
119800 | Participating Unit | Yes | Yes | SUNSHN_2_LNDFL | Sunshine Gas Producers Renewable Energy Plant | 20 | PGAE | Sunshine Gas Producers, L.L.C. | LANDFILL GAS | COMBUSTION TURBINE | THERMAL | NP15 | PGE3 | 2014-09-01 |  | 23.5 | A | 0.251
119200 | Participating Unit | Yes | No | CSTOGA_6_LNDFIL | Clover Flat Land Fill Gas | 0.85 | PGAE | Vista Corporation | LANDFILL GAS | INTERNAL COMBUSTION | BIOMASS | NP15 | PGE3 | 2014-06-25 |  | 0.85 | A
111500 | Participating Unit | No | No | GONZLS_6_UNIT | Johnson Canyon Landfill | 1.42 | PGAE | Ameresco Johnson Canyon LLC | LANDFILL GAS | INTERNAL COMBUSTION | BIOMASS | NP15 | PGE3 | 2013-07-08 |  | 1.42 | A
96000 | Participating Unit | Yes | Yes | CSTRVL_7_PL1X2 | Monterey Regional Waste Management District | 4.53 | PGAE | Monterey Regional Waste Management District | LANDFILL GAS | INTERNAL COMBUSTION | BIOMASS | NP15 | PGE3 | 2007-09-01 |  | 5.07 | A | 0.32
122900 | Participating Unit | Yes | Yes | OAK C_1_EBMUD | MWWTP PGS 1 - ENGINES | 6.9 | PGAE | East Bay Municipal Utility District | LANDFILL GAS | INTERNAL COMBUSTION | THERMAL | NP15 | PGE3 | 1991-10-21 |  | 6.9 | A
92800 | Participating Unit | Yes | Yes | GRNVLY_7_SCLAND | SANTA CRUZ LANDFILL GENERATING PLANT | 3.04 | PGAE | Ameresco Santa Cruz, LLC | LANDFILL GAS | INTERNAL COMBUSTION | THERMAL | NP15 | PGE3 | 2006-02-02 |  | 3.02 | A
132400 | Participating Unit | Yes | Yes | PEABDY_2_LNDFL1 | Potrero Hills Energy Producers | 8 | PGAE | Potrero Hills Energy Producers, LLC | LANDFILL GAS | RECIPROCATING ENGINE | BIOGAS | NP15 | PGE3 | 2016-04-07 |  | 8 | A
112600 | Participating Unit | No | No | ESQUON_6_LNDFIL | Ameresco Butte County LFG Project | 2.1 | PGAE | Ameresco Butte County LLC, Ameresco, Inc., | LANDFILL GAS | RECIPROCATING ENGINE | BIOMASS | NP15 | PGE3 | 2012-09-27 |  | 4 | A | 0.788
118200 | Participating Unit | Yes | No | CORRAL_6_SJOAQN | Ameresco San Joaquin | 4.3 | PGAE | Ameresco San Joaquin LLC | LANDFILL GAS | RECIPROCATING ENGINE | BIOMASS | NP15 | PGE3 | 2014-04-24 |  | 4.3 | A | 0.535
2200 | Participating Unit | Yes | No | RICHMN_7_BAYENV | BAY EVIRONMENTAL MANAGEMENT | 2.5 | PGAE | Bay Environmental Mgt. (formerly 01P070) | LANDFILL GAS | RECIPROCATING ENGINE | BIOMASS | NP15 | PGE3 | 1985-01-01 |  | 3 | A
116500 | Participating Unit | No | No | OLDRIV_6_BIOGAS | Bidart Old River 1 | 2 | PGAE | ABEC Bidart-Old River LLC | LANDFILL GAS | RECIPROCATING ENGINE | BIOMASS | NP15 | PGE2 | 2014-03-10 |  | 2 | A
43600 | Participating Unit | Yes | Yes | SNMALF_6_UNITS | Central Disposal Site LFG Power Plant | 7.5 | PGAE | County of Sonoma | LANDFILL GAS | RECIPROCATING ENGINE | BIOMASS | NP15 | PGE3 | 1993-04-30 |  | 8 | A
112200 | Participating Unit | No | No | SANLOB_1_LNDFIL | Cold Canyon | 1.5 | PGAE | Cold Canyon | LANDFILL GAS | RECIPROCATING ENGINE | BIOMASS | NP15 | PGE3 | 2013-07-18 |  | 1.5 | A | 0.92
116200 | Participating Unit | No | No | WEBER_6_FORWRD | Forward | 4.2 | PGAE | Ameresco Forward LLC | LANDFILL GAS | RECIPROCATING ENGINE | BIOMASS | NP15 | PGE2 | 2014-02-05 |  | 4.35 | A
111300 | Participating Unit | No | No | PEABDY_2_LNDFIL | G2 Energy Hay Road Power Plant | 1.6 | PGAE | G2 Energy, Hay Road, LLC | LANDFILL GAS | RECIPROCATING ENGINE | BIOMASS | NP15 | PGE3 | 2013-07-09 |  | 1.6 | A | 0.822
97000 | Participating Unit | No | No | WHEATL_6_LNDFIL | G2 Energy, Ostrom Road | 3 | PGAE | G2 Energy, Ostrom Road, LLC | LANDFILL GAS | RECIPROCATING ENGINE | BIOMASS | NP15 | PGE3 | 2009-01-08 |  | 1.6 | A | 0.858
47200 | Participating Unit | Yes | No | HIWAY_7_ACANYN | GAS RECOVERY SYS. (AMERICAN CYN) | 2.5 | PGAE | Pacific Gas & Electric Company | LANDFILL GAS | RECIPROCATING ENGINE | BIOMASS | NP15 | PGE3 | 1985-12-27 |  | 2.5 | A
97800 | Participating Unit | No | No | KIRKER_7_KELCYN | KELLER CANYON LANDFILL GEN FACILITY | 3.56 | PGAE | Ameresco Keller Canyon, LLC | LANDFILL GAS | RECIPROCATING ENGINE | BIOMASS | NP15 | NCP1 | 2009-08-01 |  | 3.8 | A
19600 | Participating Unit | Yes | No | PLSNTG_7_LNCLND | LINCOLN LANDFILL POWER PLANT | 4.98 | PGAE | Energy 2001, Inc. | LANDFILL GAS | RECIPROCATING ENGINE | BIOMASS | NP15 | PGE3 | 1985-01-01 |  | 1.6 | A | 0.761
97200 | Participating Unit | No | No | OXMTN_6_LNDFIL | Ox Mountain Landfill | 10.62 | PGAE | Ameresco Half Moon Bay LLC | LANDFILL GAS | RECIPROCATING ENGINE | BIOMASS | NP15 | PGE3 | 2009-04-01 |  | 11.4 | A
99900 | Participating Unit | No | No | PSWEET_1_STCRUZ | Santa Cruz Energy LLC | 1.6 | PGAE | Santa Cruz Energy LLC | LANDFILL GAS | RECIPROCATING ENGINE | BIOMASS | NP15 | PGE3 | 2010-02-06 |  | 1.6 | A | 0.616
99800 | Participating Unit | No | No | SISQUC_1_SMARIA | Santa Maria II LFG Power Plant | 1.42 | PGAE | J&A-Santa Maria II, LLC | LANDFILL GAS | RECIPROCATING ENGINE | BIOMASS | NP15 | PGE1 | 2010-09-27 |  | 1.48 | A
31800 | Participating Unit | No | Yes | LAWRNC_7_SUNYVL | SUNNYVALE LANDFILL GAS POWER GENERATION FACILITY | 0.3 | PGAE | City of Sunnyvale | LANDFILL GAS | RECIPROCATING ENGINE | BIOMASS | NP15 | PGE3 | 1999-01-01 |  | 1.6 | A | 0.608
116100 | Participating Unit | No | No | CAYTNO_2_VASCO | Vasco Road | 4.3 | PGAE | Ameresco Vasco Road LLC | LANDFILL GAS | RECIPROCATING ENGINE | BIOMASS | NP15 | PGE2 | 2014-02-05 |  | 4.35 | A
96400 | Participating Unit | No | No | CHWCHL_1_BIOMAS | Chow II Biomass to Energy | 10.8 | PGAE | Global Ampersand LLC | LANDFILL GAS | STEAM | BIOMASS | NP15 | PGE3 | 2008-05-08 |  | 12.5 | A
96500 | Participating Unit | No | No | ELNIDP_6_BIOMAS | El Nido Biomass to Energy | 10.5 | PGAE | Global Ampersand LLC | LANDFILL GAS | STEAM | BIOMASS | NP15 | PGE3 | 2008-08-24 |  | 12.5 | A | 0.617
113300 | Participating Unit | No | No | VACADX_1_NAS | Vaca Dixon Battery NAS | 1.85 | PGAE | Pacific Gas and Electric Co. | LESR | BATTERY | STORAGE | NP15 | PGE2 | 2013-09-06 |  | 2.4 | A
131400 | Participating Unit | No | No | SWIFT_1_NAS | YERBA BUENA BATTERY | 4 | PGAE | Pacific Gas and Electric Company | LESR | BATTERY | STORAGE | NP15 | PGE3 | 2016-01-21 |  | 4.8 | A
69900 | Participating Unit | Yes | No | STNRES_1_UNIT | Covanta Stanislaus, Inc. | 19.9 | PGAE | Covanta Holding Company | MUNICIPAL WASTE | STEAM | BIOMASS | NP15 | PGE3 | 1988-09-06 |  | 24.5 | A | 0.73
124900 | Participating Unit | No | No | ELCAP_1_SOLAR | 2097 Helton | 1.5 | PGAE | Pristine Sun, LLC | SUN | PHOTO VOLTAIC | SOLAR | NP15 | PGE3 | 2015-05-01 |  | 1.5 | A
121200 | Participating Unit | Yes | No | ADMEST_6_SOLAR | Adams East | 19 | PGAE | RE Adams East LLC | SUN | PHOTO VOLTAIC | SOLAR | NP15 | PGE3 | 2014-12-13 |  | 19 | A
130500 | Participating Unit | No | No | ADERA_1_SOLAR1 | Adera Solar | 20 | PGAE | Adera Solar, LLC | SUN | PHOTO VOLTAIC | SOLAR | NP15 | PGE3 | 2015-12-23 |  | 20 | A
118500 | Participating Unit | No | No | ADOBEE_1_SOLAR | Adobe Solar | 20 | PGAE | Adobe Solar, LLC | SUN | PHOTO VOLTAIC | SOLAR | NP15 | PGE3 | 2014-05-21 |  | 20 | A
108100 | Participating Unit | No | No | ALPSLR_1_SPSSLR | Alpaugh 50 LLC | 50 | PGAE | Alpaugh 50, LLC | SUN | PHOTO VOLTAIC | SOLAR | NP15 | PGE3 | 2013-03-08 |  | 50 | A
108200 | Participating Unit | No | No | ALPSLR_1_NTHSLR | Alpaugh North, LLC | 20 | PGAE | Alpaugh North, LLC | SUN | PHOTO VOLTAIC | SOLAR | NP15 | PGE3 | 2013-03-08 |  | 20 | A
136800 | Participating Unit | No | No | ASTORA_2_SOLAR1 | Astoria 1 | 100 | PGAE | RE Astoria LLC | SUN | PHOTO VOLTAIC | SOLAR | NP15 | PGE3 | 2016-10-18 |  | 100 | A
136900 | Participating Unit | No | No | ASTORA_2_SOLAR2 | Astoria 2 | 75 | PGAE | RE Astoria 2 LLC | SUN | PHOTO VOLTAIC | SOLAR | NP15 | PGE3 | 2016-10-31 |  | 75 | A
108000 | Participating Unit | No | No | ATWELL_1_SOLAR | Atwell Island PV Solar Generating Faci. | 20 | PGAE | SPS Atwell Island, LLC | SUN | PHOTO VOLTAIC | SOLAR | NP15 | PGE3 | 2013-03-08 |  | 20 | A
124500 | Participating Unit | No | No | ATWEL2_1_SOLAR1 | Atwell West | 20 | PGAE | CED Atwell Island West, LLC | SUN | PHOTO VOLTAIC | SOLAR | NP15 | PGE3 | 2015-06-11 |  | 20 | A
101600 | Participating Unit | No | No | AVENAL_6_AVPARK | Avenal Park Solar Project | 6 | PGAE | Avenal Park LLC | SUN | PHOTO VOLTAIC | SOLAR | NP15 | PGE2 | 2011-08-05 |  | 6 | A
126200 | Participating Unit | No | No | BKRFLD_2_SOLAR1 | Bakersfield 111 | 1.38 | PGAE | Bakersfield 111, LLC | SUN | PHOTO VOLTAIC | SOLAR | NP15 | PGE3 | 2015-07-28 |  | 1.4 | A
116900 | Participating Unit | No | No | LOCKFD_1_BEARCK | Bear Creek Solar | 1.5 | PGAE | Ecos Energy LLC | SUN | PHOTO VOLTAIC | SOLAR | NP15 | PGE2 | 2014-02-05 |  | 1.5 | A
107400 | Participating Unit | No | No | CAVLSR_2_RSOLAR | California Valley Solar Ranch-Phase A | 210 | PGAE | High Plains Ranch II, LLC | SUN | PHOTO VOLTAIC | SOLAR | NP15 | PGE3 | 2013-11-01 |  | 210 | A
107500 | Participating Unit | No | No | CAVLSR_2_BSOLAR | California Valley Solar Ranch-Phase B | 40 | PGAE | High Plains Ranch II, LLC | SUN | PHOTO VOLTAIC | SOLAR | NP15 | PGE3 | 2013-01-01 |  | 40 | A
98800 | Participating Unit | No | No | MENBIO_6_RENEW1 | CalRENEW-1(A) | 5 | PGAE | CalRENEW-1 LLC | SUN | PHOTO VOLTAIC | SOLAR | NP15 | PGE3 | 2010-04-30 |  | 5 | A
104900 | Participating Unit | No | No | CANTUA_1_SOLAR | Cantua Solar station | 20 | PGAE | PGE | SUN | PHOTO VOLTAIC | SOLAR | NP15 | PGE3 | 2012-07-25 |  | 20 | A
132000 | Participating Unit | No | No | TX-ELK_6_SOLAR1 | Castor Solar Project | 1.5 | PGAE | Green Light Energy Corp | SUN | PHOTO VOLTAIC | SOLAR | NP15 | PGE2 | 2016-04-02 |  | 1.5 | A
121400 | Participating Unit | Yes | No | CORCAN_1_SOLAR1 | CID Solar | 20 | PGAE | CID Solar, LLC | SUN | PHOTO VOLTAIC | SOLAR | NP15 | PGE3 | 2015-01-09 |  | 20 | A
130000 | Participating Unit | No | No | MNDOTA_1_SOLAR2 | Citizen Solar B | 5 | PGAE | Citizen Solar B LLC | SUN | PHOTO VOLTAIC | SOLAR | NP15 | PGE3 | 2015-12-11 |  | 5 | A
119000 | Participating Unit | No | No | CLOVDL_1_SOLAR | Cloverdale Solar I | 1.5 | PGAE | Cloverdale Solar I Project (FSEC 1) | SUN | PHOTO VOLTAIC | SOLAR | NP15 | PGE3 | 2014-06-26 |  | 1.5 | A
127400 | Participating Unit | No | No | CUMBIA_1_SOLAR | Columbia Solar Energy II | 19 | PGAE | Columbia Solar Energy, LLC | SUN | PHOTO VOLTAIC | SOLAR | NP15 | PGE3 | 2015-10-21 |  | 19 | A
126100 | Participating Unit | No | No | WAUKNA_1_SOLAR2 | Corcoran 2 | 19.75 | PGAE | CED Corcoran Solar 2, LLC | SUN | PHOTO VOLTAIC | SOLAR | NP15 | PGE3 | 2015-05-20 |  | 19.75 | A
124700 | Participating Unit | No | No | CORCAN_1_SOLAR2 | Corcoran City | 11 | PGAE | Cottonwood Solar, LLC | SUN | PHOTO VOLTAIC | SOLAR | NP15 | PGE3 | 2015-05-23 |  | 11 | A
113100 | Participating Unit | No | No | WAUKNA_1_SOLAR | Corcoran Solar | 20 | PGAE | Con Edison Development, Inc. | SUN | PHOTO VOLTAIC | SOLAR | NP15 | PGE2 | 2013-08-14 |  | 20 | A
125700 | Participating Unit | No | No | TWISSL_6_SOLAR1 | Coronal Lost Hills | 20 | PGAE | Coronal Lost Hills, LLC | SUN | PHOTO VOLTAIC | SOLAR | NP15 | PGE3 | 2015-05-15 |  | 20 | A
135500 | Participating Unit | No | No | CRWCKS_1_SOLAR1 | Crow Creek Solar 1 | 20 | PGAE | Frontier Solar LLC | SUN | PHOTO VOLTAIC | SOLAR | NP15 | PGE3 | 2016-06-30 |  | 20 | A
132200 | Participating Unit | No | No | ORLND_6_SOLAR1 | Enerparc California 2 | 1.5 | PGAE | Enerparc CA2, LLC | SUN | PHOTO VOLTAIC | SOLAR | NP15 | PGE2 | 2016-03-23 |  | 1.5 | A
116800 | Participating Unit | No | No | PIT1_6_FRIVRA | Fall River Mills Project A | 1.5 | PGAE | Ignite Solar Holdings 1, LLC | SUN | PHOTO VOLTAIC | SOLAR | NP15 | PGE2 | 2014-03-05 |  | 1.5 | A
116700 | Participating Unit | No | No | MCARTH_6_FRIVRB | Fall River Mills Project B | 1.5 | PGAE | Ignite Solar Holdings 1, LLC | SUN | PHOTO VOLTAIC | SOLAR | NP15 | PGE2 | 2014-03-05 |  | 1.5 | A
102900 | Participating Unit | No | No | SCHNDR_1_FIVPTS | Five Points Solar Station | 15 | PGAE | Pacific Gas & Electric Company | SUN | PHOTO VOLTAIC | SOLAR | NP15 | PGE2 | 2011-10-07 |  | 15 | A
127200 | Participating Unit | No | No | KERMAN_6_SOLAR1 | Fresno Solar South | 1.5 | PGAE | Fresno Cogeneration Partners, LP | SUN | PHOTO VOLTAIC | SOLAR | NP15 | PGE3 | 2015-10-21 |  | 1.5 | A
111900 | Participating Unit | No | No | GATES_2_SOLAR | Gates Solar Station | 20 | PGAE | Pacific Gas and Electric Company | SUN | PHOTO VOLTAIC | SOLAR | NP15 | PGE3 | 2013-06-24 |  | 20 | A
105000 | Participating Unit | No | No | GIFFEN_6_SOLAR | Giffen Solar station | 10 | PGAE | PGE | SUN | PHOTO VOLTAIC | SOLAR | NP15 | PGE3 | 2012-07-25 | N/A | 19 | A
125000 | Participating Unit | No | No | GOOSLK_1_SOLAR1 | Goose Lake | 12 | PGAE | Cottonwood Solar, LLC | SUN | PHOTO VOLTAIC | SOLAR | NP15 | PGE3 | 2015-05-23 |  | 12 | A
112300 | Participating Unit | No | No | DAVIS_1_SOLAR1 | Grasslands 3 | 1 | PGAE | Grasslands 3 | SUN | PHOTO VOLTAIC | SOLAR | NP15 | PGE3 | 2013-07-01 |  | 1 | A
112400 | Participating Unit | No | No | DAVIS_1_SOLAR2 | Grasslands 4 | 1 | PGAE | Grasslands 4 | SUN | PHOTO VOLTAIC | SOLAR | NP15 | PGE3 | 2013-08-05 |  | 1 | A
108400 | Participating Unit | No | No | GRIDLY_6_SOLAR | GRIDLEY MAIN TWO | 2.5 | PGAE | LIGHTBEAM POWER COMPANY GRIDLEY MAIN TWO LLC | SUN | PHOTO VOLTAIC | SOLAR | NP15 | PGE3 | 2013-04-01 |  | 2.5 | A
113500 | Participating Unit | No | No | GUERNS_6_SOLAR | Gurensey Solar Station | 20 | PGAE | Pacific Gas and Electric Co. | SUN | PHOTO VOLTAIC | SOLAR | NP15 | PGE2 | 2013-09-18 |  | 20 | A
121100 | Participating Unit | Yes | No | LIVEOK_6_SOLAR | Harris | 1.25 | PGAE | Pristine Sun, LLC | SUN | PHOTO VOLTAIC | SOLAR | NP15 | PGE3 | 2014-11-27 |  | 1.25 | A
124100 | Participating Unit | No | No | HOLSTR_1_SOLAR2 | Hollister Solar | 1.5 | PGAE | Hollister Solar LLC | SUN | PHOTO VOLTAIC | SOLAR | NP15 | PGE3 | 2015-04-17 |  | 1.5 | A
105400 | Participating Unit | No | No | HURON_6_SOLAR | Huron Solar Station | 20 | PGAE | Pacific Gas & Electric Company | SUN | PHOTO VOLTAIC | SOLAR | NP15 | PGE3 | 2012-08-30 |  | 20 | A
106600 | Participating Unit | No | No | WFRESN_1_SOLAR | Joya Del Sol | 1.5 | PGAE | GASNA 16P, LLC | SUN | PHOTO VOLTAIC | SOLAR | NP15 | PGE3 | 2012-12-21 |  | 1.5 | A
121600 | Participating Unit | Yes | No | LEPRFD_1_KANSAS | Kansas | 20 | PGAE | RE Kansas, LLC | SUN | PHOTO VOLTAIC | SOLAR | NP15 | PGE3 | 2014-12-18 |  | 20 | A
121700 | Participating Unit | Yes | No | KNTSTH_6_SOLAR | Kent South | 20 | PGAE | RE Kent South, LLC | SUN | PHOTO VOLTAIC | SOLAR | NP15 | PGE3 | 2014-12-24 |  | 20 | A
116300 | Participating Unit | No | No | LOCKFD_1_KSOLAR | Kettleman Solar | 1 | PGAE | Kettleman Solar LLC | SUN | PHOTO VOLTAIC | SOLAR | NP15 | PGE2 | 2014-03-14 |  | 1 | A
114300 | Participating Unit | No | No | KNGBRG_1_KBSLR1 | Kingsburg 1 | 1.5 | PGAE | Tulare PV II, LLC | SUN | PHOTO VOLTAIC | SOLAR | NP15 | PGE2 | 2013-12-06 |  | 1.5 | A
114400 | Participating Unit | No | No | KNGBRG_1_KBSLR2 | Kingsburg 2 | 1.5 | PGAE | Tulare PV II, LLC | SUN | PHOTO VOLTAIC | SOLAR | NP15 | PGE2 | 2013-12-06 |  | 1.5 | A
131700 | Participating Unit | No | No | HENRTA_6_SOLAR1 | Lemoore 1 | 1.5 | PGAE | Lemoore PV 1 LLC | SUN | PHOTO VOLTAIC | SOLAR | NP15 | PGE3 | 2016-01-29 |  | 1.5 | A
123700 | Participating Unit | No | No | LHILLS_6_SOLAR1 | Lost Hills Solar | 20 | PGAE | Lost Hills Solar, LLC | SUN | PHOTO VOLTAIC | SOLAR | NP15 | PGE3 | 2015-04-02 |  | 20.46 | A
130300 | Participating Unit | No | No | MARCPW_6_SOLAR1 | Maricopa West Solar PV | 20 | PGAE | Maricopa West Solar PV, LLC | SUN | PHOTO VOLTAIC | SOLAR | NP15 | PGE3 | 2015-12-12 |  | 20 | A
124300 | Participating Unit | No | No | MERCED_1_SOLAR2 | Merced Solar | 1.5 | PGAE | Merced Solar LLC | SUN | PHOTO VOLTAIC | SOLAR | NP15 | PGE3 | 2015-05-12 |  | 1.5 | A
125100 | Participating Unit | No | No | MERCED_1_SOLAR1 | Mission Solar | 1.5 | PGAE | Mission Solar LLC | SUN | PHOTO VOLTAIC | SOLAR | NP15 | PGE3 | 2015-05-23 |  | 1.5 | A
129600 | Participating Unit | No | No | MRLSDS_6_SOLAR1 | Morelos Solar | 15 | PGAE | Morelos Solar, LLC | SUN | PHOTO VOLTAIC | SOLAR | NP15 | PGE2 | 2015-11-25 |  | 15 | A
135000 | Participating Unit | No | No | MSTANG_2_SOLAR3 | Mustang 3 | 40 | PGAE | RE Mustang 3 LLC | SUN | PHOTO VOLTAIC | SOLAR | NP15 | PGE2 | 2016-05-03 |  | 40 | A
135700 | Participating Unit | No | No | MSTANG_2_SOLAR4 | Mustang 4 | 30 | PGAE | RE Mustang 4 LLC | SUN | PHOTO VOLTAIC | SOLAR | NP15 | PGE3 | 2016-06-09 |  | 30 | A
135200 | Participating Unit | No | No | MSTANG_2_SOLAR4 | Mustang 4 | 30 | PGAE | RE Mustang 4 LLC | SUN | PHOTO VOLTAIC | SOLAR | NP15 | PGE3 | 2016-06-09 |  | 30 | A
106200 | Participating Unit | No | No | TWISSL_6_SOLAR | Nickel 1 ("NLH1") | 1.5 | PGAE | NLH1 Solar, LLC | SUN | PHOTO VOLTAIC | SOLAR | NP15 | PGE3 | 2012-11-27 |  | 1.5 | A
125200 | Participating Unit | No | No | MNDOTA_1_SOLAR1 | North Star Solar 1 | 60 | PGAE | North Star Solar, LLC | SUN | PHOTO VOLTAIC | SOLAR | NP15 | PGE3 | 2015-06-20 |  | 60 | A
110900 | Participating Unit | No | No | COCOSB_6_SOLAR | Oakley Solar Project | 1.5 | PGAE | Hayworth-Fabian, LLC | SUN | PHOTO VOLTAIC | SOLAR | NP15 | PGE3 | 2013-06-12 |  | 1.5 | A
121800 | Participating Unit | Yes | No | OLDRV1_6_SOLAR | Old River One | 20 | PGAE | RE Old River One, LLC | SUN | PHOTO VOLTAIC | SOLAR | NP15 | PGE3 | 2014-12-30 |  | 20 | A
121900 | Participating Unit | Yes | No | PUTHCR_1_SOLAR1 | Putah Creek Solar Farm | 1.98 | PGAE | Putah Creek Solar Farms LLC | SUN | PHOTO VOLTAIC | SOLAR | NP15 | PGE3 | 2014-12-19 |  | 2 | A
129900 | Participating Unit | No | No | SLST13_2_SOLAR1 | Quinto Solar PV Project | 107.6 | PGAE | Solar Star California XIII, LLC | SUN | PHOTO VOLTAIC | SOLAR | NP15 | PGE3 | 2015-11-30 |  | 107.6 | A
111200 | Participating Unit | No | No | KANSAS_6_SOLAR | RE Kansas South | 20 | PGAE | RE Kansas South LLC | SUN | PHOTO VOLTAIC | SOLAR | NP15 | PGE3 | 2013-06-06 |  | 20 | A
120300 | Participating Unit | No | No | LAMONT_1_SOLAR1 | Regulus Solar | 60 | PGAE | Regulus Solar, LLC | SUN | PHOTO VOLTAIC | SOLAR | NP15 | SCE1 | 2014-11-11 |  | 60 | A
118800 | Participating Unit | No | No | HOLSTR_1_SOLAR | San Benito Smart Park | 1.5 | PGAE | Enerparc CA1, LLC | SUN | PHOTO VOLTAIC | SOLAR | NP15 | PGE3 | 2014-06-16 |  | 1.5 | A
101800 | Participating Unit | No | No | AVENAL_6_SANDDG | Sand Drag Solar Project | 19 | PGAE | Sand Drag Solar Project | SUN | PHOTO VOLTAIC | SOLAR | NP15 | PGE2 | 2011-08-05 |  | 19 | A
114900 | Participating Unit | No | No | PEORIA_1_SOLAR | Sonora 1 | 1.5 | PGAE | Fresh Air Energy IV | SUN | PHOTO VOLTAIC | SOLAR | NP15 | PGE2 | 2013-12-23 |  | 1.5 | A
103000 | Participating Unit | No | No | STROUD_6_SOLAR | Stroud Solar Station | 20 | PGAE | Pacific Gas and Electric Company | SUN | PHOTO VOLTAIC | SOLAR | NP15 | PGE2 | 2011-10-04 |  | 20 | A
101700 | Participating Unit | No | No | AVENAL_6_SUNCTY | Sun City Solar Project | 20 | PGAE | Sun City Project LLC | SUN | PHOTO VOLTAIC | SOLAR | NP15 | PGE2 | 2011-08-05 |  | 20 | A
125400 | Participating Unit | No | No | S_RITA_6_SOLAR1 | Sun Harvest Solar | 1.5 | PGAE | Sun Harvest Solar | SUN | PHOTO VOLTAIC | SOLAR | NP15 | PGE3 | 2015-05-28 |  |  | A
100000 | Participating Unit | No | No | MARTIN_1_SUNSET | Sunset Reservoir - North Basin | 4.5 | PGAE | RE SFCity1, LP | SUN | PHOTO VOLTAIC | SOLAR | NP15 | PGE3 | 2010-10-29 |  | 4.5 | A
118900 | Participating Unit | No | No | REEDLY_6_SOLAR | Terzian | 1.23 | PGAE | Pristine Sun, LLC | SUN | PHOTO VOLTAIC | SOLAR | NP15 | PGE3 | 2014-06-17 |  | 1.25 | A
98300 | Participating Unit | No | No | VACADX_1_SOLAR | Vaca-Dixon Solar Station | 2.5 | PGAE | PG&E | SUN | PHOTO VOLTAIC | SOLAR | NP15 | PGE2 | 2009-12-23 |  | 2 | A
123600 | Participating Unit | No | No | VEGA_6_SOLAR1 | Vega Solar | 20 | PGAE | Vega Solar, LLC | SUN | PHOTO VOLTAIC | SOLAR | NP15 | SCE1 | 2015-03-23 |  | 20 | A
112000 | Participating Unit | No | No | GATES_2_WSOLAR | West Gates Solar Station | 10 | PGAE | Pacific Gas and Electric Company | SUN | PHOTO VOLTAIC | SOLAR | NP15 | PGE3 | 2013-06-24 |  | 10 | A
117000 | Participating Unit | No | No | JAYNE_6_WLSLR | Westlands Solar Farm PV 1 | 18 | PGAE | Westlands Solar Farms, LLC | SUN | PHOTO VOLTAIC | SOLAR | NP15 | PGE2 | 2014-02-14 |  | 19 | A
102400 | Participating Unit | No | No | SCHNDR_1_WSTSDE | Westside Solar Station | 15 | PGAE | Pacific Gas & Electric Company | SUN | PHOTO VOLTAIC | SOLAR | NP15 | PGE2 | 2011-09-13 |  | 15 | A
112100 | Participating Unit | No | No | OLIVEP_1_SOLAR | White River Solar | 20 | PGAE | SPS White River, LLC | SUN | PHOTO VOLTAIC | SOLAR | NP15 | PGE2 | 2013-06-22 |  | 20 | A
119900 | Participating Unit | No | No | OLIVEP_1_SOLAR2 | White River West | 19.75 | PGAE | CED White River Solar 2, LLC | SUN | PHOTO VOLTAIC | SOLAR | NP15 | PGE3 | 2014-10-01 |  | 19.75 | A
123300 | Participating Unit | No | No | WLDWD_1_SOLAR1 | Wildwood Solar I | 20 | PGAE | Wildwood Solar I, LLC | SUN | PHOTO VOLTAIC | SOLAR | NP15 | PGE3 | 2015-02-19 |  | 20 | A
124600 | Participating Unit | No | No | BLCKWL_6_SOLAR1 | Blackwell Solar | 12 | PGAE | Blackwell Solar, LLC | SUN | PHOTO VOLTAIC | SOLAR | ZP26 | PGE4 | 2015-04-16 |  | 12 | A
126600 | Participating Unit | No | No | EEKTMN_6_SOLAR1 | EE K Solar 1 | 20 | PGAE | EE Kettleman Land, LLC | SUN | PHOTO VOLTAIC | SOLAR | ZP26 | PGE3 | 2015-08-12 |  | 20 | A
137000 | Participating Unit | No | No | EXCLSG_1_SOLAR | Excelsior Solar | 60 | PGAE | Five Points Solar Park LLC | SUN | PHOTO VOLTAIC | SOLAR | ZP26 | PGE4 | 2016-10-06 |  | 60 | A
135300 | Participating Unit | No | No | FRESHW_1_SOLAR1 | Freshwater Solar | 20 | PGAE | CED Corcoran Solar 3, LLC | SUN | PHOTO VOLTAIC | SOLAR | ZP26 | PGE4 | 2016-03-04 |  | 20 | A
130600 | Participating Unit | No | No | LAMONT_1_SOLAR4 | Hayworth Solar Farm | 26.66 | PGAE | 65HK 8me LLC | SUN | PHOTO VOLTAIC | SOLAR | ZP26 | PGE4 | 2015-12-23 |  | 33.26 | A
135900 | Participating Unit | No | No | MSTANG_2_SOLAR | Mustang | 30 | PGAE | RE Mustang LLC | SUN | PHOTO VOLTAIC | SOLAR | ZP26 | PGE4 | 2016-07-12 |  | 30 | A
118300 | Participating Unit | No | No | ARVINN_6_ORION1 | Orion 1 Solar | 12 | PGAE | Orion Solar I, LLC | SUN | PHOTO VOLTAIC | SOLAR | ZP26 | PGE3 | 2014-06-26 |  | 12 | A
119100 | Participating Unit | No | No | ARVINN_6_ORION2 | Orion 2 Solar | 8 | PGAE | Orion Solar II, LLC | SUN | PHOTO VOLTAIC | SOLAR | ZP26 | PGE3 | 2014-06-26 |  | 8 | A
124400 | Participating Unit | No | No | 7STDRD_1_SOLAR1 | Shafter Solar | 20 | PGAE | Shafter Solar, LLC | SUN | PHOTO VOLTAIC | SOLAR | ZP26 | PGE4 | 2015-06-04 |  | 20 | A
123800 | Participating Unit | No | No | SKERN_6_SOLAR1 | South Kern Solar PV Plant | 20 | PGAE | Algonquin SKIC 20 Solar, LLC | SUN | PHOTO VOLTAIC | SOLAR | ZP26 | PGE3 | 2015-04-07 |  | 20 | A
113200 | Participating Unit | No | No | TOPAZ_2_SOLAR | Topaz Solar Farms | 550 | PGAE | MidAmerican Solar, LLC | SUN | PHOTO VOLTAIC | SOLAR | ZP26 | PGE2 | 2014-10-27 |  | 550 | A
136000 | Participating Unit | No | No | TRNQLT_2_SOLAR | Tranquillity | 200 | PGAE | RE Tranquillity LLC | SUN | PHOTO VOLTAIC | SOLAR | ZP26 | PGE4 | 2016-07-28 |  | 200 | A
116600 | Participating Unit | No | No | TMPLTN_2_SOLAR | Vintner Solar | 1.5 | PGAE | Vintner Solar LLC | SUN | PHOTO VOLTAIC | SOLAR | ZP26 | PGE2 | 2014-03-05 |  | 1.5 | A
130700 | Participating Unit | No | No | LAMONT_1_SOLAR3 | Woodmere Solar Farm | 14.99 | PGAE | 87RL 8me, LLC | SUN | PHOTO VOLTAIC | SOLAR | ZP26 | PGE4 | 2015-12-23 |  | 18.75 | A
127300 | Participating Unit | No | No | KERMAN_6_SOLAR2 | Fresno Solar West | 1.5 | PGAE | Fresno Cogeneration Partners, LP | SUN | PHOTO VOLTAIC | SOLAR | SP15 | PGE3 | 2015-10-20 |  | 1.5 | A
136200 | Participating Unit | No | No | HENRTS_1_SOLAR | Henrietta Solar Project | 100 | PGAE | Parrey, LLC | SUN | PHOTO VOLTAIC | SOLAR | SP15 | PGE3 | 2016-08-19 |  | 100 | A
135100 | Participating Unit | No | No | HENRTA_6_SOLAR2 | Westside Solar Power PV1 | 2 | PGAE | Westside Assets LLC | SUN | PHOTO VOLTAIC | SOLAR | SP15 | PGE2 | 2016-05-07 |  | 2 | A
7800 | Participating Unit | No | No | DIABLO_7_UNIT 1 | Diablo Canyon Unit 1 | 1150 | PGAE | PG&E | URANIUM | STEAM | NUCLEAR | ZP26 | PGE4 | 1985-01-01 |  | 1150 | A | 0.835
7900 | Participating Unit | No | No | DIABLO_7_UNIT 2 | Diablo Canyon Unit 2 | 1150 | PGAE | PG&E | URANIUM | STEAM | NUCLEAR | ZP26 | PGE4 | 1986-01-01 |  | 1150 | A | 0.835
128000 | Participating Unit | No | No | MALIN_5_IBERDR | Iberdrola Centroid Sytem Resource | 100 | PGAE | Bonneville Power Administration | VARIOUS | SYSTEM UNIT | DYNAMIC SCHEDULED | NP15 | PGE3 |  |  | 100 | C
127900 | Participating Unit | No | No | MALIN_5_BPADYN | MALIN_5_BPADYN | 250 | PGAE | Bonneville Power Administration | VARIOUS | SYSTEM UNIT | DYNAMIC SCHEDULED | NP15 | PGE3 |  |  | 250 | C
93100 | Participating Unit | Yes | Yes | CSTRVL_7_QFUNTS | Castroville QF Aggregate | 2 | PGAE | Various | VARIOUS | VARIOUS | THERMAL | NP15 | PGE3 | 2006-06-01 |  | 2 | A
58400 | Participating Unit | Yes | Yes | MOSSLD_1_QF | MOSS LANDING AREA (SANTA CRUZ) LUMPED QF UNITS | 1 | PGAE | VARIOUS | WASTE GAS |  | BIOMASS | NP15 | PGE3 | 1985-01-01 |  | 1 | A
93900 | Participating Unit | Yes | Yes | FTSWRD_7_QFUNTS | FORT SEWARD QF AGGREGATION | 1.6 | PGAE |  | WATER | AGGREGATION | HYDRO | NP15 | PGE3 |  |  | 0.3 | A
65500 | Participating Unit | Yes | Yes | RIOOSO_1_QF | RIO OSO AREA LUMPED QF UNITS | 1.7 | PGAE | VARIOUS | WATER | AGGREGATION | HYDRO | NP15 | PGE3 | 1984-01-01 |  | 2.5 | A
1400 | Participating Unit | No | Yes | BNNIEN_7_ALTAPH | ALTA POWER HOUSE | 1 | PGAE | PG&E | WATER | HYDRO | HYDRO | NP15 | PGE3 | 1902-01-01 | Bear River | 1 | A
36000 | Participating Unit | No | No | VOLTA_6_BAILCK | BAILEY CREEK RANCH | 0.63 | PGAE | Bailey Creek Hydroelectric, Inc. | WATER | HYDRO | HYDRO | NP15 | PGE3 | 1982-05-26 |  | 0.63 | A
36100 | Participating Unit | Yes | No | BRDGVL_7_BAKER | Baker Station Hydro | 1.49 | PGAE | Baker Station Associates, LP | WATER | HYDRO | HYDRO | NP15 | PGE3 | 1987-12-10 |  | 1.5 | A
1900 | Participating Unit | No | No | BALCHS_7_UNIT 1 | Balch 1 | 33 | PGAE | PG&E | WATER | HYDRO | HYDRO | NP15 | PGE3 | 1927-01-01 | Kings River | 34 | A
2000 | Participating Unit | No | No | BALCHS_7_UNIT 2 | Balch 2 | 52.5 | PGAE | PG&E | WATER | HYDRO | HYDRO | NP15 | PGE3 | 1958-01-01 | Kings River | 52.5 | A
2100 | Participating Unit | No | No | BALCHS_7_UNIT 3 | Balch 3 | 54.6 | PGAE | PG&E | WATER | HYDRO | HYDRO | NP15 | PGE3 | 1958-01-01 | Kings River | 54.6 | A
71900 | Participating Unit | Yes | No | TKOPWR_6_HYDRO | Bear Creek Hydroelectric Project | 2.83 | PGAE | Enel Green Power North America, Inc. | WATER | HYDRO | HYDRO | NP15 | PGE3 | 1986-01-15 |  | 3.2 | A
2300 | Participating Unit | No | No | BEARDS_7_UNIT 1 | Beardsley Hydro | 11.5 | PGAE | City of Santa Clara DBA Silicon Valley Power | WATER | HYDRO | HYDRO | NP15 | PGE3 | 1957-01-01 | Stanislaus River | 11.5 | A
2400 | Participating Unit | No | No | BELDEN_7_UNIT 1 | Belden PH | 119 | PGAE | PG&E | WATER | HYDRO | HYDRO | NP15 | PGE3 | 1969-01-01 | NF Feather River | 119 | A
3000 | Participating Unit | Yes | No | GRSCRK_6_BGCKWW | BIG CREEK WATER WORKS | 5 | PGAE | Big Creek Water Works, LTD. | WATER | HYDRO | HYDRO | NP15 | PGE3 | 1987-01-01 |  | 5 | A
3300 | Participating Unit | No | No | BLCKBT_2_STONEY | Black Butte Hydro | 6.2 | PGAE | City of Santa Clara DBA Silicon Valley Power | WATER | HYDRO | HYDRO | NP15 | PGE3 | 1988-01-01 |  | 6.2 | A
37200 | Participating Unit | Yes | Yes | BORDEN_2_QF | BORDEN AREA LUMPED QF UNITS | 2 | PGAE | Madera ID | WATER | HYDRO | HYDRO | NP15 | PGE3 | 1985-01-01 |  | 2 | A
3900 | Participating Unit | No | Yes | BUCKCK_7_PL1X2 | BUCKS CREEK PH (AGGREGATE) | 59 | PGAE | PG&E | WATER | HYDRO | HYDRO | NP15 | PGE3 | 1928-01-01 | NF Feather River | 59 | A
4000 | Participating Unit | No | No | BUTTVL_7_UNIT 1 | Butt Valley PH | 40 | PGAE | PG&E | WATER | HYDRO | HYDRO | NP15 | PGE3 | 1958-01-01 | NF Feather River | 41 | A
4400 | Participating Unit | Yes | Yes | CAMCHE_1_PL1X3 | CAMANCHE PH (AGGREGATE) | 9.99 | PGAE | EBMUD | WATER | HYDRO | HYDRO | NP15 | PGE3 | 1983-01-01 | Mokelumne River | 9.99 | A
76200 | Participating Unit | No | No | CAMPFW_7_FARWST | Camp Far West | 8 | PGAE | SMUD | WATER | HYDRO | HYDRO | NP15 | PGE3 | 1985-01-01 |  | 7.9 | A
44001 | Participating Unit | Yes | No | CURTIS_1_CANLCK | CANAL CREEK POWER PLANT | 0.9 | PGAE | Merced Irrigation District | WATER | HYDRO | HYDRO | NP15 | PGE3 | 1983-01-01 |  | 0.9 | A
4500 | Participating Unit | No | No | CARBOU_7_UNIT 1 | Caribou PH 1 Unit 1 | 24 | PGAE | PG&E | WATER | HYDRO | HYDRO | NP15 | PGE3 | 1921-01-01 | NF Feather River | 24 | A
4600 | Participating Unit | No | Yes | CARBOU_7_PL2X3 | CARIBOU UNITS 2 & 3 (AGGREGATE) | 49 | PGAE | PG&E | WATER | HYDRO | HYDRO | NP15 | PGE3 | 1921-01-01 | NF Feather River | 48 | A
4700 | Participating Unit | No | Yes | CARBOU_7_PL4X5 | CARIBOU UNITS 4 & 5 (AGGREGATE) | 122 | PGAE | PG&E | WATER | HYDRO | HYDRO | NP15 | PGE3 | 1958-01-01 | NF Feather River | 122 | A
120100 | Participating Unit | No | Yes | INTKEP_2_UNITS | CCSF Hetch_Hetchy Hydro Aggregate | 405 | PGAE | City & County of San Francisco | WATER | HYDRO | HYDRO | NP15 | PGE3 | 2006-07-01 |  | 405 | A
4800 | Participating Unit | No | Yes | CNTRVL_6_UNIT | CENTERVILLE | 6.4 | PGAE | PG&E | WATER | HYDRO | HYDRO | NP15 | PGE3 | 1899-12-31 |  | 5.9 | A
5000 | Participating Unit | No | No | CHICPK_7_UNIT 1 | Chicago Park PH | 42 | PGAE | Nevada Irrigation District | WATER | HYDRO | HYDRO | NP15 | PGE3 | 1965-01-01 | South Yuba | 39 | A
5100 | Participating Unit | No | No | PLACVL_1_CHILIB | CHILI BAR | 8.4 | PGAE | PG&E | WATER | HYDRO | HYDRO | NP15 | PGE3 | 1965-01-01 |  | 7 | A
55500 | Participating Unit | Yes | No | CLOVER_2_UNIT | Clover Creek | 0.99 | PGAE | Pacific Gas & Electric Company | WATER | HYDRO | HYDRO | NP15 | PGE3 | 1986-02-21 |  | 0.99 | A
5500 | Participating Unit | No | No | COLEMN_2_UNIT | COLEMAN | 13 | PGAE | PG&E | WATER | HYDRO | HYDRO | NP15 | PGE3 | 1979-01-01 | Battle Creek | 13 | A
5600 | Participating Unit | No | No | COLGAT_7_UNIT 1 | Colgate PH Unit 1 | 176.72 | PGAE | Yuba County Water Agency | WATER | HYDRO | HYDRO | NP15 | PGE3 | 1969-01-01 | North Yuba River | 157.5 | A
5700 | Participating Unit | No | No | COLGAT_7_UNIT 2 | Colgate PH Unit 2 | 175.67 | PGAE | Yuba County Water Agency | WATER | HYDRO | HYDRO | NP15 | PGE3 | 1969-01-01 | North Yuba River | 157.5 | A
5800 | Participating Unit | No | Yes | COLVIL_7_PL1X2 | COLLIERVILLE HYDRO UNIT 1 & 2 AGGREGATE | 246.86 | PGAE | NCPA (MSS Agreement - S14) | WATER | HYDRO | HYDRO | NP15 | NCP1 |  |  | 252.5 | A
94000 | Participating Unit | Yes | Yes | HIGGNS_1_COMBIE | Combie South Powerhouse | 1.5 | PGAE | Nevada Irrigation District | WATER | HYDRO | HYDRO | NP15 | PGE3 |  |  | 1.5 | A
43400 | Participating Unit | Yes | Yes | CTNWDP_1_QF | COTTONWOOD AREA (BURNEY) LUMPED QF UNITS | 0.5 | PGAE | VARIOUS | WATER | HYDRO | HYDRO | NP15 | PGE3 | 1982-01-01 |  | 0.5 | A
90100 | Participating Unit | Yes | Yes | COVERD_2_QFUNTS | COVE ROAD AREA LUMPED UNITS | 20.26 | PGAE | VARIOUS | WATER | HYDRO | HYDRO | NP15 | PGE3 | 1987-01-05 |  | 20.26 | A
6800 | Participating Unit | No | Yes | COWCRK_2_UNIT | COW CREEK | 2 | PGAE | PG&E | WATER | HYDRO | HYDRO | NP15 | PGE3 | 1907-01-01 |  | 2 | A
7000 | Participating Unit | No | No | CRNEVL_6_CRNVA | CRANE VALLEY | 0.9 | PGAE | PG&E | WATER | HYDRO | HYDRO | NP15 | PGE3 | 1919-01-01 |  | 0.9 | A
7100 | Participating Unit | No | Yes | CRESTA_7_PL1X2 | CRESTA PH (AGGREGATE) | 70.4 | PGAE | PG&E | WATER | HYDRO | HYDRO | NP15 | PGE3 | 1949-01-01 | NF Feather River | 70.4 | A
7300 | Participating Unit | No | No | DSABLA_7_UNIT | DE SABLA | 18.5 | PGAE | PG&E | WATER | HYDRO | HYDRO | NP15 | PGE3 | 1963-01-01 | Butte Creek | 18.5 | A
65512 | Participating Unit | Yes | No | DEADCK_1_UNIT | DEADWOOD CREEK (HYDRO SIERRA ENERGY, LLC) | 2 | PGAE | Pacific Gas & Electric Company | WATER | HYDRO | HYDRO | NP15 | PGE3 | 1990-01-29 | Deadwood Creek | 2 | A
7400 | Participating Unit | No | No | DEERCR_6_UNIT 1 | DEER CREEK | 7 | PGAE | PG&E | WATER | HYDRO | HYDRO | NP15 | PGE3 | 1908-01-01 |  | 7 | A
119300 | Participating Unit | No | No | VOLTA_6_DIGHYD | Digger Creek Ranch Hydro | 0.6 | PGAE | Kenneth E. Link | WATER | HYDRO | HYDRO | NP15 | PGE3 | 2014-07-02 |  | 0.6 | A
8300 | Participating Unit | No | No | DONNLS_7_UNIT | Donnells Hydro | 72 | PGAE | City of Santa Clara DBA Silicon Valley Power | WATER | HYDRO | HYDRO | NP15 | PGE3 | 1957-01-01 | Stanislaus River | 72 | A
8500 | Participating Unit | No | Yes | DRUM_7_PL1X2 | DRUM PH 1 UNIT 1 & 2 (AGGREGATE) | 26 | PGAE | PG&E | WATER | HYDRO | HYDRO | NP15 | PGE3 | 1913-01-01 | South Yuba | 26 | A
8600 | Participating Unit | No | Yes | DRUM_7_PL3X4 | DRUM PH 1 UNIT 3 & 4 (AGGREGATE) | 28.9 | PGAE | PG&E | WATER | HYDRO | HYDRO | NP15 | PGE3 | 1922-01-01 | South Yuba | 28.9 | A
8700 | Participating Unit | No | No | DRUM_7_UNIT 5 | Drum PH 2 Unit 5 | 50 | PGAE | PG&E | WATER | HYDRO | HYDRO | NP15 | PGE3 | 1965-01-01 | South Yuba | 50 | A
8800 | Participating Unit | No | No | DUTCH1_7_UNIT 1 | Dutch Flat PH 1 Unit 1 | 22 | PGAE | PG&E | WATER | HYDRO | HYDRO | NP15 | PGE3 | 1943-01-01 | South Yuba | 22 | A
8900 | Participating Unit | No | No | DUTCH2_7_UNIT 1 | Dutch Flat PH 2 Unit 1 | 26 | PGAE | Nevada Irrigation District | WATER | HYDRO | HYDRO | NP15 | PGE3 | 1965-01-01 | South Yuba | 24.57 | A
91900 | Participating Unit | No | No | ELDORO_7_UNIT 1 | EL DORADO POWERHOUSE UNIT 1 | 11 | PGAE | El Dorado Irrigation District | WATER | HYDRO | HYDRO | NP15 | PGE3 | 2005-05-21 | AMERICAN RIVER-SOUTH FORK | 10.5 | A
92000 | Participating Unit | No | No | ELDORO_7_UNIT 2 | EL DORADO POWERHOUSE UNIT 2 | 11 | PGAE | El Dorado Irrigation District | WATER | HYDRO | HYDRO | NP15 | PGE3 | 2005-05-21 | AMERICAN RIVER-SOUTH FORK | 10.5 | A
9600 | Participating Unit | No | Yes | ELECTR_7_PL1X3 | ELECTRA PH (AGGREGATE) | 101.5 | PGAE | PG&E | WATER | HYDRO | HYDRO | NP15 | PGE3 | 1948-01-01 | Mokelumne River | 101.5 | A
11200 | Participating Unit | No | No | EXCHEC_7_UNIT 1 | Exchequer | 94.5 | PGAE | Merced Irrigation District | WATER | HYDRO | HYDRO | NP15 | PGE3 | 1967-01-01 | Merced River | 94.5 | A
44002 | Participating Unit | Yes | No | CURTIS_1_FARFLD | FAIRFIELD POWER PLANT | 0.9 | PGAE | Merced Irrigation District | WATER | HYDRO | HYDRO | NP15 | PGE3 | 1983-08-02 |  | 0.9 | A
11400 | Participating Unit | No | No | FORBST_7_UNIT 1 | Forbestown PH | 37.5 | PGAE | OWID | WATER | HYDRO | HYDRO | NP15 | PGE3 | 1963-01-01 | SF Feather River | 39 | A
11500 | Participating Unit | No | No | FMEADO_7_UNIT | French Meadows PH | 18 | PGAE | PCWA | WATER | HYDRO | HYDRO | NP15 | PGE3 | 1966-01-01 | American River | 18 | A
46500 | Participating Unit | Yes | Yes | FRIANT_6_UNITS | FRIANT DAM | 25 | PGAE | Friant Power Authority | WATER | HYDRO | HYDRO | NP15 | PGE3 | 1985-04-16 |  | 25 | A
47100 | Participating Unit | Yes | Yes | FULTON_1_QF | FULTON AREA LUMPED QF UNITS | 1 | PGAE | Pacific Gas & Electric Company | WATER | HYDRO | HYDRO | NP15 | PGE3 | 1983-01-01 |  | 1 | A
14300 | Participating Unit | No | No | GRIZLY_1_UNIT 1 | Grizzly PH | 20 | PGAE | PG&E | WATER | HYDRO | HYDRO | NP15 | PGE3 | 1993-01-01 | NF Feather River | 20 | A
14500 | Participating Unit | No | Yes | HAASPH_7_PL1X2 | HAAS PH (AGGREGATE) | 144 | PGAE | PG&E | WATER | HYDRO | HYDRO | NP15 | PGE3 | 1958-01-01 | Kings River | 144 | A
14600 | Participating Unit | No | No | HALSEY_6_UNIT | Halsey PH | 13.5 | PGAE | PG&E | WATER | HYDRO | HYDRO | NP15 | PGE3 | 1916-01-01 | South Yuba | 13.5 | A
14700 | Participating Unit | No | Yes | HMLTBR_6_UNITS | HAMILTON BRANCH PH (Aggregate) | 4.9 | PGAE | PG&E | WATER | HYDRO | HYDRO | NP15 | PGE3 | 1921-01-01 | NF Feather River | 4.8 | A
15000 | Participating Unit | No | No | HATCR1_7_UNIT | HAT CREEK 1 | 8.5 | PGAE | PG&E | WATER | HYDRO | HYDRO | NP15 | PGE3 | 1921-01-01 | Pit River | 8.5 | A
15100 | Participating Unit | No | No | HATCR2_7_UNIT | HAT CREEK 2 | 8.5 | PGAE | PG&E | WATER | HYDRO | HYDRO | NP15 | PGE3 | 1921-01-01 | Pit River | 8.5 | A
90300 | Participating Unit | Yes | Yes | HATLOS_6_QFUNTS | HAT CREEK AREA LUMPED UNITS | 2.75 | PGAE | VARIOUS | WATER | HYDRO | HYDRO | NP15 | PGE3 | 1989-06-15 |  | 2.75 | A
90400 | Participating Unit | Yes | Yes | HAYPRS_6_QFUNTS | HAYPRESS HYDROELECTRIC (Aggregate) | 18.75 | PGAE | VARIOUS | WATER | HYDRO | HYDRO | NP15 | PGE3 | 1989-04-11 |  | 18.75 | A
65509 | Participating Unit | Yes | No | FMEADO_6_HELLHL | Hell Hole Powerhouse | 0.6 | PGAE | Placer County Water Agency | WATER | HYDRO | HYDRO | NP15 | PGE3 | 1983-04-30 |  | 0.6 | A
122800 | Participating Unit | Yes | No | HIGGNS_7_QFUNTS | HIGGINS QF Aggregate | 2 | PGAE | Pacific Gas & Electric Company | WATER | HYDRO | HYDRO | NP15 | PGE3 |  |  | 0.5 | A
118700 | Participating Unit | Yes | No | ORLND_6_HIGHLI | High Line Canal Hydro | 0.5 | PGAE | City of Santa Clara DBA Silicon Valley Power | WATER | HYDRO | HYDRO | NP15 | PGE3 | 2014-06-11 |  | 0.53 | A
59600 | Participating Unit | Yes | Yes | NHOGAN_6_UNITS | HOGAN PH (AGGREGATE) | 4 | PGAE | Calaveras City Water District (16H008) | WATER | HYDRO | HYDRO | NP15 | MID1 | 1986-04-15 |  | 4 | A
51500 | Participating Unit | Yes | No | FORKBU_6_UNIT | HYPOWER, INC. (a/k/a Forks of Butte) | 14.3 | PGAE | Pacific Gas & Electric Company | WATER | HYDRO | HYDRO | NP15 | PGE3 | 1992-03-16 |  | 14.3 | A
51800 | Participating Unit | Yes | No | INDVLY_1_UNITS | INDIAN VALLEY HYDRO | 3.01 | PGAE | Yolo County Flood & WCD | WATER | HYDRO | HYDRO | NP15 | PGE3 | 1983-09-15 |  | 3.01 | A
17300 | Participating Unit | No | No | INSKIP_2_UNIT | INSKIP | 8 | PGAE | PG&E | WATER | HYDRO | HYDRO | NP15 | PGE3 | 1979-01-01 | Battle Creek | 8 | A
17400 | Participating Unit | No | No | BLACK_7_UNIT 1 | James B. Black 1 | 85 | PGAE | PG&E | WATER | HYDRO | HYDRO | NP15 | PGE3 | 1966-01-01 | Pit River | 85 | A
17500 | Participating Unit | No | No | BLACK_7_UNIT 2 | James B. Black 2 | 84.1 | PGAE | PG&E | WATER | HYDRO | HYDRO | NP15 | PGE3 | 1965-01-01 | Pit River | 84.1 | A
70200 | Participating Unit | Yes | No | KEKAWK_6_UNIT | Kekawaka Creek Hydroelectic Facility | 5.5 | PGAE | STS HydroPower, Ltd | WATER | HYDRO | HYDRO | NP15 | PGE1 | 1989-12-27 |  | 5.5 | A
18200 | Participating Unit | No | No | KELYRG_6_UNIT | Kelly Ridge PH | 11 | PGAE | OWID | WATER | HYDRO | HYDRO | NP15 | PGE3 | 1963-01-01 | SF Feather River | 11 | A
18300 | Participating Unit | No | No | KERKH1_7_UNIT 1 | Kerckhoff PH 1 Unit #1 | 13 | PGAE | PG&E | WATER | HYDRO | HYDRO | NP15 | PGE3 | 1920-01-01 | San Joaquin River | 13 | A
18500 | Participating Unit | No | No | KERKH1_7_UNIT 3 | Kerckhoff PH 1 Unit #3 | 12.8 | PGAE | PG&E | WATER | HYDRO | HYDRO | NP15 | PGE3 | 1920-01-01 | San Joaquin River | 12.8 | A
18600 | Participating Unit | No | No | KERKH2_7_UNIT 1 | Kerckhoff PH 2 Unit #1 | 153.9 | PGAE | PG&E | WATER | HYDRO | HYDRO | NP15 | PGE3 | 1983-01-01 | San Joaquin River | 153.9 | A
19000 | Participating Unit | No | Yes | KILARC_2_UNIT 1 | KILARC | 3.2 | PGAE | PG&E | WATER | HYDRO | HYDRO | NP15 | PGE3 | 1904-01-01 |  | 3.2 | A
19200 | Participating Unit | No | No | KINGRV_7_UNIT 1 | Kings River Unit 1 | 51.2 | PGAE | PG&E | WATER | HYDRO | HYDRO | NP15 | PGE3 | 1962-01-01 | Kings River | 51.2 | A
94400 | Participating Unit | No | Yes | UKIAH_7_LAKEMN | Lake Mendocino Hydro | 3.5 | PGAE | NCPA (MSS Agreement - S14) | WATER | HYDRO | HYDRO | NP15 | NCP1 | 2007-07-02 | Russian River | 3.5 | A
70609 | Participating Unit | Yes | No | BUCKCK_2_HYDRO | LASSEN STATION HYDRO | 0.99 | PGAE | Lassen Station Hydroelectric, LP | WATER | HYDRO | HYDRO | NP15 | PGE3 | 1986-05-22 |  | 0.99 | A
19500 | Participating Unit | No | Yes | CLRKRD_6_LIMESD | LIME SADDLE | 2 | PGAE | PG&E | WATER | HYDRO | HYDRO | NP15 | PGE3 | 1906-01-01 | West Branch Feather River | 2 | A
98700 | Participating Unit | No | No | HATLOS_6_LSCRK | Lost Creek 1 & 2 Hydro Conversion | 1.7 | PGAE | Snow Mountain Hydro, LLC. | WATER | HYDRO | HYDRO | NP15 | PGE3 | 1989-06-15 |  | 1.7 | A
93700 | Participating Unit | Yes | Yes | LOWGAP_7_QFUNTS | LOW GAP QF AGGREGATION | 2 | PGAE | Pacific Gas & Electric Company | WATER | HYDRO | HYDRO | NP15 | PGE3 | 2007-03-01 |  | 2 | A
54800 | Participating Unit | Yes | No | STOREY_7_MDRCHW | Madera Canal Site 980 | 1.84 | PGAE | MADERA-CHOWCHILLA WATER AND POWER AUTHORITY | WATER | HYDRO | HYDRO | NP15 | PGE3 | 1985-02-02 |  | 2.13 | A
37201 | Participating Unit | Yes | No | STOREY_2_MDRCH2 | Madera Chowchilla 2 | 0.52 | PGAE | Madera Chowchilla Water and Power Authority | WATER | HYDRO | HYDRO | NP15 | PGE3 | 1986-04-11 |  | 0.56 | A
37203 | Participating Unit | Yes | No | STOREY_2_MDRCH3 | Madera Chowchilla 3 | 0.42 | PGAE | Madera Chowchilla Water and Power Authority | WATER | HYDRO | HYDRO | NP15 | PGE3 | 1986-04-16 |  | 0.42 | A
37202 | Participating Unit | Yes | No | STOREY_2_MDRCH4 | Madera Chowchilla 4 | 0.92 | PGAE | Madera Chowchilla Water and Power Authority | WATER | HYDRO | HYDRO | NP15 | PGE3 | 1986-04-01 |  | 0.92 | A
54900 | Participating Unit | Yes | No | MALCHQ_7_UNIT 1 | MALACHA HYDRO L.P. | 32.5 | PGAE | Pacific Gas & Electric Company | WATER | HYDRO | HYDRO | NP15 | PGE3 | 1988-12-07 |  | 32.5 | A
21000 | Participating Unit | No | No | MCSWAN_6_UNITS | Mc SWAIN | 10 | PGAE | Merced Irrigation District | WATER | HYDRO | HYDRO | NP15 | PGE3 | 1967-01-01 | Merced River | 10 | A
55300 | Participating Unit | Yes | Yes | MCCALL_1_QF | MCCALL AREA LUMPED QF UNITS | 2.5 | PGAE | VARIOUS | WATER | HYDRO | HYDRO | NP15 | PGE3 | 1990-01-01 |  | 1.45 | A
21100 | Participating Unit | No | No | MERCFL_6_UNIT | Merced Falls | 3.5 | PGAE | PG&E | WATER | HYDRO | HYDRO | NP15 | PGE3 | 1930-01-01 |  | 3.5 | A
56600 | Participating Unit | Yes | Yes | METCLF_1_QF | METCALF AREA LUMPED QF UNITS | 1.25 | PGAE | VARIOUS | WATER | HYDRO | HYDRO | NP15 | PGE3 |  |  | 0.8 | A
21200 | Participating Unit | No | Yes | MDFKRL_2_PROJCT | MIDDLE FORK-RALSTON PROJECT (AGGREGATE) | 218.39 | PGAE | PCWA | WATER | HYDRO | HYDRO | NP15 | PGE3 | 1966-01-01 | American River | 220.7 | A
51706 | Participating Unit | Yes | No | LOWGAP_1_SUPHR | MILL & SULPHUR CREEK (NORTH COAST) | 0.99 | PGAE | Mill & Sulphur Creek Power Plant, LP | WATER | HYDRO | HYDRO | NP15 | PGE3 | 1988-02-23 |  | 1 | A
22000 | Participating Unit | No | Yes | MONTPH_7_UNITS | MONTICELLO PH (Aggregate) | 12.5 | PGAE | Solano Irrigation District | WATER | HYDRO | HYDRO | NP15 | PGE3 | 1974-01-01 |  | 12.5 | A
23300 | Participating Unit | No | No | NAROW1_2_UNIT | Narrows PH 1 Unit | 12 | PGAE | PG&E | WATER | HYDRO | HYDRO | NP15 | PGE3 | 1942-01-01 | South Yuba | 12 | A
23200 | Participating Unit | No | No | NAROW2_2_UNIT | NARROWS PH 2 UNIT | 55 | PGAE | YCWA | WATER | HYDRO | HYDRO | NP15 | PGE3 | 1969-01-01 | North Yuba River | 55 | A
59500 | Participating Unit | Yes | No | BOWMN_6_UNIT | NEVADA POWER AUTHORITY (BOWMAN) | 6.25 | PGAE | Pacific Gas & Electric Company | WATER | HYDRO | HYDRO | NP15 | PGE3 | 1986-08-18 |  | 6.25 | A
23400 | Participating Unit | No | No | NWCSTL_7_UNIT 1 | Newcastle PH | 12 | PGAE | PG&E | WATER | HYDRO | HYDRO | NP15 | PGE3 | 1986-01-01 | South Yuba | 12 | A
23500 | Participating Unit | No | No | BUCKCK_7_OAKFLT | OAK FLAT PH | 1.3 | PGAE | PG&E | WATER | HYDRO | HYDRO | NP15 | PGE3 | 1985-01-01 | North Fork Feather River | 1.3 | A
94200 | Participating Unit | Yes | Yes | OILFLD_7_QFUNTS | OIL FIELDS QF AGGREGATION | 3.8 | PGAE |  | WATER | HYDRO | HYDRO | NP15 | PGE3 |  |  | 3.8 | A
61700 | Participating Unit | Yes | No | OLSEN_2_UNIT | OLSEN POWER PARTNERS | 5.8 | PGAE | Pacific Gas & Electric Company | WATER | HYDRO | HYDRO | NP15 | PGE3 | 1990-01-03 |  | 5.8 | A
24300 | Participating Unit | No | No | OXBOW_6_DRUM | Oxbow PH | 6 | PGAE | PCWA | WATER | HYDRO | HYDRO | NP15 | PGE3 | 1966-01-01 | American River | 6 | A
24700 | Participating Unit | No | Yes | PARDEB_6_UNITS | Pardee Power House | 30 | PGAE | East Bay Municipal Utility District | WATER | HYDRO | HYDRO | NP15 | PGE3 | 1930-01-01 | Mokelumne River | 27.8 | A
56200 | Participating Unit | Yes | No | CRESSY_1_PARKER | Parker Power House | 2.83 | PGAE | Merced Irrigation District | WATER | HYDRO | HYDRO | NP15 | PGE3 | 1981-09-23 |  | 2.83 | A
24800 | Participating Unit | No | No | PHOENX_1_UNIT | PHOENIX PH | 2 | PGAE | PG&E | WATER | HYDRO | HYDRO | NP15 | PGE3 | 1940-01-01 | Tuolemne River | 2 | A
24900 | Participating Unit | No | Yes | PINFLT_7_UNITS | PINE FLAT PH (AGGREGATE) | 210 | PGAE | CDWR | WATER | HYDRO | HYDRO | NP15 | PGE3 | 1984-01-01 |  | 173.7 | A
25000 | Participating Unit | No | No | PIT1_7_UNIT 1 | Pit PH 1 Unit 1 | 32 | PGAE | PG&E | WATER | HYDRO | HYDRO | NP15 | PGE3 | 1922-01-01 | Pit River | 32 | A
25100 | Participating Unit | No | No | PIT1_7_UNIT 2 | Pit PH 1 Unit 2 | 32 | PGAE | PG&E | WATER | HYDRO | HYDRO | NP15 | PGE3 | 1922-01-01 | Pit River | 32 | A
25200 | Participating Unit | No | Yes | PIT3_7_PL1X3 | PIT PH 3 (AGGREGATE) | 70.6 | PGAE | PG&E | WATER | HYDRO | HYDRO | NP15 | PGE3 | 1925-01-01 | Pit River | 70.6 | A
25300 | Participating Unit | No | Yes | PIT4_7_PL1X2 | PIT PH 4 (AGGREGATE) | 95 | PGAE | PG&E | WATER | HYDRO | HYDRO | NP15 | PGE3 | 1955-01-01 | Pit River | 95 | A
25400 | Participating Unit | No | Yes | PIT5_7_PL1X2 | PIT PH 5 UNITS 1 & 2 (AGGREGATE) | 82 | PGAE | PG&E | WATER | HYDRO | HYDRO | NP15 | PGE3 | 1944-01-01 | Pit River | 82 | A
25500 | Participating Unit | No | Yes | PIT5_7_PL3X4 | PIT PH 5 UNITS 3 & 4 (AGGREGATE) | 82 | PGAE | PG&E | WATER | HYDRO | HYDRO | NP15 | PGE3 | 1944-01-01 | Pit River | 82 | A
25600 | Participating Unit | No | No | PIT6_7_UNIT 1 | Pit PH 6 Unit 1 | 39 | PGAE | PG&E | WATER | HYDRO | HYDRO | NP15 | PGE3 | 1965-01-01 | Pit River | 39 | A
25700 | Participating Unit | No | No | PIT6_7_UNIT 2 | Pit PH 6 Unit 2 | 40 | PGAE | PG&E | WATER | HYDRO | HYDRO | NP15 | PGE3 | 1965-01-01 | Pit River | 40 | A
25800 | Participating Unit | No | No | PIT7_7_UNIT 1 | Pit PH 7 Unit 1 | 55.7 | PGAE | PG&E | WATER | HYDRO | HYDRO | NP15 | PGE3 | 1965-01-01 | Pit River | 55.7 | A
25900 | Participating Unit | No | No | PIT7_7_UNIT 2 | Pit PH 7 Unit 2 | 54.6 | PGAE | PG&E | WATER | HYDRO | HYDRO | NP15 | PGE3 | 1965-01-01 | Pit River | 54.6 | A
90200 | Participating Unit | Yes | Yes | PIT5_7_QFUNTS | PIT5 AREA LUMPED UNITS | 3.75 | PGAE | Pacific Gas & Electric Company | WATER | HYDRO | HYDRO | NP15 | PGE3 | 1987-08-15 |  | 3.75 | A
26700 | Participating Unit | No | No | POEPH_7_UNIT 1 | Poe PH Unit 1 | 69 | PGAE | PG&E | WATER | HYDRO | HYDRO | NP15 | PGE3 | 1958-01-01 | NF Feather River | 68 | A
26800 | Participating Unit | No | No | POEPH_7_UNIT 2 | Poe PH Unit 2 | 68.5 | PGAE | PG&E | WATER | HYDRO | HYDRO | NP15 | PGE3 | 1958-01-01 | NF Feather River | 68.5 | A
27400 | Participating Unit | No | Yes | POTTER_6_UNITS | POTTER VALLEY PH (AGGREGATE) | 10.1 | PGAE | Pacific Gas & Electric Company | WATER | HYDRO | HYDRO | NP15 | PGE3 | 1910-01-01 | Eel | 9.8 | A
66000 | Participating Unit | Yes | No | PLACVL_1_RCKCRE | ROCK CREEK L.P. | 5 | PGAE | Pacific Gas & Electric Company | WATER | HYDRO | HYDRO | NP15 | PGE3 | 1986-04-24 |  | 5 | A
28000 | Participating Unit | No | No | RCKCRK_7_UNIT 1 | Rock Creek Unit 1 | 57 | PGAE | PG&E | WATER | HYDRO | HYDRO | NP15 | PGE3 | 1950-01-01 | NF Feather River | 57 | A
28100 | Participating Unit | No | No | RCKCRK_7_UNIT 2 | Rock Creek Unit 2 | 56.9 | PGAE | PG&E | WATER | HYDRO | HYDRO | NP15 | PGE3 | 1950-01-01 | NF Feather River | 56.9 | A
28200 | Participating Unit | No | No | ROLLIN_6_UNIT | Rollins PH | 13.5 | PGAE | Nevada Irrigation District | WATER | HYDRO | HYDRO | NP15 | PGE3 | 1980-01-01 |  | 12.15 | A
120600 | Participating Unit | Yes | No | ALLGNY_6_HYDRO1 | Salmon Creek Hydroelectric Project | 0.52 | PGAE | Salmon Creek Hydroelectric Company, LLC | WATER | HYDRO | HYDRO | NP15 | PGE3 | 2014-12-03 |  | 0.54 | A
28600 | Participating Unit | No | Yes | SALTSP_7_UNITS | SALT SPRINGS PH (AGGREGATE) | 46 | PGAE | PG&E | WATER | HYDRO | HYDRO | NP15 | PGE3 | 1931-01-01 | Mokelumne River | 46 | A
28800 | Participating Unit | No | No | CRNEVL_6_SJQN 2 | San Joaquin PH 2 | 3.2 | PGAE | PGAE | WATER | HYDRO | HYDRO | NP15 | PGE3 | 1917-01-01 |  | 3.2 | A
28900 | Participating Unit | No | No | CRNEVL_6_SJQN 3 | San Joaquin PH 3 | 4.2 | PGAE | PGAE | WATER | HYDRO | HYDRO | NP15 | PGE3 | 1923-01-01 |  | 4.2 | A
67300 | Participating Unit | Yes | No | SNDBAR_7_UNIT 1 | Sand Bar Hydro | 18.6 | PGAE | Pacific Gas & Electric Company | WATER | HYDRO | HYDRO | NP15 | PGE3 | 1986-05-19 | Stanislaus River | 18.6 | A
84800 | Participating Unit | No | No | APLHIL_1_SLABCK | SLAB CREEK HYDRO | 1 | PGAE | SMUD | WATER | HYDRO | HYDRO | NP15 | PGE3 |  |  | 0.4 | A
30000 | Participating Unit | No | No | SLYCRK_1_UNIT 1 | Sly Creek PH | 13 | PGAE | OWID | WATER | HYDRO | HYDRO | NP15 | PGE3 | 1983-01-01 | SF Feather River | 13 | A
35000 | Participating Unit | Yes | Yes | WRGHTP_7_AMENGY | SMALL QF AGGREGATION - LOS BANOS | 2.5 | PGAE | Pacific Gas & Electric Company | WATER | HYDRO | HYDRO | NP15 | PGE3 | 1986-02-01 |  | 2.5 | A
50800 | Participating Unit | Yes | Yes | HUMBSB_1_QF | Small QF aggregation - Trinity | 1.25 | PGAE | Pacific Gas & Electric Company | WATER | HYDRO | HYDRO | NP15 | PGE1 |  |  | 1.25 | A
43407 | Participating Unit | Yes | No | SPBURN_7_SNOWMT | SNOW MOUNTAIN HYDRO LLC (BURNEY CREEK) | 3 | PGAE | Pacific Gas & Electric Company | WATER | HYDRO | HYDRO | NP15 | PGE3 | 1990-03-28 |  | 3 | A
30400 | Participating Unit | No | No | SOUTH_2_UNIT | SOUTH PH | 7.1 | PGAE | PG&E | WATER | HYDRO | HYDRO | NP15 | PGE3 | 1979-01-01 |  | 7.1 | A
69300 | Participating Unit | No | No | COTTLE_2_FRNKNH | SOUTH SAN JOAQUIN ID (FRANKENHEIMER) | 5.3 | PGAE |  | WATER | HYDRO | HYDRO | NP15 | PGE3 | 1983-02-12 |  | 8.75 | A
69400 | Participating Unit | No | No | VLYHOM_7_SSJID | SOUTH SAN JOAQUIN ID (WOODWARD) | 3 | PGAE |  | WATER | HYDRO | HYDRO | NP15 | PGE3 | 1982-04-16 |  | 5 | A
31000 | Participating Unit | No | No | SPAULD_6_UNIT 3 | Spaulding Unit 3 | 6.5 | PGAE | PG&E | WATER | HYDRO | HYDRO | NP15 | PGE3 | 1928-01-01 | South Yuba | 6.5 | A
31100 | Participating Unit | No | Yes | SPAULD_6_UNIT12 | SPAULDING UNITS 1 & 2 (AGGREGATE) | 11.4 | PGAE | PG&E | WATER | HYDRO | HYDRO | NP15 | PGE3 | 1929-01-01 | South Yuba | 11.4 | A
31200 | Participating Unit | No | Yes | SPICER_1_UNITS | Spicer Hydro Aggregate | 6 | PGAE | NCPA (MSS Agreement - S14) | WATER | HYDRO | HYDRO | NP15 | NCP1 | 1990-01-01 |  | 6 | A
31300 | Participating Unit | No | No | SPRGAP_1_UNIT 1 | Spring Gap Unit 1 | 7 | PGAE | PG&E | WATER | HYDRO | HYDRO | NP15 | PGE3 | 1921-01-01 |  | 7 | A
31400 | Participating Unit | No | No | STANIS_7_UNIT 1 | Stanislaus Unit 1 | 91 | PGAE | PG&E | WATER | HYDRO | HYDRO | NP15 | PGE3 | 1963-01-01 | Stanislaus River | 91 | A
31500 | Participating Unit | No | Yes | ELKCRK_6_STONYG | Stony Gorge Hydro | 4.9 | PGAE | City of Santa Clara DBA Silicon Valley Power | WATER | HYDRO | HYDRO | NP15 | PGE3 | 1986-01-01 |  | 4.9 | A
70100 | Participating Unit | Yes | No | KANAKA_1_UNIT | STS HYDROPOWER LTD. (KANAKA) | 2.5 | PGAE | Pacific Gas & Electric Company | WATER | HYDRO | HYDRO | NP15 | PGE3 | 1989-02-13 |  | 2.5 | A
70600 | Participating Unit | Yes | Yes | TBLMTN_6_QF | TABLE MOUNTAIN AREA LUMPED QF UNITS | 3.6 | PGAE | VARIOUS | WATER | HYDRO | HYDRO | NP15 | PGE3 | 1983-01-01 |  | 5.8 | A
70800 | Participating Unit | Yes | Yes | TESLA_1_QF | TESLA AREA LUMPED QF UNITS | 2 | PGAE | VARIOUS | WATER | HYDRO | HYDRO | NP15 | PGE3 | 1982-01-01 |  | 2.46 | A
103400 | Participating Unit | No | No | FTSWRD_6_TRFORK | Three Forks Water Power Project | 1.63 | PGAE | Grizzly Mountain Ranch | WATER | HYDRO | HYDRO | NP15 | PGE3 | 2011-11-01 |  | 1.8 | A
32200 | Participating Unit | No | Yes | TIGRCK_7_UNITS | TIGER CREEK PH (AGGREGATE) | 62 | PGAE | PG&E | WATER | HYDRO | HYDRO | NP15 | PGE3 | 1931-01-01 | Mokelumne River | 62 | A
32300 | Participating Unit | No | No | TOADTW_6_UNIT | TOADTOWN PH | 1.5 | PGAE | PG&E | WATER | HYDRO | HYDRO | NP15 | PGE3 | 1986-01-01 |  | 1.5 | A
32700 | Participating Unit | No | Yes | TULLCK_7_UNITS | Tulloch Hydro | 25.9 | PGAE | City of Santa Clara DBA Silicon Valley Power | WATER | HYDRO | HYDRO | NP15 | PGE3 | 1958-01-01 | Stanislaus River | 25.9 | A
93400 | Participating Unit | No | Yes | FROGTN_7_UTICA | UTICA POWER HYDRO AGGREGATE | 6.2 | PGAE | UTICA POWER AUTHORITY | WATER | HYDRO | HYDRO | NP15 | PGE3 |  | Stanislaus River | 5.5 | A
49900 | Participating Unit | Yes | No | POTTER_7_VECINO | VECINO VINEYARDS LLC | 1.25 | PGAE | Pacific Gas & Electric Company | WATER | HYDRO | HYDRO | NP15 | PGE3 | 1990-03-27 |  | 1.25 | A
133400 | Participating Unit | No | No | BANGOR_6_HYDRO | Virginia Ranch Dam Powerplant | 1 | PGAE | Browns Valley Irrigation District (BVID) | WATER | HYDRO | HYDRO | NP15 | PGE2 | 2012-06-14 |  | 1.04 | A
93800 | Participating Unit | Yes | Yes | VOLTA_7_QFUNTS | VOLTA QF AGGREGATION | 1.5 | PGAE | PG&E | WATER | HYDRO | HYDRO | NP15 | PGE3 | 2007-03-01 |  | 1.5 | A
32900 | Participating Unit | No | No | VOLTA_2_UNIT 1 | VOLTA UNIT 1 | 9.1 | PGAE | PG&E | WATER | HYDRO | HYDRO | NP15 | PGE3 | 1980-01-01 |  | 9.1 | A
33000 | Participating Unit | No | No | VOLTA_2_UNIT 2 | VOLTA UNIT 2 | 1 | PGAE | PG&E | WATER | HYDRO | HYDRO | NP15 | PGE3 | 1981-01-01 |  | 1 | A
74200 | Participating Unit | Yes | No | GYSRVL_7_WSPRNG | Warm Springs | 3.75 | PGAE | Sonoma County Water Agency (04H009) | WATER | HYDRO | HYDRO | NP15 | PGE3 | 1988-12-22 |  | 3.75 | A
43402 | Participating Unit | Yes | No | CEDRCK_6_UNIT | Water Wheel Ranch | 0.98 | PGAE | Water Wheel Ranch | WATER | HYDRO | HYDRO | NP15 | PGE3 | 1984-03-22 |  | 0.98 | A
33200 | Participating Unit | No | No | WESTPT_2_UNIT | West Point PH | 14 | PGAE | PG&E | WATER | HYDRO | HYDRO | NP15 | PGE3 | 1948-01-01 | Mokelumne River | 14 | A
33600 | Participating Unit | No | No | WISE_1_UNIT 1 | Wise Unit 1 | 14.5 | PGAE | PG&E | WATER | HYDRO | HYDRO | NP15 | PGE1 | 1917-01-01 | South Yuba | 14.5 | A
33700 | Participating Unit | No | No | WISE_1_UNIT 2 | Wise Unit 2 | 3.2 | PGAE | PG&E | WATER | HYDRO | HYDRO | NP15 | PGE1 | 1986-01-01 | South Yuba | 3.2 | A
33800 | Participating Unit | No | Yes | WISHON_6_UNITS | WISHON/SAN JOAQUIN 1-A (AGGREGATE) | 18.4 | PGAE | PG&E | WATER | HYDRO | HYDRO | NP15 | PGE3 | 1910-01-01 | San Joaquin River | 18.4 | A
33900 | Participating Unit | No | No | WDLEAF_7_UNIT 1 | Woodleaf PH | 60 | PGAE | OWID | WATER | HYDRO | HYDRO | NP15 | PGE3 | 1963-01-01 | SF Feather River | 60 | A
75500 | Participating Unit | Yes | No | HILAND_7_YOLOWD | YOLO COUNTY FLOOD & WCD | 3.75 | PGAE | Pacific Gas & Electric Company | WATER | HYDRO | HYDRO | NP15 | PGE3 | 1985-09-07 |  | 3.75 | A
18700 | Participating Unit | No | No | KRNCNY_6_UNIT | KERN CANYON | 11.5 | PGAE | PG&E | WATER | HYDRO | HYDRO | ZP26 | PGE4 | 1921-01-01 |  | 11.5 | A
52800 | Participating Unit | Yes | No | RIOBRV_6_UNIT 1 | KERN HYDRO (OLCESE) (aka RIO BRAVO HYDRO) | 18.4 | PGAE | Pacific Gas & Electric Company | WATER | HYDRO | HYDRO | ZP26 | PGE4 | 1989-05-18 |  | 18.4 | A
56300 | Participating Unit | Yes | Yes | MESAP_1_QF | MESA AREA LUMPED QF UNITS | 1 | PGAE | VARIOUS | WATER | HYDRO | HYDRO | ZP26 | PGE4 |  |  | 1 | A
15300 | Participating Unit | No | No | HELMPG_7_UNIT 1 | Helms PGP Unit 1 | 407 | PGAE | PG&E | WATER | PUMPED STORAGE | HYDRO | NP15 | PGE3 | 1984-01-01 | Kings River | 407 | A
15400 | Participating Unit | No | No | HELMPG_7_UNIT 2 | Helms PGP Unit 2 | 407 | PGAE | PG&E | WATER | PUMPED STORAGE | HYDRO | NP15 | PGE3 | 1984-01-01 | Kings River | 407 | A
15500 | Participating Unit | No | No | HELMPG_7_UNIT 3 | Helms PGP Unit 3 | 404 | PGAE | PG&E | WATER | PUMPED STORAGE | HYDRO | NP15 | PGE3 | 1984-01-01 | Kings River | 404 | A
16900 | Participating Unit | No | Yes | HYTTHM_2_UNITS | HYATT-THERMALITO P-G PROJECT (AGGREGATE) | 933.1 | PGAE | CDWR | WATER | PUMPED STORAGE | HYDRO | NP15 | PGE3 | 1968-01-01 |  | 941.4 | A
79400 | Participating Unit | No | Yes | ONLLPP_6_UNITS | ONEILL P-G PLANT (AGGREGATE) | 14 | PGAE | USBR | WATER | PUMPED STORAGE | HYDRO | NP15 | PGE3 | 1967-01-01 |  | 14.4 | A
29000 | Participating Unit | No | Yes | SLUISP_2_UNITS | SAN LUIS (GIANELLI) P-G PLANT (AGGREGATE) | 374.43 | PGAE | CDWR | WATER | PUMPED STORAGE | HYDRO | NP15 | PGE3 | 1967-01-01 |  | 424 | A
34600 | Participating Unit | Yes | Yes | FLOWD2_2_UNIT 1 | ALTAMONT POWER (AGGREGATE) | 42.1 | PGAE | Pacific Gas & Electric Company | WIND | WIND | WIND | NP15 | PGE3 | 1985-01-01 |  | 42.1 | A
37400 | Participating Unit | No | No | WNDMAS_2_UNIT 1 | BUENA VISTA ENERGY, LLC | 38 | PGAE | Buena Vista Energy, LLC | WIND | WIND | WIND | NP15 | PGE3 | 1983-12-24 |  | 38 | A
90900 | Participating Unit | No | No | FLOWD2_2_FPLWND | DIABLO WINDS | 18.6 | PGAE | DIABLO WINDS, LLC | WIND | WIND | WIND | NP15 | PGE3 | 2005-05-01 |  | 18 | A
100600 | Participating Unit | No | No | BRDSLD_2_MTZUMA | FPL Energy Montezuma Wind | 36.8 | PGAE | FPL Energy Montezuma Wind, LLC | WIND | WIND | WIND | NP15 | PGE3 | 2011-01-25 |  | 36.8 | A
48300 | Participating Unit | Yes | No | GOLDHL_1_QF | GOLD HILL AREA LUMPED QF UNITS | 1.25 | PGAE | Pacific Gas & Electric Company | WIND | WIND | WIND | NP15 | PGE3 | 1992-11-18 |  | 1.25 | A
130100 | Participating Unit | No | No | USWND2_1_WIND1 | Golden Hills A | 42.96 | PGAE | Golden Hills Wind, LLC | WIND | WIND | WIND | NP15 | PGE3 | 2015-12-18 |  | 4.3 | A
130200 | Participating Unit | No | No | USWND2_1_WIND2 | Golden Hills B | 42.96 | PGAE | Golden Hills Wind, LLC | WIND | WIND | WIND | NP15 | PGE3 | 2015-12-18 |  | 42.96 | A
48600 | Participating Unit | No | Yes | USWPJR_2_UNITS | GREEN RIDGE POWER (JACKSON) | 78.2 | PGAE | Vasco Wind, LLC | WIND | WIND | WIND | NP15 | PGE3 | 1988-01-01 |  | 78.2 | A
48900 | Participating Unit | Yes | Yes | USWNDR_2_UNITS | GREEN RIDGE POWER LLC- RUSSELL (Aggregate) | 59.6 | PGAE | Pacific Gas & Electric Company | WIND | WIND | WIND | NP15 | PGE3 | 1994-01-01 |  | 59.6 | A
48800 | Participating Unit | Yes | Yes | USWND4_2_UNITS | GREEN RIDGE POWER LLC-RALPH (Aggregate) | 80.2 | PGAE | Pacific Gas & Electric Company | WIND | WIND | WIND | NP15 | PGE3 | 1987-01-01 |  | 80.2 | A
100100 | Participating Unit | No | No | HATRDG_2_WIND | Hatchet Ridge Wind Farm | 102 | PGAE | Hatchet Ridge Wind, LLC | WIND | WIND | WIND | NP15 | PGE3 | 2010-11-19 |  | 101.2 | A
84500 | Participating Unit | No | No | BRDSLD_2_HIWIND | HIGH WINDS PROJECT | 162 | PGAE | High Winds, LLC | WIND | WIND | WIND | NP15 | PGE3 | 2003-12-23 |  | 162 | A
51700 | Participating Unit | Yes | Yes | IGNACO_1_QF | IGNACIO AREA LUMPED QF UNITS | 0.5 | PGAE | Pacific Gas & Electric Company | WIND | WIND | WIND | NP15 | PGE3 | 1985-01-01 |  | 0.3 | A
52000 | Participating Unit | Yes | No | INTTRB_6_UNIT | INTERNATIONAL TURBINE RESEARCH | 21.25 | PGAE | Pacific Gas & Electric Company | WIND | WIND | WIND | NP15 | PGE3 | 1988-06-14 |  | 21.25 | A
103700 | Participating Unit | No | No | BRDSLD_2_MTZUM2 | Montezuma II | 78.2 | PGAE | NextEra Energy Montezuma Wind II, LLC | WIND | WIND | WIND | NP15 | PGE2 | 2012-02-01 |  | 78.2 | A
59700 | Participating Unit | Yes | Yes | NEWARK_1_QF | NEWARK AREA LUMPED QF UNITS | 1.1 | PGAE | Pacific Gas & Electric Company | WIND | WIND | WIND | NP15 | PGE3 |  |  | 1.1 | A
76000 | Participating Unit | No | No | ZOND_6_UNIT | Santa Clara Wind Project | 17.1 | PGAE | Seawest Power Resources, LLC (formerly QFID 01W017) | WIND | WIND | WIND | NP15 | PGE3 | 1985-12-30 |  | 24.1 | A
92900 | Participating Unit | No | No | BRDSLD_2_SHILO1 | SHILOH I WIND PROJECT | 150 | PGAE | Shiloh I Wind Project LLC | WIND | WIND | WIND | NP15 | PGE3 | 2006-03-30 |  | 150 | A
103300 | Participating Unit | No | No | BRDSLD_2_SHLO3A | Shiloh III - Phase A | 102.5 | PGAE | Shiloh III Wind Project, LLC | WIND | WIND | WIND | NP15 | PGE3 | 2011-12-22 |  | 100 | A
106400 | Participating Unit | No | No | BRDSLD_2_SHLO3B | Shiloh IV Wind Project | 100 | PGAE | Shiloh IV Wind Project, LLC | WIND | WIND | WIND | NP15 | PGE3 | 2012-12-07 |  | 100 | A
97300 | Participating Unit | No | No | BRDSLD_2_SHILO2 | Shiloh Wind Project 2 | 150 | PGAE | Shiloh Wind Project 2, LLC | WIND | WIND | WIND | NP15 | PGE3 | 2009-01-27 |  | 150 | A
80400 | Participating Unit | No | No | USWNDR_2_SMUD | SOLANO WIND | 102.18 | PGAE | SMUD | WIND | WIND | WIND | NP15 | PGE3 | 1994-01-01 |  | 102.18 | A
113800 | Participating Unit | No | No | USWNDR_2_SMUD2 | Solano Wind Project Phase 3 | 127.8 | PGAE | Solano 3 Wind, LLC | WIND | WIND | WIND | NP15 | PGE3 | 2012-04-18 |  | 127.8 | A
115800 | Participating Unit | Yes | No | NZWIND_6_CALWND | Wind Resource I | 9 | PGAE | CalWind Resources, Inc. | WIND | WIND | WIND | NP15 | PGE2 | 2012-03-24 |  | 9 | A
113000 | Participating Unit | No | No | JAKVAL_6_UNITG1 | Buena Vista Biomass | 17.84 | PGAE | Buena Vista Biomass Power, LLC | WOOD WASTE | STEAM | BIOMASS | NP15 | PGE2 | 2013-01-03 |  | 20 | A | 0.54
29400 | Participating Unit | Yes | No | SPBURN_2_UNIT 1 | Burney Biomass | 22 | PGAE | Sierra Pacific Industries | WOOD WASTE | STEAM | BIOMASS | NP15 | PGE3 | 1986-01-01 |  | 20 | A
37500 | Participating Unit | Yes | No | BURNYF_2_UNIT 1 | BURNEY FOREST PRODUCTS | 35.7 | PGAE | Pacific Gas & Electric Company | WOOD WASTE | STEAM | BIOMASS | NP15 | PGE3 | 1989-10-17 |  | 35.7 | A | 0.79
46000 | Participating Unit | Yes | No | FAIRHV_6_UNIT | FAIRHAVEN POWER CO. | 19.9 | PGAE | Pacific Gas & Electric Company | WOOD WASTE | STEAM | BIOMASS | NP15 | PGE1 | 1986-09-15 |  | 19.9 | A | 0.752
29500 | Participating Unit | Yes | No | SPI LI_2_UNIT 1 | Lincoln Biomass | 17.2 | PGAE | Sierra Pacific Industries | WOOD WASTE | STEAM | BIOMASS | NP15 | PGE3 | 1986-06-03 |  | 19.2 | A
94100 | Participating Unit | Yes | Yes | MLPTAS_7_QFUNTS | MILPITAS QF AGGREGATION | 2.3 | PGAE |  | WOOD WASTE | STEAM | BIOMASS | NP15 | PGE3 |  |  | 2.3 | A
61200 | Participating Unit | Yes | No | ULTPCH_1_UNIT 1 | OGDEN POWER PACIFIC, INC. (CHINESE STATION) | 22 | PGAE | Pacific Gas & Electric Company | WOOD WASTE | STEAM | BIOMASS | NP15 | PGE3 | 1986-06-04 |  | 22 | A
62100 | Participating Unit | Yes | No | PACLUM_6_UNIT | PACIFIC LUMBER CO. | 28.8 | PGAE | Pacific Gas & Electric Company | WOOD WASTE | STEAM | BIOMASS | NP15 | PGE1 | 1986-03-22 |  | 26.25 | A
29600 | Participating Unit | Yes | No | SPQUIN_6_SRPCQU | Quincy Biomass | 22 | PGAE | Sierra Pacific Industries | WOOD WASTE | STEAM | BIOMASS | NP15 | PGE3 | 1983-01-14 |  | 27.5 | A
65100 | Participating Unit | Yes | No | ULTPFR_1_UNIT 1 | RIO BRAVO FRESNO (aka ULTRAPOWER) | 30.5 | PGAE | Pacific Gas & Electric Company | WOOD WASTE | STEAM | BIOMASS | NP15 | PGE3 | 1988-07-20 |  | 30.5 | A | 0.787
65400 | Participating Unit | Yes | No | ULTRCK_2_UNIT | RIO BRAVO ROCKLIN | 28.8 | PGAE | Pacific Gas & Electric Company | WOOD WASTE | STEAM | BIOMASS | NP15 | PGE3 | 1989-06-09 |  | 28.8 | A | 0.777
29700 | Participating Unit | Yes | No | SPIFBD_1_PL1X2 | Sonora | 7.5 | PGAE | Sierra Pacific Industries | WOOD WASTE | STEAM | BIOMASS | NP15 | PGE3 | 2001-05-29 |  | 7.5 | A
126900 | Participating Unit | No | No | SPIAND_1_ANDSN2 | SPI Anderson 2 | 27.15 | PGAE | Sierra Pacific Industries | WOOD WASTE | STEAM | BIOMASS | NP15 | PGE2 | 2015-09-09 |  | 30.15 | A
63400 | Participating Unit | No | No | COGNAT_1_UNIT | Stockton Biomas | 48 | PGAE | DTE Stockton, LLC | WOOD WASTE | STEAM | BIOMASS | NP15 | PGE3 | 2014-02-12 |  | 50 | A
71700 | Participating Unit | Yes | No | THMENG_1_UNIT 1 | Tracy Biomass | 18.5 | PGAE | Thermal Energy Development Partnership L.P. | WOOD WASTE | STEAM | BIOMASS | NP15 | PGE3 | 1990-04-26 |  | 23 | A
75000 | Participating Unit | Yes | No | WSENGY_1_UNIT 1 | WHEELABRATOR SHASTA | 63 | PGAE | Pacific Gas & Electric Company | WOOD WASTE | STEAM | BIOMASS | NP15 | PGE3 | 1987-10-30 |  | 63 | A | 0.7
75300 | Participating Unit | No | No | BIOMAS_1_UNIT 1 | WOODLAND BIOMASS | 28.8 | PGAE | WOODLAND BIOMASS POWER, LLC | WOOD WASTE | STEAM | BIOMASS | NP15 | PGE3 | 1989-08-31 |  | 28 | A | 0.748
58500 | Participating Unit | No | No | MTNPOS_1_UNIT | MT. POSO COGENERATION CO. | 46.64 | PGAE | Mt. Poso Cogeneration Company | WOOD WASTE | STEAM | COGENERATION | ZP26 | PGE4 | 1989-04-01 |  | 63.33 | A | 0.474
92200 | Participating Unit | Yes | Yes | LASSEN_6_UNITS | LASSEN AREA QF AGGREGATION | 32 | PGAE | Various | WOOD WASTE | STEAM | THERMAL | NP15 | PGE3 | 2005-12-01 |  | 32 | A

## Non-participating
ISO Index | Classification | QF | Aggregate | Resource ID | Generating Unit Name / Description | Net Capacity (MW) | PTO Area | Owner or QF ID | ISO Classification | Unit Type | Fuel Type | Zone | Demand Zone | Operating Date | Comments | River System | Nameplate Capacity | Status - A=Active; C - Contracted outside CAISO
113600 | Non-Participating | No | No | TUPMAN_1_BIOGAS | ABEC Bidart-Stockale #1 | 0.6 | PGAE | ABEC Bidart-Stockdale LLC | BIOMASS | INTERNAL COMBUSTION | LANDFILL GAS | ZP26 | PGE4 | 2013-03-20 |  |  | 0.6 | A
35400 | Non-Participating | Yes | No |  | ARCADIA U.S.D. - ARCADIA HIGH SCHOOL | 0.07 | SCE | 2344 | COGENERATION |  |  | SP15 | SCE1 | 1989-01-23 |  |  | 0.07 | A
35700 | Non-Participating | Yes | No | AZUSA_2_HYDRO | AZUSA HYDRO | 2.5 | SCE | PASADENA | HYDRO | HYDRO | WATER | SP15 | SCE1 | 1949-01-01 |  |  | 2.5 | A
35800 | Non-Participating | Yes | No |  | B. BRAUN MEDICAL INC. | 6.1 | SCE | 2462 | COGENERATION |  | NATURAL GAS | SP15 | SCE1 | 1995-02-21 |  |  | 6.1 | A
36400 | Non-Participating | Yes | No |  | BASSETT UNIFIED SCHOOL DIST (BASSETT HS) | 0.07 | SCE | 2355 | COGENERATION |  |  | SP15 | SCE1 | 1988-07-01 |  |  | 0.07 | A
36700 | Non-Participating | Yes | No |  | BERRYMAN HEALTH #1 | 0.04 | SCE | 2458 | COGENERATION |  |  | SP15 | SCE1 | 1993-11-18 |  |  | 0.04 | A
36800 | Non-Participating | Yes | No |  | BERRYMAN HEALTH #2 | 0.04 | SCE | 2471 | COGENERATION |  |  | SP15 | SCE1 | 1995-03-01 |  |  | 0.09 | A
35600 | Non-Participating | Yes | No |  | BP AMOCO (Formerly ARCO PETROLEUM PRODUCTS) | 8 | SCE | 2060 | COGENERATION |  | NATURAL GAS | SP15 | SCE1 | 1985-05-01 |  |  | 8 | A
37300 | Non-Participating | Yes | No |  | BREA-OLINDA UNIFIED SCHOOL DISTRICT | 0.07 | SCE | 2386 | COGENERATION |  |  | SP15 | SCE1 | 1990-03-09 |  |  | 0.07 | A
99300 | Non-Participating | Yes | No | BLULKE_6_BLUELK | Blue lake Power | 12 | PGAE | Blue lake Power, LLC | BIOMASS | STEAM | WOOD WASTE | NP15 | SCE1 | 2010-09-09 | End SC association 10/28/2015. |  | 13.8 | A
37700 | Non-Participating | Yes | No |  | CAL POLY UNIVERSITY, POMONA | 0.12 | SCE | 2149 | COGENERATION |  |  | SP15 | SCE1 | 1987-09-03 |  |  | 0.12 | A
37900 | Non-Participating | Yes | No |  | CALIFORNIA STATE UNIV. LONG BEACH (POOL) | 0.2 | SCE | 2235 | COGENERATION |  |  | SP15 | SCE1 | 1987-05-31 |  |  | 0.2 | A
38500 | Non-Participating | Yes | No |  | CAMPBELL MOTEL & PROPERTIES INC. | 0.04 | SCE | 2442 | COGENERATION |  |  | SP15 | SCE1 | 1992-02-07 |  |  | 0.04 | A
39100 | Non-Participating | Yes | No |  | CERRITOS COLLEGE | 0.15 | SCE | 2182 | COGENERATION |  |  | SP15 | SCE1 | 1985-12-31 |  |  | 0.15 | A
39200 | Non-Participating | Yes | No |  | CHAFFEY JOINT U.H.S.D. (ETIWANDA HIGH SCHOOL) | 0.08 | SCE | 2446 | COGENERATION |  |  | SP15 | SCE1 | 1993-10-11 |  |  | 0.08 | A
39300 | Non-Participating | Yes | No |  | CHAFFEY JOINT UNION HI SCH-MONTCLAIR HS | 0.07 | SCE | 2358 | COGENERATION |  |  | SP15 | SCE1 | 1990-03-30 |  |  | 0.07 | A
39500 | Non-Participating | Yes | No |  | CHAFFEY U.S.D./ONTARIO HIGH SCHOOL | 0.08 | SCE | 2219 | COGENERATION |  |  | SP15 | SCE1 | 1986-07-01 |  |  | 0.08 | A
39700 | Non-Participating | Yes | No |  | CHARTER OAK HIGH SCHOOL DIST. | 0.09 | SCE | 2478 | COGENERATION | COMBUSTION TURBINE |  | SP15 | SCE1 | 1996-01-30 |  |  | 0.09 | A
39800 | Non-Participating | Yes | No |  | CHEVRON USA | 0 | SCE | 2155 | COGENERATION | COMBUSTION TURBINE |  | SP15 | SCE1 | 1987-12-29 | Does not export to grid. |  | 76.7 | A
40600 | Non-Participating | Yes | No |  | CHEVRON, USA, INCORPORATED #1 | 0 | SCE | 2005 | COGENERATION | STEAM |  | SP15 | SCE1 | 1984-05-29 | Self-gen. No export to grid. |  | 1.5 | A
41000 | Non-Participating | Yes | No |  | CITY OF VENTURA/EASTSIDE WTR RENOVATION | 0.55 | SCE | 2401 | COGENERATION |  |  | SP15 | SCE1 | 1992-04-02 |  |  | 0.55 | A
41200 | Non-Participating | Yes | No |  | CLARKE & RUSH MECHANICAL (WHITTIER COLLEGE) | 0.06 | SCE | 2273 | COGENERATION |  |  | SP15 | SCE1 | 1988-05-20 |  |  | 0.06 | A
41300 | Non-Participating | Yes | No |  | CO. SAN. DIST #32 OF L.A. CO. (VALENCIA) | 0.5 | SCE | 1068 | BIOMASS |  |  | SP15 | SCE1 | 1987-01-01 |  |  | 0.5 | A
42100 | Non-Participating | Yes | No |  | CONEJO VALLEY U. S. D. (THOUSAND OAKS) | 0.08 | SCE | 2326 | COGENERATION |  |  | SP15 | SCE1 | 1987-12-09 |  |  | 0.08 | A
42200 | Non-Participating | Yes | No |  | CONEJO VALLEY U.S.D. (NEWBURY PK HI SCH) | 0.08 | SCE | 2268 | COGENERATION |  |  | SP15 | SCE1 | 1987-06-05 |  |  | 0.08 | A
43300 | Non-Participating | Yes | No |  | COTIJA CHEESE, INCORPORATED | 0.12 | SCE | 2473 | COGENERATION |  |  | SP15 | SCE1 | 1995-05-04 |  |  | 0.12 | A
39400 | Non-Participating | Yes | No |  | Chaffey U.S.D. (Chaffey High School) | 0.08 | SCE | 2433 | COGENERATION |  |  | SP15 | SCE1 | 1992-02-28 |  |  | 0.08 | A
6300 | Non-Participating | No | No | CWATER_7_UNIT 1 | Coolwater Unit 1 | 63 | SCE | NRG California South LP | THERMAL | STEAM | NATURAL GAS | SP15 | SCE1 | 1961-01-01 | Non-Participating as of 1/22/2015 |  | 65 | A
6400 | Non-Participating | No | No | CWATER_7_UNIT 2 | Coolwater Unit 2 | 81.5 | SCE | NRG California South LP | THERMAL | STEAM | NATURAL GAS | SP15 | SCE1 | 1964-01-01 | Non-Participating as of 1/22/2015 |  | 71 | A
45600 | Non-Participating | Yes | No |  | ENCINA POLLUTION CONTROL | 0 | SDGE | 15089 | COGENERATION | RECIPROCATING ENGINE | NATURAL GAS | SP15 | SDG1 | 1984-01-01 | No export to grid. No telemetry. No metering. |  | 2.3 | A
98100 | Non-Participating | No | No | ETIWND_2_SOLAR | FONTANA RT SOLAR | 2 | SCE | Southern California Edison | SOLAR | PHOTO VOLTAIC | SUN | SP15 | SCE1 | 2009-06-30 | Changed to non-participant 3/29/2012 |  | 2 | A
46400 | Non-Participating | Yes | No |  | FRED L. HARTLEY RESEARCH CENTER (UNION OIL CO.) | 0.25 | SCE | 2457 | COGENERATION |  |  | SP15 | SCE1 |  |  |  | 0.25 | A
50000 | Non-Participating | Yes | No |  | HANFORD JOINT UNION HIGH SCHOOL DISTRICT | 0.06 | SCE | 2303 | COGENERATION |  |  | SP15 | SCE1 | 1987-12-08 |  |  | 0.06 | A
49800 | Non-Participating | Yes | No |  | Hale Ave. Resource Recovery Fac | 0 | SDGE | 481 | COGENERATION | COMBUSTION TURBINE | LANDFILL GAS | SP15 | SDG1 |  | No export to grid. No telemetry. No metering. |  | 0.36 | A
51600 | Non-Participating | Yes | No | IBMCTL_1_UNIT 1 | IBM COTTLE | 50 | PGAE |  | COGENERATION | COMBUSTION TURBINE | NATURAL GAS | NP15 | PGE3 | 1984-01-01 | Emergency back-up source. |  | 50 | A
84400 | Non-Participating | No | No |  | KERN OIL CO-GEN | 0 | PGAE | Kern Oil & Refining Co. | COGENERATION | COMBUSTION TURBINE | NATURAL GAS | ZP26 | PGE4 |  | Self-Gen. No export to grid. |  | 4.5 | A
18400 | Non-Participating | No | No | KERKH1_7_UNIT 2 | Kerckhoff PH 1 Unit #2 | 12.8 | PGAE | PG&E | HYDRO | HYDRO | WATER | NP15 | PGE3 | 1920-01-01 | Changed to non-participant 5/1/2013 | San Joaquin River | 12.8 | A
78500 | Non-Participating | No | No | LEWSTN_7_UNIT 1 | Lewiston | 0.5 | PGAE | USBR | HYDRO | HYDRO | WATER | NP15 | PGE3 | 1964-01-01 |  |  | 0.5 | A
55000 | Non-Participating | Yes | No |  | MAMMOTH PACIFIC LIMITED | 0 | SCE | 3051 | GEOTHERMAL | STEAM | GEOTHERMAL | SP15 | SCE1 | 1990-01-01 | Does not export to grid. |  | 12 | A
56400 | Non-Participating | Yes | No |  | MESA CONSOLIDATED WATER DISTRICT | 0.05 | SCE | 4145 | HYDRO | HYDRO | WATER | SP15 | SCE1 | 2000-02-01 |  |  | 0.05 | A
57100 | Non-Participating | Yes | No |  | MINNESOTA METHANE (TEAPOT DOME) | 0.95 | SCE | 1108 | BIOMASS |  |  | SP15 | SCE1 |  |  |  | 0.95 | A
60000 | Non-Participating | Yes | No | EGATE_7_NOCITY | MM San Diego LLC - North City | 3.2 | SDGE | MM San Diego, LLC | BIOGAS | RECIPROCATING ENGINE | LANDFILL GAS | SP15 | SDG1 | 1999-01-01 | Changed to non-participating 3/9/2014. Converted to Participating Generator. Formerly SDGE QF 455. Formerly Res ID NOCITY_7_ESGATE. |  | 3.8 | A
57700 | Non-Participating | Yes | No |  | MOBIL OIL CORPORATION #1 | 0 | SCE | 2215 | COGENERATION | COMBUSTION TURBINE | NATURAL GAS | SP15 | SCE1 | 1983-05-01 | No export to grid. |  | 41.9 | A
57900 | Non-Participating | Yes | No | HOLGAT_1_MOGEN | MOJAVE COGENERATION COMPANY | 55 | SCE | Southern California Edison Company | COGENERATION | COMBUSTION TURBINE | NATURAL GAS | SP15 | SCE1 | 1990-06-13 | Non Participant in MF as of 10/2/2013. No longer in SCE QF report as of January 2016 SCE QF 2078 |  | 55 | A
59100 | Non-Participating | Yes | No |  | NAVAL REGIONAL MEDICAL CENTER (BALBOA HOSPITAL) | 0 | SDGE | 505 | COGENERATION | RECIPROCATING ENGINE | NATURAL GAS | SP15 | SDG1 |  | Does not export to grid |  | 4.1 | A
59300 | Non-Participating | Yes | No |  | NAVY REG. DATA AUTOMATION CENTER | 0 | SDGE | 164 | COGENERATION | RECIPROCATING ENGINE | NATURAL GAS | SP15 | SDG1 | 1987-01-01 | Does not export to grid |  | 2.6 | A
89700 | Non-Participating | Yes | No |  | OCCIDENTAL OF ELK HILLS STEAM TURBINE | 0 | PGAE | Occidental of Elk Hills, Inc. | COGENERATION | STEAM |  | ZP26 | PGE4 | 2004-06-01 | No export to grid. No telemetry |  | 7.4 | A
61800 | Non-Participating | Yes | No |  | ORANGE U.S.D./VILLA PARK HIGH SCHOOL | 0.09 | SCE | 2423 | COGENERATION |  |  | SP15 | SCE1 | 1993-09-05 |  |  | 0.09 | A
62800 | Non-Participating | Yes | No |  | PCA METAL FINISHING, INC. | 0.1 | SCE | 2472 | COGENERATION |  |  | SP15 | SCE1 | 1994-12-15 |  |  | 0.1 | A
63300 | Non-Participating | Yes | No |  | PORTERVILLE INN | 0.06 | SCE | 2448 | COGENERATION |  |  | SP15 | SCE1 | 1993-06-05 |  |  | 0.06 | A
63900 | Non-Participating | Yes | No |  | QUAKER CITY PLATING | 0.03 | SCE | 2476 | COGENERATION |  |  | SP15 | SCE1 | 1995-06-02 |  |  | 0.03 | A
64100 | Non-Participating | Yes | No |  | R.J. DONOVAN CORRECTIONAL FACILITY | 0 | SDGE | 401 | COGENERATION | COMBUSTION TURBINE | NATURAL GAS | SP15 | SDG1 | 1987-01-01 | Does not export to grid |  | 3.13 | A
64700 | Non-Participating | Yes | No |  | REDLANDS UNIFIED SCHOOL DISTRICT | 0.06 | SCE | 2420 | COGENERATION |  |  | SP15 | SCE1 | 1990-12-21 |  |  | 0.06 | A
65000 | Non-Participating | Yes | No |  | RIDGEWOOD POWER (SUNNYSIDE) | 0.05 | SCE | 2262 | COGENERATION |  |  | SP15 | SCE1 | 1992-02-14 |  |  | 0.05 | A
66100 | Non-Participating | Yes | No |  | ROHR - GOODRICH AEROSTRUCTURES GROUP | 0 | SDGE | 486 | COGENERATION | COMBUSTION TURBINE | NATURAL GAS | SP15 | SDG1 | 1993-01-01 | Does not export to grid |  | 9.5 | A
66500 | Non-Participating | Yes | No |  | SAN BERNARDINO CITY U.S.D. (PACIFIC HIGH SCHOOL) | 0.08 | SCE | 2468 | COGENERATION |  |  | SP15 | SCE1 | 1994-10-18 |  |  | 0.08 | A
66700 | Non-Participating | Yes | No |  | SAN BERNARDINO U.H.S. - S. BERN. HI SCHOOL | 0.08 | SCE | 2220 | COGENERATION |  |  | SP15 | SCE1 | 1988-01-01 |  |  | 0.08 | A
66800 | Non-Participating | Yes | No |  | SAN BERNARDINO UNIF. SCH. DIST - CAJON H S | 0.08 | SCE | 2217 | COGENERATION |  |  | SP15 | SCE1 | 1988-01-01 |  |  | 0.08 | A
68100 | Non-Participating | Yes | No |  | SCAQMD SOLAR PORT | 0.07 | SCE | 5066 | SOLAR |  |  | SP15 | SCE1 | 1993-12-31 |  |  | 0.07 | A
129000 | Non-Participating | Yes | No |  | SDSU #2 | 0 | SDGE | 467 | COGENERATION | COMBINED CYCLE | NATURAL GAS | SP15 | SDG1 | 2002-08-13 | Does not export to grid. |  | 14.8 | A
34900 | Non-Participating | Yes | No |  | SIMMAX ENERGY (HOLIDAY INN) | 0.15 | SCE | 2359 | COGENERATION |  |  | SP15 | SCE1 | 1988-06-01 |  |  | 0.15 | A
41500 | Non-Participating | Yes | No |  | SIMMAX ENERGY, LLOC (ST. ERNE SANITARIUM) | 0.1 | SCE | 2057 | COGENERATION |  |  | SP15 | SCE1 | 1985-07-01 |  |  | 0.1 | A
88200 | Non-Participating | Yes | No |  | SPARTECH PLASTICS | 0 | SCE | Spartech Plastics | THERMAL | COMBUSTION TURBINE | NATURAL GAS | SP15 | SCE1 | 2002-02-28 | Self-Gen. No export to grid. |  | 3.8 | A
69800 | Non-Participating | Yes | No |  | ST. JOHNS HOSPITAL AND HEALTH CENTER | 1.08 | SCE | 2413 | COGENERATION |  | NATURAL GAS | SP15 | SCE1 | 1992-02-05 |  |  | 1.08 | A
89500 | Non-Participating | Yes | No |  | STOCKTON WASTE WATER TREATMENT PLANT | 0 | PGAE | City of Stocton | THERMAL | RECIPROCATING ENGINE | WASTE GAS | NP15 | PGE3 | 1989-11-08 | Self-Gen. No export to grid. |  | 1.5 | A
40703 | Non-Participating | Yes | No | CHINO_2_LNDFIL | Spadra | 12.5 | SCE | County Sanitation District No. 2 of Los Angeles County | BIOMASS | STEAM | LANDFILL GAS | SP15 | SCE1 | 1990-02-21 | Retired 11/22/2015. Formerly SCE QF 1077 |  | 10.5 | A
82300 | Non-Participating | No | No | PICO_6_THUMS1 | THUMS GENERATION FACILITY | 47 | SCE | THUMS Long Beach Company | PEAKER | COMBUSTION TURBINE | NATURAL GAS | SP15 | SCE1 | 2002-12-20 | Self-Gen. No export to grid. |  | 47 | A
129100 | Non-Participating | Yes | No |  | UCSD | 0 | SDGE | 15029 | COGENERATION | COMBUSTION TURBINE | NATURAL GAS | SP15 | SDG1 | 2001-04-02 | Does not export to grid |  | 29.74 | A
89400 | Non-Participating | Yes | No |  | UNION OIL (TOSCO) FACILITY | 0 | PGAE | Union Oil (Tosco) | THERMAL | STEAM | WASTE GAS | ZP26 | PGE4 |  | Self-Gen. No export to grid. |  | 5.8 | A
88300 | Non-Participating | No | No |  | VERNON ENGINE 1 | 3.5 | SCE | Vernon Muni Light Dept. | PEAKER | RECIPROCATING ENGINE | DIESEL / OIL | SP15 | VRN1 | 1937-01-01 | Only used as part of City of Vernons Emergency Energy Procedure. |  | 7 | A
88400 | Non-Participating | No | No |  | VERNON ENGINE 2 | 3.5 | SCE | Vernon Muni Light Dept. | PEAKER | RECIPROCATING ENGINE | DIESEL / OIL | SP15 | VRN1 | 1937-01-01 | Only used as part of City of Vernon's Emergency Energy Procedure. |  | 7 | A
88600 | Non-Participating | No | No |  | VERNON ENGINE 4 | 3.5 | SCE | Vernon Muni Light Dept. | PEAKER | RECIPROCATING ENGINE | DIESEL / OIL | SP15 | VRN1 | 1937-01-01 | Only used as part of City of Vernons Emergency Energy Procedure. |  | 7 | A
88700 | Non-Participating | No | No |  | VERNON ENGINE 5 | 3.5 | SCE | Vernon Muni Light Dept. | PEAKER | RECIPROCATING ENGINE | DIESEL / OIL | SP15 | VRN1 | 1937-01-01 | Only used as part of City of Vernons Emergency Energy Procedure. |  | 7 | A
73500 | Non-Participating | Yes | No |  | VICTOR RODRIGUEZ | 0.01 | SCE | 5069 | SOLAR |  |  | SP15 | SCE1 | 1985-02-05 |  |  | 0.01 | A
73100 | Non-Participating | Yes | No | BAHIA_7_UNITA1 | Valero Cogeneration Unit #1 | 44.7 | PGAE | Valero Refining Company - California | COGENERATION | COMBUSTION TURBINE | NATURAL GAS | NP15 | PGE3 | 2002-10-17 | Self-Gen. No export to grid. |  | 44.7 | A
74100 | Non-Participating | Yes | No |  | WALNUT VALLEY WATER DISTRICT (#2) | 0.03 | SCE | 4032 | HYDRO | HYDRO | WATER | SP15 | SCE1 | 1984-10-17 |  |  | 0.03 | A
35302 | Non-Participating | Yes | No | MIDWD_2_WIND1 | Windland Refresh 2 | 7.81 | SCE | Windland Refresh 2, LLC | WIND | WIND | WIND | SP15 | SCE1 | 1985-12-27 | QF Conversion 12/7/15. Was SCE QF 6097 |  | 7.81 | A
75800 | Non-Participating | Yes | No | ZANKER_1_UNIT 1 | ZANKER ROAD | 2 | PGAE |  | COGENERATION |  | NATURAL GAS | NP15 | PGE3 |  | Self-Gen. No export to grid. |  | 2 | A
75900 | Non-Participating | Yes | No | ZANKER_1_UNIT 2 | ZANKER ROAD | 2 | PGAE |  | COGENERATION |  | NATURAL GAS | NP15 | PGE3 |  | Self-Gen. No export to grid. |  | 2 | A
660.76

## TAC North
ISO Index | Classification | QF | Aggregate | Resource ID | Generating Unit Name / Description | Net Capacity (MW) | PTO Area | Owner or QF ID | Fuel Type | Unit Type | ISO Classification | Zone | Demand Zone | Operating Date | River System | Nameplate Capacity | Status - A=Active; C - Contracted outside CAISO | Capacity Factor | Average Heat Rate | Segment1 | Segment2 | Segment3 | MinCap | RampRate | MinUP | MinDOWN | VariableO&M | NoLOAD (x Fuel Price) | StartCost
23600 | Participating Unit | No | No | OAK C_7_UNIT 1 | Oakland GT #1 | 55 | PGAE | Dynegy Oakland LLC | OIL | COMBUSTION TURBINE | PEAKER | NP15 | PGE3 | 1978-01-01 |  | 74.5 | A |  | 15.6 | 13.6891 | 13.7541 | 13.8192 | 20 | 55 | 1 | 1 | 3.17 | 84.6394 | 3850
23700 | Participating Unit | No | No | OAK C_7_UNIT 2 | Oakland GT #2 | 55 | PGAE | Dynegy Oakland LLC | OIL | COMBUSTION TURBINE | PEAKER | NP15 | PGE3 | 1978-01-01 |  | 74.5 | A |  | 15.6 | 13.6891 | 13.7541 | 13.8192 | 20 | 55 | 1 | 1 | 3.17 | 84.6394 | 3850
23800 | Participating Unit | No | No | OAK C_7_UNIT 3 | Oakland GT #3 | 55 | PGAE | Dynegy Oakland LLC | OIL | COMBUSTION TURBINE | PEAKER | NP15 | PGE3 | 1978-01-01 |  | 74.5 | A |  | 15.6 | 13.6891 | 13.7541 | 13.8192 | 20 | 55 | 1 | 1 | 3.17 | 84.6394 | 3850
20200 | Participating Unit | No | No | LAPAC_6_UNIT | Freshwater Tissue Company | 20 | PGAE | Humboldt Bay Harbor, Recreation and Conservation District | OIL | STEAM | THERMAL | NP15 | PGE1 | 1992-01-01 |  | 23 | A |  | 15.6 | 13.7879 | 14.4928 | 15.1978 | 7 | 20 | 1 | 1 | 3.17 | 33.836 | 1400
32000 | Participating Unit | No | Yes | SUTTER_2_PL1X3 | SUTTER POWER PLANT AGGREGATE | 525 | PGAE | Calpine Construction Finance Company, L.P. | NATURAL GAS | COMBINED CYCLE | PSEUDO TIE | NP15 | PGE3 | 2001-05-04 |  | 572 | C |  | 24.4583 | 23.07 | 23.331 | 23.5919 | 210 | 525 | 4 | 4 | 2 | 653.801 | 36750
7600 | Participating Unit | No | Yes | DELTA_2_PL1X4 | DELTA ENERGY CENTER (AGGREGATE) | 880 | PGAE | Delta Energy Center, LLC | NATURAL GAS | COMBINED CYCLE | THERMAL | NP15 | PGE3 | 2002-06-17 |  | 943.5 | A |  | 11.6112 | 10.2229 | 10.4839 | 10.7448 | 352 | 880 | 4 | 4 | 2 | 1095.895 | 61600
112900 | Participating Unit | No | Yes | RUSCTY_2_UNITS | Russell City Energy Center | 620 | PGAE | Russell City Energy Company, LLC | NATURAL GAS | COMBINED CYCLE | THERMAL | NP15 | PGE3 | 2013-08-08 |  | 600 | A |  | 11.4508 | 10.0625 | 10.3234 | 10.5843 | 248 | 620 | 1 | 1 | 2 | 772.1079 | 43400
31900 | Participating Unit | No | Yes | SUNRIS_2_PL1X3 | SUNRISE POWER PROJECT (AGGREGATE) | 586.02 | PGAE | Edison Mission Energy | NATURAL GAS | COMBINED CYCLE | THERMAL | ZP26 | PGE4 | 2001-06-07 |  | 590 | A |  | 11.2249 | 9.8366 | 10.0975 | 10.3584 | 235 | 587 | 4 | 4 | 2 | 729.7914 | 41021.4
22700 | Participating Unit | No | Yes | MOSSLD_2_PSP1 | Moss Landing CC Plant 1 (Aggregate) | 510 | PGAE | Dynegy Moss Landing, LLC | NATURAL GAS | COMBINED CYCLE | THERMAL | NP15 | PGE3 | 2002-07-01 |  | 541 | A |  | 10.75 | 9.3617 | 9.6226 | 9.8836 | 204 | 510 | 3 | 3 | 2 | 635.121 | 35700
22800 | Participating Unit | No | Yes | MOSSLD_2_PSP2 | Moss Landing CC Plant 2 (Aggregate) | 510 | PGAE | Dynegy Moss Landing, LLC | NATURAL GAS | COMBINED CYCLE | THERMAL | NP15 | PGE3 | 2002-07-11 |  | 541 | A |  | 10.75 | 9.3617 | 9.6226 | 9.8836 | 204 | 510 | 3 | 3 | 2 | 635.121 | 35700
29200 | Participating Unit | Yes | Yes | SHELRF_1_UNITS | Martinez Refining Company (Aggregate) | 100 | PGAE | Martinez Refining Co. | NATURAL GAS | COMBINED CYCLE | THERMAL | NP15 | PGE3 | 1995-01-01 |  | 100 | A |  | 10.2615 | 8.8732 | 9.1341 | 9.3951 | 40 | 100 | 5 | 5 | 2 | 124.5335 | 7000
84100 | Participating Unit | No | Yes | ELKHIL_2_PL1X3 | ELK HILLS GENERATING PROJECT (AGGREGATE) | 551.7 | PGAE | Elk Hills Power | NATURAL GAS | COMBINED CYCLE | THERMAL | ZP26 | PGE4 | 2003-07-24 |  | 610 | A |  | 10.1623 | 8.774 | 9.035 | 9.2959 | 221 | 552 | 2 | 2 | 2 | 687.0515 | 38619
20100 | Participating Unit | No | Yes | LMEC_1_PL1X3 | LOS MEDANOS ENERGY CENTER (AGGREGATE) | 561.29 | PGAE | Calpine | NATURAL GAS | COMBINED CYCLE | THERMAL | NP15 | PGE3 | 2001-06-09 |  | 519.99 | A |  | 9.75 | 8.3617 | 8.6226 | 8.8836 | 225 | 562 | 4 | 4 | 2 | 698.9942 | 39290.3
47600 | Participating Unit | Yes | Yes | CALPIN_1_AGNEW | Agnews Power Plant | 28 | PGAE | O.L.S. Energy-Agnews, Inc. | NATURAL GAS | COMBINED CYCLE | COGENERATION | NP15 | PGE3 | 1990-10-19 |  | 32 | A |  | 9.4412 | 8.0528 | 8.3138 | 8.5747 | 12 | 28 | 5 | 5 | 2 | 34.8694 | 1960
91400 | Participating Unit | No | Yes | DUANE_1_PL1X3 | DONALD VON RAESFELD POWER PLANT | 147.8 | PGAE | City of Santa Clara DBA Silicon Valley Power | NATURAL GAS | COMBINED CYCLE | THERMAL | NP15 | NCP1 | 2005-03-24 |  | 154.4 | A |  | 9.2486 | 7.8602 | 8.1212 | 8.3821 | 60 | 148 | 2 | 2 | 2 | 184.0606 | 10346
91600 | Participating Unit | No | Yes | MALAGA_1_PL1X2 | Malaga Power Aggregate | 96 | PGAE | Malaga Power, LLC | NATURAL GAS | COMBINED CYCLE | THERMAL | NP15 | PGE3 | 2005-09-19 |  | 121 | A |  | 9 | 7.6117 | 7.8726 | 8.1336 | 39 | 96 | 2 | 2 | 2 | 119.5522 | 6720
34200 | Participating Unit | Yes | No | CHEVCO_6_UNIT 2 | AERA ENERGY LLC. (Coalinga) | 12.5 | PGAE | Pacific Gas & Electric Company | NATURAL GAS | COMBINED CYCLE | COGENERATION | NP15 | PGE3 | 1988-06-03 |  | 12.5 | A |  | 8.5181 | 7.1298 | 7.3907 | 7.6517 | 5 | 13 | 6 | 6 | 2 | 15.5667 | 875
39900 | Participating Unit | No | Yes | STOILS_1_UNITS | CHEVRON RICHMOND REFINERY | 113.9 | PGAE | Chevron Products Company | NATURAL GAS | COMBINED CYCLE | COGENERATION | NP15 | PGE3 | 1992-08-31 |  | 155 | A |  | 8.51 | 7.1217 | 7.3826 | 7.6436 | 46 | 114 | 5 | 5 | 2 | 141.8437 | 7973
41100 | Participating Unit | Yes | Yes | CLRMTK_1_QF | CLAIRMONT AREA LUMPED QF UNITS | 1.25 | PGAE | VARIOUS | NATURAL GAS | COMBINED CYCLE | COGENERATION | NP15 | PGE3 | 1983-12-05 |  | 1.25 | A |  | 8.51 | 7.1217 | 7.3826 | 7.6436 | 1 | 2 | 6 | 6 | 2 | 1.5567 | 87.5
57500 | Participating Unit | Yes | Yes | MISSIX_1_QF | MISSIX AREA (SAB FRABCUSCI) LUMPED QF UNITS | 1 | PGAE | VARIOUS | NATURAL GAS | COMBINED CYCLE | COGENERATION | NP15 | PGE2 | 1987-01-01 |  | 13 | A |  | 8.51 | 7.1217 | 7.3826 | 7.6436 | 1 | 1 | 6 | 6 | 2 | 1.2453 | 70
38000 | Participating Unit | Yes | Yes | BASICE_2_UNITS | CALPINE AMERICAN I COGEN (Aggregate) | 135 | PGAE | Pacific Gas & Electric Company | NATURAL GAS | COMBINED CYCLE | COGENERATION | NP15 | PGE3 | 1989-03-14 |  | 135 | A |  | 8.026 | 6.6377 | 6.8987 | 7.1596 | 54 | 135 | 5 | 5 | 2 | 168.1203 | 9450
11600 | Participating Unit | No | Yes | AGRICO_7_UNIT | FRESNO COGEN PLANT | 50.6 | PGAE | Fresno Cogeneration Partners, LP | NATURAL GAS | COMBINED CYCLE | COGENERATION | NP15 | PGE3 | 2001-01-01 |  | 54 | A |  | 8.026 | 6.6377 | 6.8987 | 7.1596 | 21 | 51 | 4 | 4 | 2 | 63.014 | 3542
48100 | Participating Unit | Yes | Yes | GILROY_1_UNIT | GILROY COGEN | 120 | PGAE | Calpine Gilroy Cogen, L.P. | NATURAL GAS | COMBINED CYCLE | COGENERATION | NP15 | PGE3 | 1987-01-01 |  | 140 | A |  | 8.026 | 6.6377 | 6.8987 | 7.1596 | 48 | 120 | 6 | 6 | 2 | 149.4402 | 8400
42300 | Participating Unit | Yes | Yes | CONTAN_1_UNIT | Graphic Packaging Cogen | 27.7 | PGAE | City of Santa Clara DBA Silicon Valley Power | NATURAL GAS | COMBINED CYCLE | COGENERATION | NP15 | CSC1 |  |  | 27.8 | A |  | 8.026 | 6.6377 | 6.8987 | 7.1596 | 12 | 28 | 1 | 1 | 2 | 34.4958 | 1939
49100 | Participating Unit | Yes | Yes | GRNLF1_1_UNITS | GREENLEAF UNIT #1 (Aggregate) | 49.5 | PGAE | Pacific Gas & Electric Company | NATURAL GAS | COMBINED CYCLE | COGENERATION | NP15 | PGE3 | 1989-01-11 |  | 69 | A |  | 8.026 | 6.6377 | 6.8987 | 7.1596 | 20 | 50 | 6 | 6 | 2 | 61.6441 | 3465
55100 | Participating Unit | No | Yes | TIDWTR_2_UNITS | Martinez Cogen Limited Partnership | 114.8 | PGAE | Martinez Cogen Limited Partnership (MCLP) | NATURAL GAS | COMBINED CYCLE | COGENERATION | NP15 | PGE3 | 1987-02-23 |  | 99.9 | A |  | 8.026 | 6.6377 | 6.8987 | 7.1596 | 46 | 115 | 6 | 6 | 2 | 142.9645 | 8036
105600 | Participating Unit | No | Yes | SCHLTE_1_PL1X3 | Tracy Combined Cycle Power Plant | 332.28 | PGAE | GWF Energy LLC | NATURAL GAS | COMBINED CYCLE | PEAKER | NP15 | PGE3 | 2012-10-31 |  | 332.28 | A |  | 7.7181 | 6.3298 | 6.5907 | 6.8517 | 133 | 333 | 1 | 1 | 2 | 413.8 | 23259.6
82000 | Participating Unit | No | No | LAPLMA_2_UNIT 1 | LA PALOMA UNIT 1 | 259.8 | PGAE | La Paloma Generating Company | NATURAL GAS | COMBINED CYCLE | THERMAL | ZP26 | PGE4 | 2003-01-10 |  | 255.6 | A |  | 7.3868 | 5.9985 | 6.2594 | 6.5204 | 104 | 260 | 3 | 3 | 2 | 323.5381 | 18186
82400 | Participating Unit | No | No | LAPLMA_2_UNIT 2 | LA PALOMA UNIT 2 | 260.2 | PGAE | La Paloma Generating Company | NATURAL GAS | COMBINED CYCLE | THERMAL | ZP26 | PGE4 | 2003-03-05 |  | 255.6 | A |  | 7.3868 | 5.9985 | 6.2594 | 6.5204 | 105 | 261 | 3 | 3 | 2 | 324.0362 | 18214
82100 | Participating Unit | No | No | LAPLMA_2_UNIT 3 | LA PALOMA UNIT 3 | 256.15 | PGAE | La Paloma Generating Company | NATURAL GAS | COMBINED CYCLE | THERMAL | ZP26 | PGE4 | 2003-01-13 |  | 255.6 | A |  | 7.3868 | 5.9985 | 6.2594 | 6.5204 | 103 | 257 | 3 | 3 | 2 | 318.9926 | 17930.5
82500 | Participating Unit | No | No | LAPLMA_2_UNIT 4 | LA PALOMA UNIT 4 | 259.54 | PGAE | La Paloma Generating Company | NATURAL GAS | COMBINED CYCLE | THERMAL | ZP26 | PGE4 | 2003-03-05 |  | 255.6 | A |  | 7.3868 | 5.9985 | 6.2594 | 6.5204 | 104 | 260 | 2 | 2 | 2 | 323.2143 | 18167.8
91800 | Participating Unit | No | Yes | METEC_2_PL1X3 | METCALF ENERGY CENTER | 593.16 | PGAE | Calpine | NATURAL GAS | COMBINED CYCLE | THERMAL | NP15 | PGE3 | 2005-05-27 |  | 617 | A |  | 7.361 | 5.9727 | 6.2336 | 6.4946 | 238 | 594 | 2 | 2 | 2 | 738.6831 | 41521.2
96900 | Participating Unit | No | No | GATWAY_2_PL1X3 | Gateway Generating Station | 562.5 | PGAE | PG&E | NATURAL GAS | COMBINED CYCLE | THERMAL | NP15 | PGE3 | 2009-01-04 |  | 619 | A |  | 7.3036 | 5.9153 | 6.1762 | 6.4372 | 225 | 563 | 1 | 1 | 2 | 700.5011 | 39375
110400 | Participating Unit | No | Yes | LODIEC_2_PL1X2 | Lodi Energy Center | 302.58 | PGAE | NCPA | NATURAL GAS | COMBINED CYCLE | THERMAL | NP15 | PGE2 | 2012-11-27 |  | 284 | A |  | 6.9927 | 5.6044 | 5.8653 | 6.1263 | 122 | 303 | 1 | 1 | 2 | 376.8135 | 21180.6
7200 | Participating Unit | No | No | CROKET_7_UNIT | CROCKETT COGEN | 240 | PGAE | PG&E | NATURAL GAS | COMBINED CYCLE | COGENERATION | NP15 | PGE3 | 1995-12-20 |  | 240 | A |  | 5.7541 | 4.3658 | 4.6267 | 4.8877 | 96 | 240 | 5 | 5 | 2 | 298.8805 | 16800
13700 | Participating Unit | No | No | CSCGNR_1_UNIT 1 | Gianera GT 1 | 24.75 | PGAE | City of Santa Clara DBA Silicon Valley Power | NATURAL GAS | COMBUSTION TURBINE | PEAKER | NP15 | CSC1 | 1987-01-01 |  | 24.75 | A |  | 32.7595 | 30.8486 | 30.9136 | 30.9787 | 9 | 25 | 1 | 1 | 3.17 | 38.0877 | 1732.5
13800 | Participating Unit | No | No | CSCGNR_1_UNIT 2 | Gianera GT 2 | 24.75 | PGAE | City of Santa Clara DBA Silicon Valley Power | NATURAL GAS | COMBUSTION TURBINE | PEAKER | NP15 | CSC1 | 1986-01-01 |  | 24.75 | A |  | 32.7595 | 30.8486 | 30.9136 | 30.9787 | 9 | 25 | 1 | 1 | 3.17 | 38.0877 | 1732.5
67600 | Participating Unit | No | Yes | CSCCOG_1_UNIT 1 | SANTA CLARA COGEN | 7 | PGAE | City of Santa Clara DBA Silicon Valley Power | NATURAL GAS | COMBUSTION TURBINE | COGENERATION | NP15 | CSC1 | 1981-01-01 |  | 7 | A |  | 20.3292 | 18.4184 | 18.4834 | 18.5484 | 3 | 7 | 1 | 1 | 3.17 | 10.7723 | 490
61900 | Participating Unit | No | No | OROVIL_6_UNIT | OROVILLE COGEN | 7.5 | PGAE | Oroville Cogeneration, LP | NATURAL GAS | COMBUSTION TURBINE | COGENERATION | NP15 | PGE3 | 1989-12-18 |  | 7.5 | A |  | 17.2675 | 15.3566 | 15.4216 | 15.4866 | 3 | 8 | 1 | 1 | 3.17 | 11.5417 | 525
19700 | Participating Unit | No | No | LODI25_2_UNIT 1 | LODI GAS TURBINE | 25.3 | PGAE | NCPA (MSS Agreement - S14) | NATURAL GAS | COMBUSTION TURBINE | PEAKER | NP15 | NCP1 | 1986-01-01 |  | 25.4 | A |  | 15.8535 | 13.9426 | 14.0077 | 14.0727 | 9 | 26 | 1 | 1 | 3.17 | 38.9341 | 1771
95800 | Participating Unit | No | Yes | PALALT_7_COBUG | Cooperatively Owned Back Up Generator | 4.5 | PGAE | NCPA (MSS Agreement - S14) | NATURAL GAS | COMBUSTION TURBINE | PEAKER | NP15 | NCP1 | 2007-10-15 |  | 4.8 | A |  | 13.8124 | 11.9015 | 11.9665 | 12.0316 | 2 | 5 | 1 | 1 | 3.17 | 6.925 | 315
13900 | Participating Unit | No | No | GILRPP_1_PL3X4 | Gilroy Energy Center Unit 3 | 46.2 | PGAE | CALPINE | NATURAL GAS | COMBUSTION TURBINE | PEAKER | NP15 | PGE3 | 2002-02-28 |  | 49.9 | A |  | 13.8124 | 11.9015 | 11.9665 | 12.0316 | 17 | 47 | 1 | 1 | 3.17 | 71.0971 | 3234
14000 | Participating Unit | No | Yes | GILRPP_1_PL1X2 | GILROY ENERGY CENTER UNITS 1 & 2 (AGGREGATE) | 95.4 | PGAE | CALPINE | NATURAL GAS | COMBUSTION TURBINE | PEAKER | NP15 | PGE3 | 2002-01-29 |  | 99.8 | A |  | 13.8124 | 11.9015 | 11.9665 | 12.0316 | 34 | 96 | 1 | 1 | 3.17 | 146.8109 | 6678
14400 | Participating Unit | No | Yes | GWFPWR_1_UNITS | GWF HEP PEAKER PLANT (AGGREGATE) | 98.46 | PGAE | GWF Energy, LLC | NATURAL GAS | COMBUSTION TURBINE | PEAKER | NP15 | PGE3 | 2001-08-27 |  | 96 | A |  | 13.8124 | 11.9015 | 11.9665 | 12.0316 | 35 | 99 | 1 | 1 | 3.17 | 151.5199 | 6892.2
82700 | Participating Unit | No | Yes | LECEF_1_UNITS | LOS ESTEROS ENERGY FACILITY (AGGREGATE) | 294 | PGAE | Calpine | NATURAL GAS | COMBUSTION TURBINE | PEAKER | NP15 | PGE3 | 2013-07-31 |  | 319.6 | A |  | 13.8124 | 11.9015 | 11.9665 | 12.0316 | 103 | 294 | 1 | 1 | 3.17 | 452.436 | 20580
32800 | Participating Unit | No | No | VACADX_1_UNITA1 | Vaca Dixon Peaker Plant | 50.61 | PGAE | CalPeak Power - Vaca Dixon, LLC | NATURAL GAS | COMBUSTION TURBINE | PEAKER | NP15 | PGE3 | 2002-06-21 |  | 48.49 | A |  | 13.8124 | 11.9015 | 11.9665 | 12.0316 | 18 | 51 | 1 | 1 | 3.17 | 77.8836 | 3542.7
24600 | Participating Unit | No | Yes | PNOCHE_1_PL1X2 | WELLHEAD - PANOCHE PEAKER | 49.97 | PGAE | Wellhead Power Panoche | NATURAL GAS | COMBUSTION TURBINE | PEAKER | NP15 | PGE3 | 2005-06-14 |  | 49.35 | A |  | 13.8124 | 11.9015 | 11.9665 | 12.0316 | 18 | 50 | 1 | 1 | 3.17 | 76.8987 | 3497.9
400 | Participating Unit | No | No | ALMEGT_1_UNIT 1 | Alameda GT Unit 1 | 23.8 | PGAE | NCPA (MSS Agreement - S14) | NATURAL GAS | COMBUSTION TURBINE | PEAKER | NP15 | NCP1 | 1986-01-01 |  | 25.4 | A |  | 13.3978 | 11.4869 | 11.5519 | 11.617 | 9 | 24 | 1 | 1 | 3.17 | 36.6258 | 1666
500 | Participating Unit | No | No | ALMEGT_1_UNIT 2 | Alameda GT Unit 2 | 25.4 | PGAE | NCPA (MSS Agreement - S14) | NATURAL GAS | COMBUSTION TURBINE | PEAKER | NP15 | NCP1 | 1986-01-01 |  | 25.4 | A |  | 13.3978 | 11.4869 | 11.5519 | 11.617 | 9 | 26 | 1 | 1 | 3.17 | 39.088 | 1778
93200 | Participating Unit | Yes | Yes | FELLOW_7_QFUNTS | FELLOW QF UNIT AGGREGATE | 10.5 | PGAE | Pacific Gas & Electric Company | NATURAL GAS | COMBUSTION TURBINE | THERMAL | ZP26 | PGE4 | 2006-06-01 |  | 17.25 | A |  | 12.9984 | 11.0875 | 11.1525 | 11.2176 | 4 | 11 | 1 | 1 | 3.17 | 16.1584 | 735
34000 | Participating Unit | No | No | YUBACT_6_UNITA1 | Yuba City Energy Center | 46 | PGAE | Yuba City Energy Center, LLC | NATURAL GAS | COMBUSTION TURBINE | PEAKER | NP15 | PGE3 | 2002-07-26 |  | 49.9 | A |  | 12.7531 | 10.8422 | 10.9072 | 10.9722 | 17 | 46 | 1 | 1 | 3.17 | 70.7893 | 3220
81900 | Participating Unit | No | No | LMBEPK_2_UNITA3 | GOOSE HAVEN ENERGY CENTER | 48 | PGAE | Goose Haven Energy Center LLC (Calpine) | NATURAL GAS | COMBUSTION TURBINE | PEAKER | NP15 | PGE3 | 2003-01-06 |  | 49.9 | A |  | 11.5801 | 9.6692 | 9.7342 | 9.7993 | 17 | 48 | 1 | 1 | 3.17 | 73.8671 | 3360
82200 | Participating Unit | No | No | LMBEPK_2_UNITA1 | LAMBIE ENERGY CENTER | 48 | PGAE | Lambie Energy Center LLC (Calpine) | NATURAL GAS | COMBUSTION TURBINE | PEAKER | NP15 | PGE3 | 2003-01-06 |  | 49.9 | A |  | 11.4939 | 9.583 | 9.648 | 9.7131 | 17 | 48 | 1 | 1 | 3.17 | 73.8671 | 3360
27500 | Participating Unit | No | Yes | REDBLF_6_UNIT | RED BLUFF PEAKER PLANT | 44 | PGAE | California Power Holdings, LLC | NATURAL GAS | COMBUSTION TURBINE | PEAKER | NP15 | PGE3 | 2001-08-11 |  | 44 | A |  | 11.3884 | 9.4775 | 9.5425 | 9.6075 | 16 | 44 | 1 | 1 | 3.17 | 67.7115 | 3080
19800 | Participating Unit | No | No | STIGCT_2_LODI | Lodi Steam Injected Gas Turbine | 49.9 | PGAE | NCPA (MSS Agreement - S14) | NATURAL GAS | COMBUSTION TURBINE | PEAKER | NP15 | NCP1 | 1996-01-01 |  | 51.2 | A |  | 11.38 | 9.4691 | 9.5341 | 9.5992 | 18 | 50 | 1 | 1 | 3.17 | 76.791 | 3493
81700 | Participating Unit | No | No | LMBEPK_2_UNITA2 | CREED ENERGY CENTER | 48 | PGAE | Creed Energy Center LLC (Calpine) | NATURAL GAS | COMBUSTION TURBINE | PEAKER | NP15 | PGE3 | 2003-01-06 |  | 49.9 | A |  | 11.3783 | 9.4674 | 9.5324 | 9.5974 | 17 | 48 | 1 | 1 | 3.17 | 73.8671 | 3360
19100 | Participating Unit | No | No | KNGCTY_6_UNITA1 | King City Energy Center | 44.6 | PGAE | CALPINE | NATURAL GAS | COMBUSTION TURBINE | PEAKER | NP15 | PGE3 | 2002-01-14 |  | 49.9 | A |  | 11.3394 | 9.4285 | 9.4935 | 9.5586 | 16 | 45 | 1 | 1 | 3.17 | 68.6349 | 3122
65700 | Participating Unit | Yes | No | SMPRIP_1_SMPSON | Ripon Cogeneration Unit 1 | 46.05 | PGAE | Veresen U.S. Power Inc. | NATURAL GAS | COMBUSTION TURBINE | COGENERATION | NP15 | PGE3 | 1988-04-19 |  | 49.5 | A |  | 11.2763 | 9.3654 | 9.4304 | 9.4955 | 17 | 47 | 1 | 1 | 3.17 | 70.8663 | 3223.5
82600 | Participating Unit | No | No | WOLFSK_1_UNITA1 | WOLFSKILL ENERGY CENTER | 46.9 | PGAE | Wolfskill Energy Center, LLC (Calpine) | NATURAL GAS | COMBUSTION TURBINE | PEAKER | NP15 | PGE3 | 2003-03-22 |  | 49.9 | A |  | 11.2227 | 9.3118 | 9.3768 | 9.4418 | 17 | 47 | 1 | 1 | 3.17 | 72.1743 | 3283
83000 | Participating Unit | No | No | RVRVEW_1_UNITA1 | RIVERVIEW ENERGY CENTER | 48.7 | PGAE | Riverview Energy Center LLC | NATURAL GAS | COMBUSTION TURBINE | PEAKER | NP15 | PGE3 | 2003-05-02 |  | 49.9 | A |  | 11.2207 | 9.3098 | 9.3749 | 9.4399 | 18 | 49 | 1 | 1 | 3.17 | 74.9443 | 3409
81800 | Participating Unit | No | No | BOGUE_1_UNITA1 | FEATHER RIVER ENERGY CENTER | 46.3 | PGAE | Feather River Energy Center LLC (Calpine) | NATURAL GAS | COMBUSTION TURBINE | PEAKER | NP15 | PGE3 | 2002-12-23 |  | 49.9 | A |  | 11.0576 | 9.1467 | 9.2117 | 9.2767 | 17 | 47 | 1 | 1 | 3.17 | 71.251 | 3241
100 | Participating Unit | No | Yes | KERNRG_1_UNITS | South Belridge Cogen Facility | 55.2 | PGAE | AERA ENERGY LLC | NATURAL GAS | COMBUSTION TURBINE | COGENERATION | ZP26 | PGE4 | 1985-01-01 |  | 69.6 | A |  | 10.9325 | 9.0216 | 9.0867 | 9.1517 | 20 | 56 | 1 | 1 | 3.17 | 84.9472 | 3864
50400 | Participating Unit | Yes | No | SIERRA_1_UNITS | HIGH SIERRA LIMITED | 52.43 | PGAE | HIGH SIERRA LIMITED | NATURAL GAS | COMBUSTION TURBINE | COGENERATION | ZP26 | PGE4 | 1989-02-24 |  | 48.08 | A |  | 10.7573 | 8.8464 | 8.9115 | 8.9765 | 19 | 53 | 1 | 1 | 3.17 | 80.6844 | 3670.1
5200 | Participating Unit | No | Yes | CHWCHL_1_UNIT | CHOW 2 PEAKER PLANT | 48.6 | PGAE | California Power Holdings, LLC | NATURAL GAS | COMBUSTION TURBINE | THERMAL | NP15 | PGE3 | 2001-06-13 |  | 48.6 | A |  | 10.6188 | 8.7079 | 8.7729 | 8.838 | 18 | 49 | 1 | 1 | 3.17 | 74.7904 | 3402
44900 | Participating Unit | Yes | No | DOUBLC_1_UNITS | DOUBLE C LIMITED | 52.23 | PGAE | DOUBLE C LIMITED | NATURAL GAS | COMBUSTION TURBINE | COGENERATION | ZP26 | PGE4 | 1989-03-14 |  | 48.08 | A |  | 10.595 | 8.6841 | 8.7491 | 8.8141 | 19 | 53 | 1 | 1 | 3.17 | 80.3766 | 3656.1
52700 | Participating Unit | No | No | KERNFT_1_UNITS | KERN FRONT LIMITED | 52.4 | PGAE | KERN FRONT LIMITED | NATURAL GAS | COMBUSTION TURBINE | COGENERATION | ZP26 | PGE4 | 1989-01-07 |  | 60 | A |  | 10.5765 | 8.6656 | 8.7307 | 8.7957 | 19 | 53 | 1 | 1 | 3.17 | 80.6383 | 3668
127800 | Participating Unit | No | Yes | PLMSSR_6_HISIER | High Sierra Cogeneration Aggregate | 6 | PGAE | NCPA (MSS Agreement - S14) | NATURAL GAS | COMBUSTION TURBINE | THERMAL | NP15 | NCP1 | 2010-04-22 |  | 6 | A |  | 10.575 | 8.6641 | 8.7291 | 8.7942 | 3 | 6 | 1 | 1 | 3.17 | 9.2334 | 420
109400 | Participating Unit | No | No | COCOPP_2_CTG1 | GENON MARSH LANDING GEN STATION UNIT 1 | 204.2 | PGAE | GENON MARSH LANDING, LLC | NATURAL GAS | COMBUSTION TURBINE | THERMAL | NP15 | PGE3 | 2013-05-01 |  | 222 | A |  | 10.5631 | 8.6522 | 8.7172 | 8.7823 | 72 | 205 | 1 | 1 | 3.17 | 314.243 | 14294
109500 | Participating Unit | No | No | COCOPP_2_CTG2 | GENON MARSH LANDING GEN STATION UNIT 2 | 202.7 | PGAE | GENON MARSH LANDING, LLC | NATURAL GAS | COMBUSTION TURBINE | THERMAL | NP15 | PGE3 | 2013-05-01 |  | 222 | A |  | 10.5631 | 8.6522 | 8.7172 | 8.7823 | 71 | 203 | 1 | 1 | 3.17 | 311.9346 | 14189
109600 | Participating Unit | No | No | COCOPP_2_CTG3 | GENON MARSH LANDING GEN STATION UNIT 3 | 208.96 | PGAE | GENON MARSH LANDING, LLC | NATURAL GAS | COMBUSTION TURBINE | THERMAL | NP15 | PGE3 | 2013-05-01 |  | 222 | A |  | 10.5631 | 8.6522 | 8.7172 | 8.7823 | 74 | 209 | 1 | 1 | 3.17 | 321.5681 | 14627.2
109700 | Participating Unit | No | No | COCOPP_2_CTG4 | GENON MARSH LANDING GEN STATION UNIT 4 | 204.29 | PGAE | GENON MARSH LANDING, LLC | NATURAL GAS | COMBUSTION TURBINE | THERMAL | NP15 | PGE3 | 2013-05-01 |  | 222 | A |  | 10.5631 | 8.6522 | 8.7172 | 8.7823 | 72 | 205 | 1 | 1 | 3.17 | 314.3815 | 14300.3
105300 | Participating Unit | No | Yes | KELSO_2_UNITS | Mariposa Energy Project | 196 | PGAE | Mariposa Energy, LLC | NATURAL GAS | COMBUSTION TURBINE | PEAKER | NP15 | PGE3 | 2012-10-01 |  | 195.9 | A |  | 10.5542 | 8.6433 | 8.7083 | 8.7734 | 69 | 196 | 1 | 1 | 3.17 | 301.624 | 13720
44100 | Participating Unit | Yes | No | DEXZEL_1_UNIT | Western Power and Steam Cogeneration | 36.8 | PGAE | Western Power and Steam, Inc. | NATURAL GAS | COMBUSTION TURBINE | COGENERATION | ZP26 | PGE4 | 1989-11-30 |  | 30 | A |  | 9.9883 | 8.0774 | 8.1425 | 8.2075 | 13 | 37 | 1 | 1 | 3.17 | 56.6314 | 2576
40100 | Participating Unit | Yes | No | CHEVCO_6_UNIT 1 | CHEVRON USA (COALINGA) | 19 | PGAE | Pacific Gas & Electric Company | NATURAL GAS | COMBUSTION TURBINE | COGENERATION | NP15 | PGE3 | 1986-01-17 |  | 19 | A |  | 9.9292 | 8.0183 | 8.0833 | 8.1484 | 7 | 19 | 1 | 1 | 3.17 | 29.2391 | 1330
40300 | Participating Unit | Yes | No | CHEVCY_1_UNIT | CHEVRON USA (CYMRIC) | 24.3 | PGAE | Pacific Gas & Electric Company | NATURAL GAS | COMBUSTION TURBINE | COGENERATION | ZP26 | PGE4 | 1982-10-15 |  | 24.3 | A |  | 9.9292 | 8.0183 | 8.0833 | 8.1484 | 9 | 25 | 1 | 1 | 3.17 | 37.3952 | 1701
40400 | Participating Unit | Yes | No | DISCOV_1_CHEVRN | CHEVRON USA (EASTRIDGE) | 56.2 | PGAE | Pacific Gas & Electric Company | NATURAL GAS | COMBUSTION TURBINE | COGENERATION | ZP26 | PGE4 | 1988-06-13 |  | 56.2 | A |  | 9.9292 | 8.0183 | 8.0833 | 8.1484 | 20 | 57 | 1 | 1 | 3.17 | 86.4861 | 3934
40500 | Participating Unit | Yes | No | CHEVCD_6_UNIT | CHEVRON USA (TAFT/CADET) | 11.5 | PGAE | Pacific Gas & Electric Company | NATURAL GAS | COMBUSTION TURBINE | COGENERATION | ZP26 | PGE4 | 1982-07-26 |  | 11.5 | A |  | 9.9292 | 8.0183 | 8.0833 | 8.1484 | 5 | 12 | 1 | 1 | 3.17 | 17.6973 | 805
93300 | Participating Unit | No | Yes | AGRICO_6_PL3N5 | FRESNO PEAKER PLANT | 22.69 | PGAE | Fresno Cogeneration Partners, LP | NATURAL GAS | COMBUSTION TURBINE | COGENERATION | NP15 | PGE3 | 2006-08-30 |  | 21.23 | A |  | 9.9292 | 8.0183 | 8.0833 | 8.1484 | 8 | 23 | 1 | 1 | 3.17 | 34.9176 | 1588.3
49200 | Participating Unit | Yes | No | GRNLF2_1_UNIT | GREENLEAF UNIT #2 | 63.75 | PGAE | 12C021 | NATURAL GAS | COMBUSTION TURBINE | COGENERATION | NP15 | PGE3 | 1989-10-12 |  | 63.75 | A |  | 9.9292 | 8.0183 | 8.0833 | 8.1484 | 23 | 64 | 1 | 1 | 3.17 | 98.1047 | 4462.5
63000 | Participating Unit | Yes | No | KINGCO_1_KINGBR | PE - KES KINGSBURG,LLC | 34.5 | PGAE | KES Kingsburg, L.P. | NATURAL GAS | COMBUSTION TURBINE | COGENERATION | NP15 | PGE3 | 1990-12-05 |  | 40 | A |  | 9.9292 | 8.0183 | 8.0833 | 8.1484 | 13 | 35 | 1 | 1 | 3.17 | 53.092 | 2415
64800 | Participating Unit | Yes | No | STAUFF_1_UNIT | RHODIA INC. (RHONE-POULENC) | 4.6 | PGAE | Pacific Gas & Electric Company | NATURAL GAS | COMBUSTION TURBINE | COGENERATION | NP15 | PGE3 | 1977-06-01 |  | 4.6 | A |  | 9.9292 | 8.0183 | 8.0833 | 8.1484 | 2 | 5 | 1 | 1 | 3.17 | 7.0789 | 322
66300 | Participating Unit | No | No | SALIRV_2_UNIT | SALINAS RIVER COGENERATION | 57 | PGAE | Chevron Power Holdings, Inc. | NATURAL GAS | COMBUSTION TURBINE | COGENERATION | NP15 | PGE3 | 1991-10-11 |  | 45 | A |  | 9.9292 | 8.0183 | 8.0833 | 8.1484 | 20 | 57 | 1 | 1 | 3.17 | 87.7172 | 3990
67400 | Participating Unit | Yes | No | SGREGY_6_SANGER | SANGER POWER, LLC | 48.3 | PGAE | Pacific Gas & Electric Company | NATURAL GAS | COMBUSTION TURBINE | COGENERATION | NP15 | PGE3 | 1990-12-11 |  | 48.3 | A |  | 9.9292 | 8.0183 | 8.0833 | 8.1484 | 17 | 49 | 1 | 1 | 3.17 | 74.3288 | 3381
67900 | Participating Unit | No | No | SARGNT_2_UNIT | SARGENT CANYON COGENERATION | 57.1 | PGAE | Chevron Power Holdings, Inc. | NATURAL GAS | COMBUSTION TURBINE | COGENERATION | NP15 | PGE3 | 1991-10-07 |  | 45 | A |  | 9.9292 | 8.0183 | 8.0833 | 8.1484 | 20 | 58 | 1 | 1 | 3.17 | 87.8711 | 3997
70900 | Participating Unit | Yes | No | VEDDER_1_SEKERN | TEXACO EXPLORATION & PRODUCTION INC. (SE KERN) | 39.7 | PGAE | Pacific Gas & Electric Company | NATURAL GAS | COMBUSTION TURBINE | COGENERATION | ZP26 | PGE4 | 1989-01-31 |  | 39.7 | A |  | 9.9292 | 8.0183 | 8.0833 | 8.1484 | 14 | 40 | 1 | 1 | 3.17 | 61.0943 | 2779
62900 | Participating Unit | Yes | No | GRZZLY_1_BERKLY | PE - BERKELEY, INC. | 32.5 | PGAE | Pacific Gas & Electric Company | NATURAL GAS | COMBUSTION TURBINE | COGENERATION | NP15 | PGE3 | 1987-05-19 |  | 32.5 | A |  | 9.8918 | 7.981 | 8.046 | 8.111 | 12 | 33 | 1 | 1 | 3.17 | 50.0142 | 2275
61500 | Participating Unit | No | No | OILDAL_1_UNIT 1 | OILDALE ENERGY | 40 | PGAE | OILDALE ENERGY LLC | NATURAL GAS | COMBUSTION TURBINE | COGENERATION | ZP26 | PGE4 | 1984-12-29 |  | 47.5 | A |  | 9.8669 | 7.956 | 8.021 | 8.0861 | 14 | 40 | 1 | 1 | 3.17 | 61.5559 | 2800
24500 | Participating Unit | No | No | PNOCHE_1_UNITA1 | Panoche - CalPeak | 52.01 | PGAE | CalPeak Power LLC | NATURAL GAS | COMBUSTION TURBINE | PEAKER | NP15 | PGE3 | 2001-12-27 |  | 49 | A |  | 9.5515 | 7.6406 | 7.7056 | 7.7706 | 19 | 53 | 1 | 1 | 3.17 | 80.0381 | 3640.7
97400 | Participating Unit | No | Yes | PNCHEG_2_PL1X4 | Panoche Energy Center | 401 | PGAE | Panoche Energy Center, LLC | NATURAL GAS | COMBUSTION TURBINE | PEAKER | NP15 | PGE3 | 2009-05-28 |  | 418.6 | A |  | 9.5515 | 7.6406 | 7.7056 | 7.7706 | 141 | 401 | 1 | 1 | 3.17 | 617.0981 | 28070
75700 | Participating Unit | Yes | No | YUBACT_1_SUNSWT | YUBA CITY COGEN (SUNSWEET) | 49.97 | PGAE | Yuba City Cogeneration Partners, L.P. | NATURAL GAS | COMBUSTION TURBINE | COGENERATION | NP15 | PGE3 | 1990-12-27 |  | 57.2 | A |  | 9.5408 | 7.6299 | 7.695 | 7.76 | 18 | 50 | 1 | 1 | 3.17 | 76.8987 | 3497.9
97100 | Participating Unit | No | Yes | PNCHPP_1_PL1X2 | Midway Peaking LLC | 119.91 | PGAE | Midway Peaking, LLC | NATURAL GAS | COMBUSTION TURBINE | PEAKER | NP15 | PGE3 | 2009-05-04 |  | 139.8 | A |  | 9.5092 | 7.5983 | 7.6634 | 7.7284 | 42 | 120 | 1 | 1 | 3.17 | 184.5293 | 8393.7
21400 | Participating Unit | No | Yes | SUNSET_2_UNITS | Midway Sunset Cogeneration Company | 248 | PGAE | Midway Sunset Cogeneration Company | NATURAL GAS | COMBUSTION TURBINE | COGENERATION | ZP26 | PGE4 | 1989-12-18 |  | 234 | A |  | 9.5092 | 7.5983 | 7.6634 | 7.7284 | 87 | 248 | 1 | 1 | 3.17 | 381.6467 | 17360
102700 | Participating Unit | No | No | DALYCT_1_FCELL | SF State Fuel Cell Station | 1.6 | PGAE | Pacific Gas and Electric Company | NATURAL GAS | COMBUSTION TURBINE | THERMAL | NP15 | PGE2 | 2011-09-27 |  | 1.6 | A |  | 9.4838 | 7.5729 | 7.638 | 7.703 | 1 | 2 | 1 | 1 | 3.17 | 2.4622 | 112
35900 | Participating Unit | Yes | No | BDGRCK_1_UNITS | BADGER CREEK LIMITED | 47.49 | PGAE | Badger Creek Limited | NATURAL GAS | COMBUSTION TURBINE | COGENERATION | ZP26 | PGE4 | 1991-04-01 |  | 58.48 | A |  | 9.4302 | 7.5194 | 7.5844 | 7.6494 | 17 | 48 | 1 | 1 | 3.17 | 73.0823 | 3324.3
53800 | Participating Unit | Yes | No | LIVOAK_1_UNIT 1 | LIVE OAK LIMITED | 47.49 | PGAE | Live Oak Limited | NATURAL GAS | COMBUSTION TURBINE | COGENERATION | ZP26 | PGE4 | 1991-03-16 |  | 58.48 | A |  | 9.4178 | 7.5069 | 7.5719 | 7.6369 | 17 | 48 | 1 | 1 | 3.17 | 73.0823 | 3324.3
2600 | Participating Unit | Yes | No | TANHIL_6_SOLART | BERRY PETROLEUM COGEN 18 | 17 | PGAE | Pacific Gas & Electric Company | NATURAL GAS | COMBUSTION TURBINE | COGENERATION | ZP26 | PGE4 | 1986-01-01 |  | 6 | A |  | 9.4012 | 7.4903 | 7.5553 | 7.6204 | 6 | 17 | 1 | 1 | 3.17 | 26.1613 | 1190
39600 | Participating Unit | Yes | No | CHALK_1_UNIT | CHALK CLIFF LIMITED | 47.49 | PGAE | Chalk Cliff Limited | NATURAL GAS | COMBUSTION TURBINE | COGENERATION | ZP26 | PGE4 | 1990-03-20 |  | 58.48 | A |  | 9.3225 | 7.4116 | 7.4766 | 7.5417 | 17 | 48 | 1 | 1 | 3.17 | 73.0823 | 3324.3
15600 | Participating Unit | No | No | HENRTA_6_UNITA1 | Henrietta Peaker Plant Unit 1 | 49.98 | PGAE | GWF Energy, LLC | NATURAL GAS | COMBUSTION TURBINE | PEAKER | NP15 | PGE3 | 2002-07-01 |  | 49 | A |  | 9.32 | 7.4091 | 7.4741 | 7.5392 | 18 | 50 | 1 | 1 | 3.17 | 76.9141 | 3498.6
15700 | Participating Unit | No | No | HENRTA_6_UNITA2 | Henrietta Peaker Plant Unit 2 | 49.42 | PGAE | GWF Energy, LLC | NATURAL GAS | COMBUSTION TURBINE | PEAKER | NP15 | PGE3 | 2002-07-01 |  | 49 | A |  | 9.32 | 7.4091 | 7.4741 | 7.5392 | 18 | 50 | 1 | 1 | 3.17 | 76.0523 | 3459.4
69700 | Participating Unit | Yes | No | SRINTL_6_UNIT | SRI INTERNATIONAL | 6.9 | PGAE | Pacific Gas & Electric Company | NATURAL GAS | COMBUSTION TURBINE | COGENERATION | NP15 | PGE3 | 1987-03-10 |  | 6.9 | A |  | 9.3147 | 7.4039 | 7.4689 | 7.5339 | 3 | 7 | 1 | 1 | 3.17 | 10.6184 | 483
55400 | Participating Unit | Yes | No | MKTRCK_1_UNIT 1 | MCKITTRICK LIMITED | 47.49 | PGAE | MCKITTRICK LIMITED | NATURAL GAS | COMBUSTION TURBINE | COGENERATION | ZP26 | PGE4 | 1991-10-16 |  | 58.48 | A |  | 9.2555 | 7.3446 | 7.4096 | 7.4746 | 17 | 48 | 1 | 1 | 3.17 | 73.0823 | 3324.3
2700 | Participating Unit | No | No | UNVRSY_1_UNIT 1 | BERRY COGEN 38 | 38 | PGAE | Berry Petroleum Company | NATURAL GAS | COMBUSTION TURBINE | COGENERATION | ZP26 | PGE4 | 1986-01-01 |  | 37.2 | A |  | 9.1666 | 7.2557 | 7.3208 | 7.3858 | 14 | 38 | 1 | 1 | 3.17 | 58.4781 | 2660
126000 | Participating Unit | No | Yes | HUMBPP_6_UNITS | Humboldt Bay Generating Station 1 | 97.62 | PGAE | Pacific Gas & Electric Company | NATURAL GAS | COMBUSTION TURBINE | COGENERATION | NP15 | PGE3 | 2010-09-29 |  | 97.62 | A |  | 9.1049 | 7.194 | 7.259 | 7.324 | 35 | 98 | 1 | 1 | 3.17 | 150.2272 | 6833.4
99500 | Participating Unit | No | No | HUMBPP_1_UNITS3 | Humboldt Bay Generating Station 3 | 65.08 | PGAE | PG&E | NATURAL GAS | COMBUSTION TURBINE | THERMAL | NP15 | PGE3 | 2010-09-29 |  | 65.08 | A |  | 9.1049 | 7.194 | 7.259 | 7.324 | 23 | 66 | 1 | 1 | 3.17 | 100.1515 | 4555.6
56800 | Participating Unit | Yes | No | MIDSET_1_UNIT 1 | MIDSET COGENERATION | 52.9 | PGAE | Chevron Power Holdings, Inc. | NATURAL GAS | COMBUSTION TURBINE | COGENERATION | ZP26 | PGE4 | 1989-03-16 |  | 45 | A |  | 9.0639 | 7.1531 | 7.2181 | 7.2831 | 19 | 53 | 1 | 1 | 3.17 | 81.4077 | 3703
36500 | Participating Unit | Yes | No | BEARMT_1_UNIT | BEAR MOUNTAIN LIMITED | 47.49 | PGAE | BEAR MOUNTAIN LIMITED | NATURAL GAS | COMBUSTION TURBINE | COGENERATION | ZP26 | PGE4 | 1995-04-03 |  | 58.48 | A |  | 9.0134 | 7.1025 | 7.1675 | 7.2326 | 17 | 48 | 1 | 1 | 3.17 | 73.0823 | 3324.3
102800 | Participating Unit | No | No | CASTVL_2_FCELL | CSUEB Fuel Cell Station | 1.4 | PGAE | Pacific Gas and Electric Company | NATURAL GAS | COMBUSTION TURBINE | THERMAL | NP15 | PGE2 | 2011-09-27 |  | 1.55 | A |  | 8.3969 | 6.486 | 6.551 | 6.616 | 1 | 2 | 1 | 1 | 3.17 | 2.1545 | 98
71400 | Participating Unit | No | No | TXMCKT_6_UNIT | McKittrick Cogen | 11.2 | PGAE | Chevron U.S.A. Inc | NATURAL GAS | COMBUSTION TURBINE | COGENERATION | ZP26 | PGE4 | 1994-10-01 |  | 11.7 | A |  | 8.3252 | 6.4143 | 6.4793 | 6.5443 | 4 | 12 | 1 | 1 | 3.17 | 17.2357 | 784
72000 | Participating Unit | Yes | Yes | UNOCAL_1_UNITS | Phillips 66 - Rodeo Plant | 57.3 | PGAE | TOSCO | NATURAL GAS | COMBUSTION TURBINE | COGENERATION | NP15 | PGE3 | 1987-05-21 |  | 49.85 | A |  | 8.2858 | 6.3749 | 6.4399 | 6.505 | 21 | 58 | 1 | 1 | 3.17 | 88.1789 | 4011
41400 | Participating Unit | No | No | COLGA1_6_SHELLW | COALINGA COGENERATION | 52.9 | PGAE | Chevron Power Holdings, Inc. | NATURAL GAS | COMBUSTION TURBINE | COGENERATION | NP15 | PGE3 | 1991-10-17 |  | 45 | A |  | 8.1392 | 6.2283 | 6.2933 | 6.3584 | 19 | 53 | 1 | 1 | 3.17 | 81.4077 | 3703
46600 | Participating Unit | Yes | No | FRITO_1_LAY | FRITO-LAY | 6 | PGAE | Frito Lay, Inc | NATURAL GAS | COMBUSTION TURBINE | COGENERATION | ZP26 | PGE4 | 1986-01-01 |  | 6 | A |  | 7.7712 | 5.8603 | 5.9253 | 5.9903 | 3 | 6 | 1 | 1 | 3.17 | 9.2334 | 420
100300 | Participating Unit | No | Yes | COLUSA_2_PL1X3 | Colusa Generating Station | 641 | PGAE | Pacific Gas & Electric Company | NATURAL GAS | COMBUSTION TURBINE | THERMAL | NP15 | PGE3 | 2010-12-22 |  | 709 | A |  | 7.2206 | 5.3097 | 5.3748 | 5.4398 | 225 | 641 | 1 | 1 | 3.17 | 986.4336 | 44870
26400 | Participating Unit | No | No | PITTSP_7_UNIT 5 | Pittsburg Unit 5 | 312 | PGAE | Mirant | NATURAL GAS | STEAM | THERMAL | NP15 | PGE3 | 1960-01-01 |  | 320 | A |  | 13.9652 | 12.153 | 12.858 | 13.5629 | 125 | 312 | 6 | 6 | 2 | 527.8416 | 21840
26500 | Participating Unit | No | No | PITTSP_7_UNIT 6 | Pittsburg Unit 6 | 317 | PGAE | Mirant | NATURAL GAS | STEAM | THERMAL | NP15 | PGE3 | 1961-01-01 |  | 325 | A |  | 13.9652 | 12.153 | 12.858 | 13.5629 | 127 | 317 | 6 | 6 | 2 | 536.3006 | 22190
26600 | Participating Unit | No | No | PITTSP_7_UNIT 7 | Pittsburg Unit 7 | 530 | PGAE | Mirant | NATURAL GAS | STEAM | THERMAL | NP15 | PGE3 | 1972-01-01 |  | 712 | A |  | 13.9652 | 12.153 | 12.858 | 13.5629 | 212 | 530 | 6 | 6 | 2 | 896.6541 | 37100
22500 | Participating Unit | No | No | MOSSLD_7_UNIT 6 | Moss Landing 6 | 754 | PGAE | Dynegy Moss Landing, LLC | NATURAL GAS | STEAM | THERMAL | NP15 | PGE3 | 1967-01-01 |  | 702 | A |  | 11.62 | 9.8079 | 10.5128 | 11.2178 | 302 | 754 | 6 | 6 | 2 | 1275.6173 | 52780
22600 | Participating Unit | No | No | MOSSLD_7_UNIT 7 | Moss Landing 7 | 755 | PGAE | Dynegy Moss Landing, LLC | NATURAL GAS | STEAM | THERMAL | NP15 | PGE3 | 1968-01-01 |  | 702 | A |  | 11.62 | 9.8079 | 10.5128 | 11.2178 | 302 | 755 | 6 | 6 | 2 | 1277.3091 | 52850
32400 | Participating Unit | Yes | No | UNCHEM_1_UNIT | CONTRA COSTA CARBON PLANT | 19 | PGAE | ConocoPhillips Co. (formerly Tosco) | COAL | STEAM | COGENERATION | NP15 | PGE3 | 1983-01-01 |  | 20 | A |  | 14.68 | 15.58 | 15.98 | 16.38 | 8 | 19 | 6 | 6 | 2 | 6.6856e-14 | 1330
20400 | Participating Unit | No | No | CAPMAD_1_UNIT 1 | CAPCO MADERA Power Plant | 24 | PGAE | Madera Power LLC | AGRICULTURAL WASTE | STEAM | BIOMASS | NP15 | PGE3 | 2001-05-16 |  | 28.5 | A | 0.45 |  | -999 | -999 | -999 | -999 | -999 | -999 | -999 | -999 | -999 | -999
56000 | Participating Unit | Yes | No | MENBIO_6_UNIT | MENDOTA BIOMASS POWER | 25 | PGAE | Covanta Mendota, L.P. | AGRICULTURAL WASTE | STEAM | BIOMASS | NP15 | PGE3 | 1989-06-29 |  | 28.01 | A | 0.45 |  | -999 | -999 | -999 | -999 | -999 | -999 | -999 | -999 | -999 | -999
73900 | Participating Unit | No | No | WADHAM_6_UNIT | Wadham Energy LP | 32 | PGAE | Wadham Energy LP | AGRICULTURAL WASTE | STEAM | BIOMASS | NP15 | PGE3 | 1989-03-24 |  | 29.07 | A | 0.68 |  | -999 | -999 | -999 | -999 | -999 | -999 | -999 | -999 | -999 | -999
8100 | Participating Unit | Yes | No | DINUBA_6_UNIT | Dinuba Energy, Inc. | 12 | PGAE | Dinuba Energy, Inc. | AGRICULTURAL WASTE | STEAM | THERMAL | NP15 | PGE3 | 2001-07-05 |  | 11.5 | A | 0.221 |  | -999 | -999 | -999 | -999 | -999 | -999 | -999 | -999 | -999 | -999
45200 | Participating Unit | Yes | No | OAK L_1_GTG1 | MWWTP PGS 2 - Turbine | 4.6 | PGAE | East Bay Municipal Utility District | DIGESTER GAS | COMBUSTION TURBINE | BIOGAS | NP15 | PGE3 | 1991-10-21 |  | 4.6 | A | 0.5062 |  | -999 | -999 | -999 | -999 | -999 | -999 | -999 | -999 | -999 | -999
129300 | Participating Unit | No | Yes | DIXNLD_1_LNDFL | Zero Waste Energy | 1.6 | PGAE | Zero Waste Energy Development Company LLC | DIGESTER GAS | RECIPROCATING ENGINE | BIOGAS | NP15 | PGE3 | 2015-11-13 |  | 1.6 | A | 0.5062 |  | -999 | -999 | -999 | -999 | -999 | -999 | -999 | -999 | -999 | -999
95900 | Participating Unit | No | No | GEYS17_2_BOTRCK | Bottle Rock Geo Steam | 17 | PGAE | Bottle Rock Power, LLC | GEOTHERMAL | STEAM | GEOTHERMAL | NP15 | PGE3 | 2007-09-22 |  | 55 | A | 0.14 |  | -999 | -999 | -999 | -999 | -999 | -999 | -999 | -999 | -999 | -999
12500 | Participating Unit | No | No | NCPA_7_GP2UN3 | Geothermal Plant 2 Unit 3 | 42.42 | PGAE | NCPA (MSS Agreement - S14) | GEOTHERMAL | STEAM | GEOTHERMAL | NP15 | NCP1 | 1985-01-01 |  | 55 | A | 0.385 |  | -999 | -999 | -999 | -999 | -999 | -999 | -999 | -999 | -999 | -999
12600 | Participating Unit | No | No | NCPA_7_GP2UN4 | Geothermal Plant 2 Unit 4 | 52.73 | PGAE | NCPA (MSS Agreement - S14) | GEOTHERMAL | STEAM | GEOTHERMAL | NP15 | NCP1 | 1986-01-01 |  | 55 | A | 0.385 |  | -999 | -999 | -999 | -999 | -999 | -999 | -999 | -999 | -999 | -999
12700 | Participating Unit | No | No | GEYS11_7_UNIT11 | Geysers Unit 11 | 74.4 | PGAE | CALPINE | GEOTHERMAL | STEAM | GEOTHERMAL | NP15 | PGE3 | 1975-01-01 |  | 110 | A | 0.412 |  | -999 | -999 | -999 | -999 | -999 | -999 | -999 | -999 | -999 | -999
12800 | Participating Unit | No | No | GEYS12_7_UNIT12 | Geysers Unit 12 | 57 | PGAE | CALPINE | GEOTHERMAL | STEAM | GEOTHERMAL | NP15 | PGE3 | 1979-01-01 |  | 66 | A | 0.412 |  | -999 | -999 | -999 | -999 | -999 | -999 | -999 | -999 | -999 | -999
12900 | Participating Unit | Yes | No | GEYS13_7_UNIT13 | Geysers Unit 13 | 95 | PGAE | CALPINE | GEOTHERMAL | STEAM | GEOTHERMAL | NP15 | PGE3 | 1980-01-01 |  | 102 | A | 0.412 |  | -999 | -999 | -999 | -999 | -999 | -999 | -999 | -999 | -999 | -999
13000 | Participating Unit | Yes | No | GEYS14_7_UNIT14 | Geysers Unit 14 | 70 | PGAE | CALPINE | GEOTHERMAL | STEAM | GEOTHERMAL | NP15 | PGE3 | 1980-01-01 |  | 114 | A | 0.412 |  | -999 | -999 | -999 | -999 | -999 | -999 | -999 | -999 | -999 | -999
13100 | Participating Unit | Yes | No | GEYS16_7_UNIT16 | Geysers Unit 16 | 85 | PGAE | CALPINE | GEOTHERMAL | STEAM | GEOTHERMAL | NP15 | PGE3 | 1985-01-01 |  | 119 | A | 0.412 |  | -999 | -999 | -999 | -999 | -999 | -999 | -999 | -999 | -999 | -999
13200 | Participating Unit | No | No | GEYS17_7_UNIT17 | Geysers Unit 17 | 60 | PGAE | CALPINE | GEOTHERMAL | STEAM | GEOTHERMAL | NP15 | PGE3 | 1982-01-01 |  | 65 | A | 0.412 |  | -999 | -999 | -999 | -999 | -999 | -999 | -999 | -999 | -999 | -999
13300 | Participating Unit | No | No | GEYS18_7_UNIT18 | Geysers Unit 18 | 72 | PGAE | CALPINE | GEOTHERMAL | STEAM | GEOTHERMAL | NP15 | PGE3 | 1983-01-01 |  | 119 | A | 0.412 |  | -999 | -999 | -999 | -999 | -999 | -999 | -999 | -999 | -999 | -999
13400 | Participating Unit | No | No | GEYS20_7_UNIT20 | Geysers Unit 20 | 62 | PGAE | CALPINE | GEOTHERMAL | STEAM | GEOTHERMAL | NP15 | PGE3 | 1985-01-01 |  | 119 | A | 0.412 |  | -999 | -999 | -999 | -999 | -999 | -999 | -999 | -999 | -999 | -999
13500 | Participating Unit | No | Yes | GYS5X6_7_UNITS | GEYSERS UNITS 5 & 6 (AGGREGATE) | 85 | PGAE | CALPINE | GEOTHERMAL | STEAM | GEOTHERMAL | NP15 | PGE3 | 1971-01-01 |  | 110 | A | 0.412 |  | -999 | -999 | -999 | -999 | -999 | -999 | -999 | -999 | -999 | -999
13600 | Participating Unit | No | Yes | GYS7X8_7_UNITS | GEYSERS UNITS 7 & 8 (AGGREGATE) | 82 | PGAE | CALPINE | GEOTHERMAL | STEAM | GEOTHERMAL | NP15 | PGE3 | 1972-01-01 |  | 110 | A | 0.412 |  | -999 | -999 | -999 | -999 | -999 | -999 | -999 | -999 | -999 | -999
118400 | Participating Unit | No | No | LASSEN_6_AGV1 | AGV 1 | 1.8 | PGAE | Amedee Geothermal Venture 1 | GEOTHERMAL | STEAM | GEOTHERMAL | NP15 | PGE3 | 2014-04-07 |  | 2.2 | A | 0.42735 |  | -999 | -999 | -999 | -999 | -999 | -999 | -999 | -999 | -999 | -999
48000 | Participating Unit | Yes | Yes | SANTFG_7_UNITS | Calistoga Power Plant | 92.1 | PGAE | Geysers Power Co. | GEOTHERMAL | STEAM | GEOTHERMAL | NP15 | PGE3 | 1984-03-14 |  | 92.1 | A | 0.42735 |  | -999 | -999 | -999 | -999 | -999 | -999 | -999 | -999 | -999 | -999
4300 | Participating Unit | Yes | No | SMUDGO_7_UNIT 1 | Calpine Geothermal (formerly a SMUD unit) | 53 | PGAE | CALPINE | GEOTHERMAL | STEAM | GEOTHERMAL | NP15 | PGE3 | 1983-01-01 |  | 78 | A | 0.42735 |  | -999 | -999 | -999 | -999 | -999 | -999 | -999 | -999 | -999 | -999
12300 | Participating Unit | No | No | NCPA_7_GP1UN1 | Geothermal Plant 1 Unit 1 | 38.85 | PGAE | NCPA (MSS Agreement - S14) | GEOTHERMAL | STEAM | GEOTHERMAL | NP15 | NCP1 | 1983-01-01 |  | 55 | A | 0.487 |  | -999 | -999 | -999 | -999 | -999 | -999 | -999 | -999 | -999 | -999
12400 | Participating Unit | No | No | NCPA_7_GP1UN2 | Geothermal Plant 1 Unit 2 | 34 | PGAE | NCPA (MSS Agreement - S14) | GEOTHERMAL | STEAM | GEOTHERMAL | NP15 | NCP1 | 1983-01-01 |  | 55 | A | 0.487 |  | -999 | -999 | -999 | -999 | -999 | -999 | -999 | -999 | -999 | -999
38300 | Participating Unit | No | Yes | WDFRDF_2_UNITS | West Ford Flat Power Plant | 32.6 | PGAE | Geysers Power Co. | GEOTHERMAL | STEAM | GEOTHERMAL | NP15 | PGE3 | 1988-12-11 |  | 32.6 | A | 0.623 |  | -999 | -999 | -999 | -999 | -999 | -999 | -999 | -999 | -999 | -999
93500 | Participating Unit | Yes | Yes | ADLIN_1_UNITS | Aidlin Power Plant | 22 | PGAE | Geysers Power Co. | GEOTHERMAL | STEAM | GEOTHERMAL | NP15 | PGE3 |  |  | 23 | A | 0.638 |  | -999 | -999 | -999 | -999 | -999 | -999 | -999 | -999 | -999 | -999
94300 | Participating Unit | Yes | No | PSWEET_7_QFUNTS | PAUL SWEET QF AGGREGATION | 1 | PGAE | Pacific Gas & Electric Company | LANDFILL GAS | AGGREGATION | BIOGAS | NP15 | PGE3 |  |  | 1 | A | 0.28 |  | -999 | -999 | -999 | -999 | -999 | -999 | -999 | -999 | -999 | -999
119800 | Participating Unit | Yes | Yes | SUNSHN_2_LNDFL | Sunshine Gas Producers Renewable Energy Plant | 20 | PGAE | Sunshine Gas Producers, L.L.C. | LANDFILL GAS | COMBUSTION TURBINE | THERMAL | NP15 | PGE3 | 2014-09-01 |  | 23.5 | A | 0.251 |  | -999 | -999 | -999 | -999 | -999 | -999 | -999 | -999 | -999 | -999
119200 | Participating Unit | Yes | No | CSTOGA_6_LNDFIL | Clover Flat Land Fill Gas | 0.85 | PGAE | Vista Corporation | LANDFILL GAS | INTERNAL COMBUSTION | BIOMASS | NP15 | PGE3 | 2014-06-25 |  | 0.85 | A | 0.28 |  | -999 | -999 | -999 | -999 | -999 | -999 | -999 | -999 | -999 | -999
111500 | Participating Unit | No | No | GONZLS_6_UNIT | Johnson Canyon Landfill | 1.42 | PGAE | Ameresco Johnson Canyon LLC | LANDFILL GAS | INTERNAL COMBUSTION | BIOMASS | NP15 | PGE3 | 2013-07-08 |  | 1.42 | A | 0.28 |  | -999 | -999 | -999 | -999 | -999 | -999 | -999 | -999 | -999 | -999
96000 | Participating Unit | Yes | Yes | CSTRVL_7_PL1X2 | Monterey Regional Waste Management District | 4.53 | PGAE | Monterey Regional Waste Management District | LANDFILL GAS | INTERNAL COMBUSTION | BIOMASS | NP15 | PGE3 | 2007-09-01 |  | 5.07 | A | 0.32 |  | -999 | -999 | -999 | -999 | -999 | -999 | -999 | -999 | -999 | -999
122900 | Participating Unit | Yes | Yes | OAK C_1_EBMUD | MWWTP PGS 1 - ENGINES | 6.9 | PGAE | East Bay Municipal Utility District | LANDFILL GAS | INTERNAL COMBUSTION | THERMAL | NP15 | PGE3 | 1991-10-21 |  | 6.9 | A | 0.28 |  | -999 | -999 | -999 | -999 | -999 | -999 | -999 | -999 | -999 | -999
92800 | Participating Unit | Yes | Yes | GRNVLY_7_SCLAND | SANTA CRUZ LANDFILL GENERATING PLANT | 3.04 | PGAE | Ameresco Santa Cruz, LLC | LANDFILL GAS | INTERNAL COMBUSTION | THERMAL | NP15 | PGE3 | 2006-02-02 |  | 3.02 | A | 0.28 |  | -999 | -999 | -999 | -999 | -999 | -999 | -999 | -999 | -999 | -999
132400 | Participating Unit | Yes | Yes | PEABDY_2_LNDFL1 | Potrero Hills Energy Producers | 8 | PGAE | Potrero Hills Energy Producers, LLC | LANDFILL GAS | RECIPROCATING ENGINE | BIOGAS | NP15 | PGE3 | 2016-04-07 |  | 8 | A | 0.7385 |  | -999 | -999 | -999 | -999 | -999 | -999 | -999 | -999 | -999 | -999
118200 | Participating Unit | Yes | No | CORRAL_6_SJOAQN | Ameresco San Joaquin | 4.3 | PGAE | Ameresco San Joaquin LLC | LANDFILL GAS | RECIPROCATING ENGINE | BIOMASS | NP15 | PGE3 | 2014-04-24 |  | 4.3 | A | 0.535 |  | -999 | -999 | -999 | -999 | -999 | -999 | -999 | -999 | -999 | -999
31800 | Participating Unit | No | Yes | LAWRNC_7_SUNYVL | SUNNYVALE LANDFILL GAS POWER GENERATION FACILITY | 0.3 | PGAE | City of Sunnyvale | LANDFILL GAS | RECIPROCATING ENGINE | BIOMASS | NP15 | PGE3 | 1999-01-01 |  | 1.6 | A | 0.608 |  | -999 | -999 | -999 | -999 | -999 | -999 | -999 | -999 | -999 | -999
99900 | Participating Unit | No | No | PSWEET_1_STCRUZ | Santa Cruz Energy LLC | 1.6 | PGAE | Santa Cruz Energy LLC | LANDFILL GAS | RECIPROCATING ENGINE | BIOMASS | NP15 | PGE3 | 2010-02-06 |  | 1.6 | A | 0.616 |  | -999 | -999 | -999 | -999 | -999 | -999 | -999 | -999 | -999 | -999
2200 | Participating Unit | Yes | No | RICHMN_7_BAYENV | BAY EVIRONMENTAL MANAGEMENT | 2.5 | PGAE | Bay Environmental Mgt. (formerly 01P070) | LANDFILL GAS | RECIPROCATING ENGINE | BIOMASS | NP15 | PGE3 | 1985-01-01 |  | 3 | A | 0.7385 |  | -999 | -999 | -999 | -999 | -999 | -999 | -999 | -999 | -999 | -999
116500 | Participating Unit | No | No | OLDRIV_6_BIOGAS | Bidart Old River 1 | 2 | PGAE | ABEC Bidart-Old River LLC | LANDFILL GAS | RECIPROCATING ENGINE | BIOMASS | NP15 | PGE2 | 2014-03-10 |  | 2 | A | 0.7385 |  | -999 | -999 | -999 | -999 | -999 | -999 | -999 | -999 | -999 | -999
43600 | Participating Unit | Yes | Yes | SNMALF_6_UNITS | Central Disposal Site LFG Power Plant | 7.5 | PGAE | County of Sonoma | LANDFILL GAS | RECIPROCATING ENGINE | BIOMASS | NP15 | PGE3 | 1993-04-30 |  | 8 | A | 0.7385 |  | -999 | -999 | -999 | -999 | -999 | -999 | -999 | -999 | -999 | -999
116200 | Participating Unit | No | No | WEBER_6_FORWRD | Forward | 4.2 | PGAE | Ameresco Forward LLC | LANDFILL GAS | RECIPROCATING ENGINE | BIOMASS | NP15 | PGE2 | 2014-02-05 |  | 4.35 | A | 0.7385 |  | -999 | -999 | -999 | -999 | -999 | -999 | -999 | -999 | -999 | -999
47200 | Participating Unit | Yes | No | HIWAY_7_ACANYN | GAS RECOVERY SYS. (AMERICAN CYN) | 2.5 | PGAE | Pacific Gas & Electric Company | LANDFILL GAS | RECIPROCATING ENGINE | BIOMASS | NP15 | PGE3 | 1985-12-27 |  | 2.5 | A | 0.7385 |  | -999 | -999 | -999 | -999 | -999 | -999 | -999 | -999 | -999 | -999
97800 | Participating Unit | No | No | KIRKER_7_KELCYN | KELLER CANYON LANDFILL GEN FACILITY | 3.56 | PGAE | Ameresco Keller Canyon, LLC | LANDFILL GAS | RECIPROCATING ENGINE | BIOMASS | NP15 | NCP1 | 2009-08-01 |  | 3.8 | A | 0.7385 |  | -999 | -999 | -999 | -999 | -999 | -999 | -999 | -999 | -999 | -999
97200 | Participating Unit | No | No | OXMTN_6_LNDFIL | Ox Mountain Landfill | 10.62 | PGAE | Ameresco Half Moon Bay LLC | LANDFILL GAS | RECIPROCATING ENGINE | BIOMASS | NP15 | PGE3 | 2009-04-01 |  | 11.4 | A | 0.7385 |  | -999 | -999 | -999 | -999 | -999 | -999 | -999 | -999 | -999 | -999
99800 | Participating Unit | No | No | SISQUC_1_SMARIA | Santa Maria II LFG Power Plant | 1.42 | PGAE | J&A-Santa Maria II, LLC | LANDFILL GAS | RECIPROCATING ENGINE | BIOMASS | NP15 | PGE1 | 2010-09-27 |  | 1.48 | A | 0.7385 |  | -999 | -999 | -999 | -999 | -999 | -999 | -999 | -999 | -999 | -999
116100 | Participating Unit | No | No | CAYTNO_2_VASCO | Vasco Road | 4.3 | PGAE | Ameresco Vasco Road LLC | LANDFILL GAS | RECIPROCATING ENGINE | BIOMASS | NP15 | PGE2 | 2014-02-05 |  | 4.35 | A | 0.7385 |  | -999 | -999 | -999 | -999 | -999 | -999 | -999 | -999 | -999 | -999
19600 | Participating Unit | Yes | No | PLSNTG_7_LNCLND | LINCOLN LANDFILL POWER PLANT | 4.98 | PGAE | Energy 2001, Inc. | LANDFILL GAS | RECIPROCATING ENGINE | BIOMASS | NP15 | PGE3 | 1985-01-01 |  | 1.6 | A | 0.761 |  | -999 | -999 | -999 | -999 | -999 | -999 | -999 | -999 | -999 | -999
112600 | Participating Unit | No | No | ESQUON_6_LNDFIL | Ameresco Butte County LFG Project | 2.1 | PGAE | Ameresco Butte County LLC, Ameresco, Inc., | LANDFILL GAS | RECIPROCATING ENGINE | BIOMASS | NP15 | PGE3 | 2012-09-27 |  | 4 | A | 0.788 |  | -999 | -999 | -999 | -999 | -999 | -999 | -999 | -999 | -999 | -999
111300 | Participating Unit | No | No | PEABDY_2_LNDFIL | G2 Energy Hay Road Power Plant | 1.6 | PGAE | G2 Energy, Hay Road, LLC | LANDFILL GAS | RECIPROCATING ENGINE | BIOMASS | NP15 | PGE3 | 2013-07-09 |  | 1.6 | A | 0.822 |  | -999 | -999 | -999 | -999 | -999 | -999 | -999 | -999 | -999 | -999
97000 | Participating Unit | No | No | WHEATL_6_LNDFIL | G2 Energy, Ostrom Road | 3 | PGAE | G2 Energy, Ostrom Road, LLC | LANDFILL GAS | RECIPROCATING ENGINE | BIOMASS | NP15 | PGE3 | 2009-01-08 |  | 1.6 | A | 0.858 |  | -999 | -999 | -999 | -999 | -999 | -999 | -999 | -999 | -999 | -999
112200 | Participating Unit | No | No | SANLOB_1_LNDFIL | Cold Canyon | 1.5 | PGAE | Cold Canyon | LANDFILL GAS | RECIPROCATING ENGINE | BIOMASS | NP15 | PGE3 | 2013-07-18 |  | 1.5 | A | 0.92 |  | -999 | -999 | -999 | -999 | -999 | -999 | -999 | -999 | -999 | -999
96400 | Participating Unit | No | No | CHWCHL_1_BIOMAS | Chow II Biomass to Energy | 10.8 | PGAE | Global Ampersand LLC | LANDFILL GAS | STEAM | BIOMASS | NP15 | PGE3 | 2008-05-08 |  | 12.5 | A | 0.617 |  | -999 | -999 | -999 | -999 | -999 | -999 | -999 | -999 | -999 | -999
96500 | Participating Unit | No | No | ELNIDP_6_BIOMAS | El Nido Biomass to Energy | 10.5 | PGAE | Global Ampersand LLC | LANDFILL GAS | STEAM | BIOMASS | NP15 | PGE3 | 2008-08-24 |  | 12.5 | A | 0.617 |  | -999 | -999 | -999 | -999 | -999 | -999 | -999 | -999 | -999 | -999
113300 | Participating Unit | No | No | VACADX_1_NAS | Vaca Dixon Battery NAS | 1.85 | PGAE | Pacific Gas and Electric Co. | LESR | BATTERY | STORAGE | NP15 | PGE2 | 2013-09-06 |  | 2.4 | A |  |  | -999 | -999 | -999 | -999 | -999 | -999 | -999 | -999 | -999 | -999
131400 | Participating Unit | No | No | SWIFT_1_NAS | YERBA BUENA BATTERY | 4 | PGAE | Pacific Gas and Electric Company | LESR | BATTERY | STORAGE | NP15 | PGE3 | 2016-01-21 |  | 4.8 | A |  |  | -999 | -999 | -999 | -999 | -999 | -999 | -999 | -999 | -999 | -999
69900 | Participating Unit | Yes | No | STNRES_1_UNIT | Covanta Stanislaus, Inc. | 19.9 | PGAE | Covanta Holding Company | MUNICIPAL WASTE | STEAM | BIOMASS | NP15 | PGE3 | 1988-09-06 |  | 24.5 | A | 0.73 |  | -999 | -999 | -999 | -999 | -999 | -999 | -999 | -999 | -999 | -999
124900 | Participating Unit | No | No | ELCAP_1_SOLAR | 2097 Helton | 1.5 | PGAE | Pristine Sun, LLC | SUN | PHOTO VOLTAIC | SOLAR | NP15 | PGE3 | 2015-05-01 |  | 1.5 | A |  |  | -999 | -999 | -999 | -999 | -999 | -999 | -999 | -999 | -999 | -999
121200 | Participating Unit | Yes | No | ADMEST_6_SOLAR | Adams East | 19 | PGAE | RE Adams East LLC | SUN | PHOTO VOLTAIC | SOLAR | NP15 | PGE3 | 2014-12-13 |  | 19 | A |  |  | -999 | -999 | -999 | -999 | -999 | -999 | -999 | -999 | -999 | -999
130500 | Participating Unit | No | No | ADERA_1_SOLAR1 | Adera Solar | 20 | PGAE | Adera Solar, LLC | SUN | PHOTO VOLTAIC | SOLAR | NP15 | PGE3 | 2015-12-23 |  | 20 | A |  |  | -999 | -999 | -999 | -999 | -999 | -999 | -999 | -999 | -999 | -999
118500 | Participating Unit | No | No | ADOBEE_1_SOLAR | Adobe Solar | 20 | PGAE | Adobe Solar, LLC | SUN | PHOTO VOLTAIC | SOLAR | NP15 | PGE3 | 2014-05-21 |  | 20 | A |  |  | -999 | -999 | -999 | -999 | -999 | -999 | -999 | -999 | -999 | -999
108100 | Participating Unit | No | No | ALPSLR_1_SPSSLR | Alpaugh 50 LLC | 50 | PGAE | Alpaugh 50, LLC | SUN | PHOTO VOLTAIC | SOLAR | NP15 | PGE3 | 2013-03-08 |  | 50 | A |  |  | -999 | -999 | -999 | -999 | -999 | -999 | -999 | -999 | -999 | -999
108200 | Participating Unit | No | No | ALPSLR_1_NTHSLR | Alpaugh North, LLC | 20 | PGAE | Alpaugh North, LLC | SUN | PHOTO VOLTAIC | SOLAR | NP15 | PGE3 | 2013-03-08 |  | 20 | A |  |  | -999 | -999 | -999 | -999 | -999 | -999 | -999 | -999 | -999 | -999
136800 | Participating Unit | No | No | ASTORA_2_SOLAR1 | Astoria 1 | 100 | PGAE | RE Astoria LLC | SUN | PHOTO VOLTAIC | SOLAR | NP15 | PGE3 | 2016-10-18 |  | 100 | A |  |  | -999 | -999 | -999 | -999 | -999 | -999 | -999 | -999 | -999 | -999
136900 | Participating Unit | No | No | ASTORA_2_SOLAR2 | Astoria 2 | 75 | PGAE | RE Astoria 2 LLC | SUN | PHOTO VOLTAIC | SOLAR | NP15 | PGE3 | 2016-10-31 |  | 75 | A |  |  | -999 | -999 | -999 | -999 | -999 | -999 | -999 | -999 | -999 | -999
108000 | Participating Unit | No | No | ATWELL_1_SOLAR | Atwell Island PV Solar Generating Faci. | 20 | PGAE | SPS Atwell Island, LLC | SUN | PHOTO VOLTAIC | SOLAR | NP15 | PGE3 | 2013-03-08 |  | 20 | A |  |  | -999 | -999 | -999 | -999 | -999 | -999 | -999 | -999 | -999 | -999
124500 | Participating Unit | No | No | ATWEL2_1_SOLAR1 | Atwell West | 20 | PGAE | CED Atwell Island West, LLC | SUN | PHOTO VOLTAIC | SOLAR | NP15 | PGE3 | 2015-06-11 |  | 20 | A |  |  | -999 | -999 | -999 | -999 | -999 | -999 | -999 | -999 | -999 | -999
101600 | Participating Unit | No | No | AVENAL_6_AVPARK | Avenal Park Solar Project | 6 | PGAE | Avenal Park LLC | SUN | PHOTO VOLTAIC | SOLAR | NP15 | PGE2 | 2011-08-05 |  | 6 | A |  |  | -999 | -999 | -999 | -999 | -999 | -999 | -999 | -999 | -999 | -999
126200 | Participating Unit | No | No | BKRFLD_2_SOLAR1 | Bakersfield 111 | 1.38 | PGAE | Bakersfield 111, LLC | SUN | PHOTO VOLTAIC | SOLAR | NP15 | PGE3 | 2015-07-28 |  | 1.4 | A |  |  | -999 | -999 | -999 | -999 | -999 | -999 | -999 | -999 | -999 | -999
116900 | Participating Unit | No | No | LOCKFD_1_BEARCK | Bear Creek Solar | 1.5 | PGAE | Ecos Energy LLC | SUN | PHOTO VOLTAIC | SOLAR | NP15 | PGE2 | 2014-02-05 |  | 1.5 | A |  |  | -999 | -999 | -999 | -999 | -999 | -999 | -999 | -999 | -999 | -999
107400 | Participating Unit | No | No | CAVLSR_2_RSOLAR | California Valley Solar Ranch-Phase A | 210 | PGAE | High Plains Ranch II, LLC | SUN | PHOTO VOLTAIC | SOLAR | NP15 | PGE3 | 2013-11-01 |  | 210 | A |  |  | -999 | -999 | -999 | -999 | -999 | -999 | -999 | -999 | -999 | -999
107500 | Participating Unit | No | No | CAVLSR_2_BSOLAR | California Valley Solar Ranch-Phase B | 40 | PGAE | High Plains Ranch II, LLC | SUN | PHOTO VOLTAIC | SOLAR | NP15 | PGE3 | 2013-01-01 |  | 40 | A |  |  | -999 | -999 | -999 | -999 | -999 | -999 | -999 | -999 | -999 | -999
98800 | Participating Unit | No | No | MENBIO_6_RENEW1 | CalRENEW-1(A) | 5 | PGAE | CalRENEW-1 LLC | SUN | PHOTO VOLTAIC | SOLAR | NP15 | PGE3 | 2010-04-30 |  | 5 | A |  |  | -999 | -999 | -999 | -999 | -999 | -999 | -999 | -999 | -999 | -999
104900 | Participating Unit | No | No | CANTUA_1_SOLAR | Cantua Solar station | 20 | PGAE | PGE | SUN | PHOTO VOLTAIC | SOLAR | NP15 | PGE3 | 2012-07-25 |  | 20 | A |  |  | -999 | -999 | -999 | -999 | -999 | -999 | -999 | -999 | -999 | -999
132000 | Participating Unit | No | No | TX-ELK_6_SOLAR1 | Castor Solar Project | 1.5 | PGAE | Green Light Energy Corp | SUN | PHOTO VOLTAIC | SOLAR | NP15 | PGE2 | 2016-04-02 |  | 1.5 | A |  |  | -999 | -999 | -999 | -999 | -999 | -999 | -999 | -999 | -999 | -999
121400 | Participating Unit | Yes | No | CORCAN_1_SOLAR1 | CID Solar | 20 | PGAE | CID Solar, LLC | SUN | PHOTO VOLTAIC | SOLAR | NP15 | PGE3 | 2015-01-09 |  | 20 | A |  |  | -999 | -999 | -999 | -999 | -999 | -999 | -999 | -999 | -999 | -999
130000 | Participating Unit | No | No | MNDOTA_1_SOLAR2 | Citizen Solar B | 5 | PGAE | Citizen Solar B LLC | SUN | PHOTO VOLTAIC | SOLAR | NP15 | PGE3 | 2015-12-11 |  | 5 | A |  |  | -999 | -999 | -999 | -999 | -999 | -999 | -999 | -999 | -999 | -999
119000 | Participating Unit | No | No | CLOVDL_1_SOLAR | Cloverdale Solar I | 1.5 | PGAE | Cloverdale Solar I Project (FSEC 1) | SUN | PHOTO VOLTAIC | SOLAR | NP15 | PGE3 | 2014-06-26 |  | 1.5 | A |  |  | -999 | -999 | -999 | -999 | -999 | -999 | -999 | -999 | -999 | -999
127400 | Participating Unit | No | No | CUMBIA_1_SOLAR | Columbia Solar Energy II | 19 | PGAE | Columbia Solar Energy, LLC | SUN | PHOTO VOLTAIC | SOLAR | NP15 | PGE3 | 2015-10-21 |  | 19 | A |  |  | -999 | -999 | -999 | -999 | -999 | -999 | -999 | -999 | -999 | -999
126100 | Participating Unit | No | No | WAUKNA_1_SOLAR2 | Corcoran 2 | 19.75 | PGAE | CED Corcoran Solar 2, LLC | SUN | PHOTO VOLTAIC | SOLAR | NP15 | PGE3 | 2015-05-20 |  | 19.75 | A |  |  | -999 | -999 | -999 | -999 | -999 | -999 | -999 | -999 | -999 | -999
124700 | Participating Unit | No | No | CORCAN_1_SOLAR2 | Corcoran City | 11 | PGAE | Cottonwood Solar, LLC | SUN | PHOTO VOLTAIC | SOLAR | NP15 | PGE3 | 2015-05-23 |  | 11 | A |  |  | -999 | -999 | -999 | -999 | -999 | -999 | -999 | -999 | -999 | -999
113100 | Participating Unit | No | No | WAUKNA_1_SOLAR | Corcoran Solar | 20 | PGAE | Con Edison Development, Inc. | SUN | PHOTO VOLTAIC | SOLAR | NP15 | PGE2 | 2013-08-14 |  | 20 | A |  |  | -999 | -999 | -999 | -999 | -999 | -999 | -999 | -999 | -999 | -999
125700 | Participating Unit | No | No | TWISSL_6_SOLAR1 | Coronal Lost Hills | 20 | PGAE | Coronal Lost Hills, LLC | SUN | PHOTO VOLTAIC | SOLAR | NP15 | PGE3 | 2015-05-15 |  | 20 | A |  |  | -999 | -999 | -999 | -999 | -999 | -999 | -999 | -999 | -999 | -999
135500 | Participating Unit | No | No | CRWCKS_1_SOLAR1 | Crow Creek Solar 1 | 20 | PGAE | Frontier Solar LLC | SUN | PHOTO VOLTAIC | SOLAR | NP15 | PGE3 | 2016-06-30 |  | 20 | A |  |  | -999 | -999 | -999 | -999 | -999 | -999 | -999 | -999 | -999 | -999
132200 | Participating Unit | No | No | ORLND_6_SOLAR1 | Enerparc California 2 | 1.5 | PGAE | Enerparc CA2, LLC | SUN | PHOTO VOLTAIC | SOLAR | NP15 | PGE2 | 2016-03-23 |  | 1.5 | A |  |  | -999 | -999 | -999 | -999 | -999 | -999 | -999 | -999 | -999 | -999
116800 | Participating Unit | No | No | PIT1_6_FRIVRA | Fall River Mills Project A | 1.5 | PGAE | Ignite Solar Holdings 1, LLC | SUN | PHOTO VOLTAIC | SOLAR | NP15 | PGE2 | 2014-03-05 |  | 1.5 | A |  |  | -999 | -999 | -999 | -999 | -999 | -999 | -999 | -999 | -999 | -999
116700 | Participating Unit | No | No | MCARTH_6_FRIVRB | Fall River Mills Project B | 1.5 | PGAE | Ignite Solar Holdings 1, LLC | SUN | PHOTO VOLTAIC | SOLAR | NP15 | PGE2 | 2014-03-05 |  | 1.5 | A |  |  | -999 | -999 | -999 | -999 | -999 | -999 | -999 | -999 | -999 | -999
102900 | Participating Unit | No | No | SCHNDR_1_FIVPTS | Five Points Solar Station | 15 | PGAE | Pacific Gas & Electric Company | SUN | PHOTO VOLTAIC | SOLAR | NP15 | PGE2 | 2011-10-07 |  | 15 | A |  |  | -999 | -999 | -999 | -999 | -999 | -999 | -999 | -999 | -999 | -999
127200 | Participating Unit | No | No | KERMAN_6_SOLAR1 | Fresno Solar South | 1.5 | PGAE | Fresno Cogeneration Partners, LP | SUN | PHOTO VOLTAIC | SOLAR | NP15 | PGE3 | 2015-10-21 |  | 1.5 | A |  |  | -999 | -999 | -999 | -999 | -999 | -999 | -999 | -999 | -999 | -999
111900 | Participating Unit | No | No | GATES_2_SOLAR | Gates Solar Station | 20 | PGAE | Pacific Gas and Electric Company | SUN | PHOTO VOLTAIC | SOLAR | NP15 | PGE3 | 2013-06-24 |  | 20 | A |  |  | -999 | -999 | -999 | -999 | -999 | -999 | -999 | -999 | -999 | -999
105000 | Participating Unit | No | No | GIFFEN_6_SOLAR | Giffen Solar station | 10 | PGAE | PGE | SUN | PHOTO VOLTAIC | SOLAR | NP15 | PGE3 | 2012-07-25 | N/A | 19 | A |  |  | -999 | -999 | -999 | -999 | -999 | -999 | -999 | -999 | -999 | -999
125000 | Participating Unit | No | No | GOOSLK_1_SOLAR1 | Goose Lake | 12 | PGAE | Cottonwood Solar, LLC | SUN | PHOTO VOLTAIC | SOLAR | NP15 | PGE3 | 2015-05-23 |  | 12 | A |  |  | -999 | -999 | -999 | -999 | -999 | -999 | -999 | -999 | -999 | -999
112300 | Participating Unit | No | No | DAVIS_1_SOLAR1 | Grasslands 3 | 1 | PGAE | Grasslands 3 | SUN | PHOTO VOLTAIC | SOLAR | NP15 | PGE3 | 2013-07-01 |  | 1 | A |  |  | -999 | -999 | -999 | -999 | -999 | -999 | -999 | -999 | -999 | -999
112400 | Participating Unit | No | No | DAVIS_1_SOLAR2 | Grasslands 4 | 1 | PGAE | Grasslands 4 | SUN | PHOTO VOLTAIC | SOLAR | NP15 | PGE3 | 2013-08-05 |  | 1 | A |  |  | -999 | -999 | -999 | -999 | -999 | -999 | -999 | -999 | -999 | -999
108400 | Participating Unit | No | No | GRIDLY_6_SOLAR | GRIDLEY MAIN TWO | 2.5 | PGAE | LIGHTBEAM POWER COMPANY GRIDLEY MAIN TWO LLC | SUN | PHOTO VOLTAIC | SOLAR | NP15 | PGE3 | 2013-04-01 |  | 2.5 | A |  |  | -999 | -999 | -999 | -999 | -999 | -999 | -999 | -999 | -999 | -999
113500 | Participating Unit | No | No | GUERNS_6_SOLAR | Gurensey Solar Station | 20 | PGAE | Pacific Gas and Electric Co. | SUN | PHOTO VOLTAIC | SOLAR | NP15 | PGE2 | 2013-09-18 |  | 20 | A |  |  | -999 | -999 | -999 | -999 | -999 | -999 | -999 | -999 | -999 | -999
121100 | Participating Unit | Yes | No | LIVEOK_6_SOLAR | Harris | 1.25 | PGAE | Pristine Sun, LLC | SUN | PHOTO VOLTAIC | SOLAR | NP15 | PGE3 | 2014-11-27 |  | 1.25 | A |  |  | -999 | -999 | -999 | -999 | -999 | -999 | -999 | -999 | -999 | -999
124100 | Participating Unit | No | No | HOLSTR_1_SOLAR2 | Hollister Solar | 1.5 | PGAE | Hollister Solar LLC | SUN | PHOTO VOLTAIC | SOLAR | NP15 | PGE3 | 2015-04-17 |  | 1.5 | A |  |  | -999 | -999 | -999 | -999 | -999 | -999 | -999 | -999 | -999 | -999
105400 | Participating Unit | No | No | HURON_6_SOLAR | Huron Solar Station | 20 | PGAE | Pacific Gas & Electric Company | SUN | PHOTO VOLTAIC | SOLAR | NP15 | PGE3 | 2012-08-30 |  | 20 | A |  |  | -999 | -999 | -999 | -999 | -999 | -999 | -999 | -999 | -999 | -999
106600 | Participating Unit | No | No | WFRESN_1_SOLAR | Joya Del Sol | 1.5 | PGAE | GASNA 16P, LLC | SUN | PHOTO VOLTAIC | SOLAR | NP15 | PGE3 | 2012-12-21 |  | 1.5 | A |  |  | -999 | -999 | -999 | -999 | -999 | -999 | -999 | -999 | -999 | -999
121600 | Participating Unit | Yes | No | LEPRFD_1_KANSAS | Kansas | 20 | PGAE | RE Kansas, LLC | SUN | PHOTO VOLTAIC | SOLAR | NP15 | PGE3 | 2014-12-18 |  | 20 | A |  |  | -999 | -999 | -999 | -999 | -999 | -999 | -999 | -999 | -999 | -999
121700 | Participating Unit | Yes | No | KNTSTH_6_SOLAR | Kent South | 20 | PGAE | RE Kent South, LLC | SUN | PHOTO VOLTAIC | SOLAR | NP15 | PGE3 | 2014-12-24 |  | 20 | A |  |  | -999 | -999 | -999 | -999 | -999 | -999 | -999 | -999 | -999 | -999
116300 | Participating Unit | No | No | LOCKFD_1_KSOLAR | Kettleman Solar | 1 | PGAE | Kettleman Solar LLC | SUN | PHOTO VOLTAIC | SOLAR | NP15 | PGE2 | 2014-03-14 |  | 1 | A |  |  | -999 | -999 | -999 | -999 | -999 | -999 | -999 | -999 | -999 | -999
114300 | Participating Unit | No | No | KNGBRG_1_KBSLR1 | Kingsburg 1 | 1.5 | PGAE | Tulare PV II, LLC | SUN | PHOTO VOLTAIC | SOLAR | NP15 | PGE2 | 2013-12-06 |  | 1.5 | A |  |  | -999 | -999 | -999 | -999 | -999 | -999 | -999 | -999 | -999 | -999
114400 | Participating Unit | No | No | KNGBRG_1_KBSLR2 | Kingsburg 2 | 1.5 | PGAE | Tulare PV II, LLC | SUN | PHOTO VOLTAIC | SOLAR | NP15 | PGE2 | 2013-12-06 |  | 1.5 | A |  |  | -999 | -999 | -999 | -999 | -999 | -999 | -999 | -999 | -999 | -999
131700 | Participating Unit | No | No | HENRTA_6_SOLAR1 | Lemoore 1 | 1.5 | PGAE | Lemoore PV 1 LLC | SUN | PHOTO VOLTAIC | SOLAR | NP15 | PGE3 | 2016-01-29 |  | 1.5 | A |  |  | -999 | -999 | -999 | -999 | -999 | -999 | -999 | -999 | -999 | -999
123700 | Participating Unit | No | No | LHILLS_6_SOLAR1 | Lost Hills Solar | 20 | PGAE | Lost Hills Solar, LLC | SUN | PHOTO VOLTAIC | SOLAR | NP15 | PGE3 | 2015-04-02 |  | 20.46 | A |  |  | -999 | -999 | -999 | -999 | -999 | -999 | -999 | -999 | -999 | -999
130300 | Participating Unit | No | No | MARCPW_6_SOLAR1 | Maricopa West Solar PV | 20 | PGAE | Maricopa West Solar PV, LLC | SUN | PHOTO VOLTAIC | SOLAR | NP15 | PGE3 | 2015-12-12 |  | 20 | A |  |  | -999 | -999 | -999 | -999 | -999 | -999 | -999 | -999 | -999 | -999
124300 | Participating Unit | No | No | MERCED_1_SOLAR2 | Merced Solar | 1.5 | PGAE | Merced Solar LLC | SUN | PHOTO VOLTAIC | SOLAR | NP15 | PGE3 | 2015-05-12 |  | 1.5 | A |  |  | -999 | -999 | -999 | -999 | -999 | -999 | -999 | -999 | -999 | -999
125100 | Participating Unit | No | No | MERCED_1_SOLAR1 | Mission Solar | 1.5 | PGAE | Mission Solar LLC | SUN | PHOTO VOLTAIC | SOLAR | NP15 | PGE3 | 2015-05-23 |  | 1.5 | A |  |  | -999 | -999 | -999 | -999 | -999 | -999 | -999 | -999 | -999 | -999
129600 | Participating Unit | No | No | MRLSDS_6_SOLAR1 | Morelos Solar | 15 | PGAE | Morelos Solar, LLC | SUN | PHOTO VOLTAIC | SOLAR | NP15 | PGE2 | 2015-11-25 |  | 15 | A |  |  | -999 | -999 | -999 | -999 | -999 | -999 | -999 | -999 | -999 | -999
135000 | Participating Unit | No | No | MSTANG_2_SOLAR3 | Mustang 3 | 40 | PGAE | RE Mustang 3 LLC | SUN | PHOTO VOLTAIC | SOLAR | NP15 | PGE2 | 2016-05-03 |  | 40 | A |  |  | -999 | -999 | -999 | -999 | -999 | -999 | -999 | -999 | -999 | -999
135700 | Participating Unit | No | No | MSTANG_2_SOLAR4 | Mustang 4 | 30 | PGAE | RE Mustang 4 LLC | SUN | PHOTO VOLTAIC | SOLAR | NP15 | PGE3 | 2016-06-09 |  | 30 | A |  |  | -999 | -999 | -999 | -999 | -999 | -999 | -999 | -999 | -999 | -999
135200 | Participating Unit | No | No | MSTANG_2_SOLAR4 | Mustang 4 | 30 | PGAE | RE Mustang 4 LLC | SUN | PHOTO VOLTAIC | SOLAR | NP15 | PGE3 | 2016-06-09 |  | 30 | A |  |  | -999 | -999 | -999 | -999 | -999 | -999 | -999 | -999 | -999 | -999
106200 | Participating Unit | No | No | TWISSL_6_SOLAR | Nickel 1 ("NLH1") | 1.5 | PGAE | NLH1 Solar, LLC | SUN | PHOTO VOLTAIC | SOLAR | NP15 | PGE3 | 2012-11-27 |  | 1.5 | A |  |  | -999 | -999 | -999 | -999 | -999 | -999 | -999 | -999 | -999 | -999
125200 | Participating Unit | No | No | MNDOTA_1_SOLAR1 | North Star Solar 1 | 60 | PGAE | North Star Solar, LLC | SUN | PHOTO VOLTAIC | SOLAR | NP15 | PGE3 | 2015-06-20 |  | 60 | A |  |  | -999 | -999 | -999 | -999 | -999 | -999 | -999 | -999 | -999 | -999
110900 | Participating Unit | No | No | COCOSB_6_SOLAR | Oakley Solar Project | 1.5 | PGAE | Hayworth-Fabian, LLC | SUN | PHOTO VOLTAIC | SOLAR | NP15 | PGE3 | 2013-06-12 |  | 1.5 | A |  |  | -999 | -999 | -999 | -999 | -999 | -999 | -999 | -999 | -999 | -999
121800 | Participating Unit | Yes | No | OLDRV1_6_SOLAR | Old River One | 20 | PGAE | RE Old River One, LLC | SUN | PHOTO VOLTAIC | SOLAR | NP15 | PGE3 | 2014-12-30 |  | 20 | A |  |  | -999 | -999 | -999 | -999 | -999 | -999 | -999 | -999 | -999 | -999
121900 | Participating Unit | Yes | No | PUTHCR_1_SOLAR1 | Putah Creek Solar Farm | 1.98 | PGAE | Putah Creek Solar Farms LLC | SUN | PHOTO VOLTAIC | SOLAR | NP15 | PGE3 | 2014-12-19 |  | 2 | A |  |  | -999 | -999 | -999 | -999 | -999 | -999 | -999 | -999 | -999 | -999
129900 | Participating Unit | No | No | SLST13_2_SOLAR1 | Quinto Solar PV Project | 107.6 | PGAE | Solar Star California XIII, LLC | SUN | PHOTO VOLTAIC | SOLAR | NP15 | PGE3 | 2015-11-30 |  | 107.6 | A |  |  | -999 | -999 | -999 | -999 | -999 | -999 | -999 | -999 | -999 | -999
111200 | Participating Unit | No | No | KANSAS_6_SOLAR | RE Kansas South | 20 | PGAE | RE Kansas South LLC | SUN | PHOTO VOLTAIC | SOLAR | NP15 | PGE3 | 2013-06-06 |  | 20 | A |  |  | -999 | -999 | -999 | -999 | -999 | -999 | -999 | -999 | -999 | -999
120300 | Participating Unit | No | No | LAMONT_1_SOLAR1 | Regulus Solar | 60 | PGAE | Regulus Solar, LLC | SUN | PHOTO VOLTAIC | SOLAR | NP15 | SCE1 | 2014-11-11 |  | 60 | A |  |  | -999 | -999 | -999 | -999 | -999 | -999 | -999 | -999 | -999 | -999
118800 | Participating Unit | No | No | HOLSTR_1_SOLAR | San Benito Smart Park | 1.5 | PGAE | Enerparc CA1, LLC | SUN | PHOTO VOLTAIC | SOLAR | NP15 | PGE3 | 2014-06-16 |  | 1.5 | A |  |  | -999 | -999 | -999 | -999 | -999 | -999 | -999 | -999 | -999 | -999
101800 | Participating Unit | No | No | AVENAL_6_SANDDG | Sand Drag Solar Project | 19 | PGAE | Sand Drag Solar Project | SUN | PHOTO VOLTAIC | SOLAR | NP15 | PGE2 | 2011-08-05 |  | 19 | A |  |  | -999 | -999 | -999 | -999 | -999 | -999 | -999 | -999 | -999 | -999
114900 | Participating Unit | No | No | PEORIA_1_SOLAR | Sonora 1 | 1.5 | PGAE | Fresh Air Energy IV | SUN | PHOTO VOLTAIC | SOLAR | NP15 | PGE2 | 2013-12-23 |  | 1.5 | A |  |  | -999 | -999 | -999 | -999 | -999 | -999 | -999 | -999 | -999 | -999
103000 | Participating Unit | No | No | STROUD_6_SOLAR | Stroud Solar Station | 20 | PGAE | Pacific Gas and Electric Company | SUN | PHOTO VOLTAIC | SOLAR | NP15 | PGE2 | 2011-10-04 |  | 20 | A |  |  | -999 | -999 | -999 | -999 | -999 | -999 | -999 | -999 | -999 | -999
101700 | Participating Unit | No | No | AVENAL_6_SUNCTY | Sun City Solar Project | 20 | PGAE | Sun City Project LLC | SUN | PHOTO VOLTAIC | SOLAR | NP15 | PGE2 | 2011-08-05 |  | 20 | A |  |  | -999 | -999 | -999 | -999 | -999 | -999 | -999 | -999 | -999 | -999
125400 | Participating Unit | No | No | S_RITA_6_SOLAR1 | Sun Harvest Solar | 1.5 | PGAE | Sun Harvest Solar | SUN | PHOTO VOLTAIC | SOLAR | NP15 | PGE3 | 2015-05-28 |  |  | A |  |  | -999 | -999 | -999 | -999 | -999 | -999 | -999 | -999 | -999 | -999
100000 | Participating Unit | No | No | MARTIN_1_SUNSET | Sunset Reservoir - North Basin | 4.5 | PGAE | RE SFCity1, LP | SUN | PHOTO VOLTAIC | SOLAR | NP15 | PGE3 | 2010-10-29 |  | 4.5 | A |  |  | -999 | -999 | -999 | -999 | -999 | -999 | -999 | -999 | -999 | -999
118900 | Participating Unit | No | No | REEDLY_6_SOLAR | Terzian | 1.23 | PGAE | Pristine Sun, LLC | SUN | PHOTO VOLTAIC | SOLAR | NP15 | PGE3 | 2014-06-17 |  | 1.25 | A |  |  | -999 | -999 | -999 | -999 | -999 | -999 | -999 | -999 | -999 | -999
98300 | Participating Unit | No | No | VACADX_1_SOLAR | Vaca-Dixon Solar Station | 2.5 | PGAE | PG&E | SUN | PHOTO VOLTAIC | SOLAR | NP15 | PGE2 | 2009-12-23 |  | 2 | A |  |  | -999 | -999 | -999 | -999 | -999 | -999 | -999 | -999 | -999 | -999
123600 | Participating Unit | No | No | VEGA_6_SOLAR1 | Vega Solar | 20 | PGAE | Vega Solar, LLC | SUN | PHOTO VOLTAIC | SOLAR | NP15 | SCE1 | 2015-03-23 |  | 20 | A |  |  | -999 | -999 | -999 | -999 | -999 | -999 | -999 | -999 | -999 | -999
112000 | Participating Unit | No | No | GATES_2_WSOLAR | West Gates Solar Station | 10 | PGAE | Pacific Gas and Electric Company | SUN | PHOTO VOLTAIC | SOLAR | NP15 | PGE3 | 2013-06-24 |  | 10 | A |  |  | -999 | -999 | -999 | -999 | -999 | -999 | -999 | -999 | -999 | -999
117000 | Participating Unit | No | No | JAYNE_6_WLSLR | Westlands Solar Farm PV 1 | 18 | PGAE | Westlands Solar Farms, LLC | SUN | PHOTO VOLTAIC | SOLAR | NP15 | PGE2 | 2014-02-14 |  | 19 | A |  |  | -999 | -999 | -999 | -999 | -999 | -999 | -999 | -999 | -999 | -999
102400 | Participating Unit | No | No | SCHNDR_1_WSTSDE | Westside Solar Station | 15 | PGAE | Pacific Gas & Electric Company | SUN | PHOTO VOLTAIC | SOLAR | NP15 | PGE2 | 2011-09-13 |  | 15 | A |  |  | -999 | -999 | -999 | -999 | -999 | -999 | -999 | -999 | -999 | -999
112100 | Participating Unit | No | No | OLIVEP_1_SOLAR | White River Solar | 20 | PGAE | SPS White River, LLC | SUN | PHOTO VOLTAIC | SOLAR | NP15 | PGE2 | 2013-06-22 |  | 20 | A |  |  | -999 | -999 | -999 | -999 | -999 | -999 | -999 | -999 | -999 | -999
119900 | Participating Unit | No | No | OLIVEP_1_SOLAR2 | White River West | 19.75 | PGAE | CED White River Solar 2, LLC | SUN | PHOTO VOLTAIC | SOLAR | NP15 | PGE3 | 2014-10-01 |  | 19.75 | A |  |  | -999 | -999 | -999 | -999 | -999 | -999 | -999 | -999 | -999 | -999
123300 | Participating Unit | No | No | WLDWD_1_SOLAR1 | Wildwood Solar I | 20 | PGAE | Wildwood Solar I, LLC | SUN | PHOTO VOLTAIC | SOLAR | NP15 | PGE3 | 2015-02-19 |  | 20 | A |  |  | -999 | -999 | -999 | -999 | -999 | -999 | -999 | -999 | -999 | -999
124600 | Participating Unit | No | No | BLCKWL_6_SOLAR1 | Blackwell Solar | 12 | PGAE | Blackwell Solar, LLC | SUN | PHOTO VOLTAIC | SOLAR | ZP26 | PGE4 | 2015-04-16 |  | 12 | A |  |  | -999 | -999 | -999 | -999 | -999 | -999 | -999 | -999 | -999 | -999
126600 | Participating Unit | No | No | EEKTMN_6_SOLAR1 | EE K Solar 1 | 20 | PGAE | EE Kettleman Land, LLC | SUN | PHOTO VOLTAIC | SOLAR | ZP26 | PGE3 | 2015-08-12 |  | 20 | A |  |  | -999 | -999 | -999 | -999 | -999 | -999 | -999 | -999 | -999 | -999
137000 | Participating Unit | No | No | EXCLSG_1_SOLAR | Excelsior Solar | 60 | PGAE | Five Points Solar Park LLC | SUN | PHOTO VOLTAIC | SOLAR | ZP26 | PGE4 | 2016-10-06 |  | 60 | A |  |  | -999 | -999 | -999 | -999 | -999 | -999 | -999 | -999 | -999 | -999
135300 | Participating Unit | No | No | FRESHW_1_SOLAR1 | Freshwater Solar | 20 | PGAE | CED Corcoran Solar 3, LLC | SUN | PHOTO VOLTAIC | SOLAR | ZP26 | PGE4 | 2016-03-04 |  | 20 | A |  |  | -999 | -999 | -999 | -999 | -999 | -999 | -999 | -999 | -999 | -999
130600 | Participating Unit | No | No | LAMONT_1_SOLAR4 | Hayworth Solar Farm | 26.66 | PGAE | 65HK 8me LLC | SUN | PHOTO VOLTAIC | SOLAR | ZP26 | PGE4 | 2015-12-23 |  | 33.26 | A |  |  | -999 | -999 | -999 | -999 | -999 | -999 | -999 | -999 | -999 | -999
135900 | Participating Unit | No | No | MSTANG_2_SOLAR | Mustang | 30 | PGAE | RE Mustang LLC | SUN | PHOTO VOLTAIC | SOLAR | ZP26 | PGE4 | 2016-07-12 |  | 30 | A |  |  | -999 | -999 | -999 | -999 | -999 | -999 | -999 | -999 | -999 | -999
118300 | Participating Unit | No | No | ARVINN_6_ORION1 | Orion 1 Solar | 12 | PGAE | Orion Solar I, LLC | SUN | PHOTO VOLTAIC | SOLAR | ZP26 | PGE3 | 2014-06-26 |  | 12 | A |  |  | -999 | -999 | -999 | -999 | -999 | -999 | -999 | -999 | -999 | -999
119100 | Participating Unit | No | No | ARVINN_6_ORION2 | Orion 2 Solar | 8 | PGAE | Orion Solar II, LLC | SUN | PHOTO VOLTAIC | SOLAR | ZP26 | PGE3 | 2014-06-26 |  | 8 | A |  |  | -999 | -999 | -999 | -999 | -999 | -999 | -999 | -999 | -999 | -999
124400 | Participating Unit | No | No | 7STDRD_1_SOLAR1 | Shafter Solar | 20 | PGAE | Shafter Solar, LLC | SUN | PHOTO VOLTAIC | SOLAR | ZP26 | PGE4 | 2015-06-04 |  | 20 | A |  |  | -999 | -999 | -999 | -999 | -999 | -999 | -999 | -999 | -999 | -999
123800 | Participating Unit | No | No | SKERN_6_SOLAR1 | South Kern Solar PV Plant | 20 | PGAE | Algonquin SKIC 20 Solar, LLC | SUN | PHOTO VOLTAIC | SOLAR | ZP26 | PGE3 | 2015-04-07 |  | 20 | A |  |  | -999 | -999 | -999 | -999 | -999 | -999 | -999 | -999 | -999 | -999
113200 | Participating Unit | No | No | TOPAZ_2_SOLAR | Topaz Solar Farms | 550 | PGAE | MidAmerican Solar, LLC | SUN | PHOTO VOLTAIC | SOLAR | ZP26 | PGE2 | 2014-10-27 |  | 550 | A |  |  | -999 | -999 | -999 | -999 | -999 | -999 | -999 | -999 | -999 | -999
136000 | Participating Unit | No | No | TRNQLT_2_SOLAR | Tranquillity | 200 | PGAE | RE Tranquillity LLC | SUN | PHOTO VOLTAIC | SOLAR | ZP26 | PGE4 | 2016-07-28 |  | 200 | A |  |  | -999 | -999 | -999 | -999 | -999 | -999 | -999 | -999 | -999 | -999
116600 | Participating Unit | No | No | TMPLTN_2_SOLAR | Vintner Solar | 1.5 | PGAE | Vintner Solar LLC | SUN | PHOTO VOLTAIC | SOLAR | ZP26 | PGE2 | 2014-03-05 |  | 1.5 | A |  |  | -999 | -999 | -999 | -999 | -999 | -999 | -999 | -999 | -999 | -999
130700 | Participating Unit | No | No | LAMONT_1_SOLAR3 | Woodmere Solar Farm | 14.99 | PGAE | 87RL 8me, LLC | SUN | PHOTO VOLTAIC | SOLAR | ZP26 | PGE4 | 2015-12-23 |  | 18.75 | A |  |  | -999 | -999 | -999 | -999 | -999 | -999 | -999 | -999 | -999 | -999
127300 | Participating Unit | No | No | KERMAN_6_SOLAR2 | Fresno Solar West | 1.5 | PGAE | Fresno Cogeneration Partners, LP | SUN | PHOTO VOLTAIC | SOLAR | SP15 | PGE3 | 2015-10-20 |  | 1.5 | A |  |  | -999 | -999 | -999 | -999 | -999 | -999 | -999 | -999 | -999 | -999
136200 | Participating Unit | No | No | HENRTS_1_SOLAR | Henrietta Solar Project | 100 | PGAE | Parrey, LLC | SUN | PHOTO VOLTAIC | SOLAR | SP15 | PGE3 | 2016-08-19 |  | 100 | A |  |  | -999 | -999 | -999 | -999 | -999 | -999 | -999 | -999 | -999 | -999
135100 | Participating Unit | No | No | HENRTA_6_SOLAR2 | Westside Solar Power PV1 | 2 | PGAE | Westside Assets LLC | SUN | PHOTO VOLTAIC | SOLAR | SP15 | PGE2 | 2016-05-07 |  | 2 | A |  |  | -999 | -999 | -999 | -999 | -999 | -999 | -999 | -999 | -999 | -999
7800 | Participating Unit | No | No | DIABLO_7_UNIT 1 | Diablo Canyon Unit 1 | 1150 | PGAE | PG&E | URANIUM | STEAM | NUCLEAR | ZP26 | PGE4 | 1985-01-01 |  | 1150 | A | 0.835 |  | -999 | -999 | -999 | -999 | -999 | -999 | -999 | -999 | -999 | -999
7900 | Participating Unit | No | No | DIABLO_7_UNIT 2 | Diablo Canyon Unit 2 | 1150 | PGAE | PG&E | URANIUM | STEAM | NUCLEAR | ZP26 | PGE4 | 1986-01-01 |  | 1150 | A | 0.835 |  | -999 | -999 | -999 | -999 | -999 | -999 | -999 | -999 | -999 | -999
128000 | Participating Unit | No | No | MALIN_5_IBERDR | Iberdrola Centroid Sytem Resource | 100 | PGAE | Bonneville Power Administration | VARIOUS | SYSTEM UNIT | DYNAMIC SCHEDULED | NP15 | PGE3 |  |  | 100 | C |  |  | -999 | -999 | -999 | -999 | -999 | -999 | -999 | -999 | -999 | -999
127900 | Participating Unit | No | No | MALIN_5_BPADYN | MALIN_5_BPADYN | 250 | PGAE | Bonneville Power Administration | VARIOUS | SYSTEM UNIT | DYNAMIC SCHEDULED | NP15 | PGE3 |  |  | 250 | C |  |  | -999 | -999 | -999 | -999 | -999 | -999 | -999 | -999 | -999 | -999
58400 | Participating Unit | Yes | Yes | MOSSLD_1_QF | MOSS LANDING AREA (SANTA CRUZ) LUMPED QF UNITS | 1 | PGAE | VARIOUS | WASTE GAS |  | BIOMASS | NP15 | PGE3 | 1985-01-01 |  | 1 | A | 0.5062 |  | -999 | -999 | -999 | -999 | -999 | -999 | -999 | -999 | -999 | -999
93900 | Participating Unit | Yes | Yes | FTSWRD_7_QFUNTS | FORT SEWARD QF AGGREGATION | 1.6 | PGAE |  | WATER | AGGREGATION | HYDRO | NP15 | PGE3 |  |  | 0.3 | A |  |  | -999 | -999 | -999 | -999 | -999 | -999 | -999 | -999 | -999 | -999
65500 | Participating Unit | Yes | Yes | RIOOSO_1_QF | RIO OSO AREA LUMPED QF UNITS | 1.7 | PGAE | VARIOUS | WATER | AGGREGATION | HYDRO | NP15 | PGE3 | 1984-01-01 |  | 2.5 | A |  |  | -999 | -999 | -999 | -999 | -999 | -999 | -999 | -999 | -999 | -999
1400 | Participating Unit | No | Yes | BNNIEN_7_ALTAPH | ALTA POWER HOUSE | 1 | PGAE | PG&E | WATER | HYDRO | HYDRO | NP15 | PGE3 | 1902-01-01 | Bear River | 1 | A |  |  | -999 | -999 | -999 | -999 | -999 | -999 | -999 | -999 | -999 | -999
36000 | Participating Unit | No | No | VOLTA_6_BAILCK | BAILEY CREEK RANCH | 0.63 | PGAE | Bailey Creek Hydroelectric, Inc. | WATER | HYDRO | HYDRO | NP15 | PGE3 | 1982-05-26 |  | 0.63 | A |  |  | -999 | -999 | -999 | -999 | -999 | -999 | -999 | -999 | -999 | -999
36100 | Participating Unit | Yes | No | BRDGVL_7_BAKER | Baker Station Hydro | 1.49 | PGAE | Baker Station Associates, LP | WATER | HYDRO | HYDRO | NP15 | PGE3 | 1987-12-10 |  | 1.5 | A |  |  | -999 | -999 | -999 | -999 | -999 | -999 | -999 | -999 | -999 | -999
1900 | Participating Unit | No | No | BALCHS_7_UNIT 1 | Balch 1 | 33 | PGAE | PG&E | WATER | HYDRO | HYDRO | NP15 | PGE3 | 1927-01-01 | Kings River | 34 | A |  |  | -999 | -999 | -999 | -999 | -999 | -999 | -999 | -999 | -999 | -999
2000 | Participating Unit | No | No | BALCHS_7_UNIT 2 | Balch 2 | 52.5 | PGAE | PG&E | WATER | HYDRO | HYDRO | NP15 | PGE3 | 1958-01-01 | Kings River | 52.5 | A |  |  | -999 | -999 | -999 | -999 | -999 | -999 | -999 | -999 | -999 | -999
2100 | Participating Unit | No | No | BALCHS_7_UNIT 3 | Balch 3 | 54.6 | PGAE | PG&E | WATER | HYDRO | HYDRO | NP15 | PGE3 | 1958-01-01 | Kings River | 54.6 | A |  |  | -999 | -999 | -999 | -999 | -999 | -999 | -999 | -999 | -999 | -999
71900 | Participating Unit | Yes | No | TKOPWR_6_HYDRO | Bear Creek Hydroelectric Project | 2.83 | PGAE | Enel Green Power North America, Inc. | WATER | HYDRO | HYDRO | NP15 | PGE3 | 1986-01-15 |  | 3.2 | A |  |  | -999 | -999 | -999 | -999 | -999 | -999 | -999 | -999 | -999 | -999
2300 | Participating Unit | No | No | BEARDS_7_UNIT 1 | Beardsley Hydro | 11.5 | PGAE | City of Santa Clara DBA Silicon Valley Power | WATER | HYDRO | HYDRO | NP15 | PGE3 | 1957-01-01 | Stanislaus River | 11.5 | A |  |  | -999 | -999 | -999 | -999 | -999 | -999 | -999 | -999 | -999 | -999
2400 | Participating Unit | No | No | BELDEN_7_UNIT 1 | Belden PH | 119 | PGAE | PG&E | WATER | HYDRO | HYDRO | NP15 | PGE3 | 1969-01-01 | NF Feather River | 119 | A |  |  | -999 | -999 | -999 | -999 | -999 | -999 | -999 | -999 | -999 | -999
3000 | Participating Unit | Yes | No | GRSCRK_6_BGCKWW | BIG CREEK WATER WORKS | 5 | PGAE | Big Creek Water Works, LTD. | WATER | HYDRO | HYDRO | NP15 | PGE3 | 1987-01-01 |  | 5 | A |  |  | -999 | -999 | -999 | -999 | -999 | -999 | -999 | -999 | -999 | -999
3300 | Participating Unit | No | No | BLCKBT_2_STONEY | Black Butte Hydro | 6.2 | PGAE | City of Santa Clara DBA Silicon Valley Power | WATER | HYDRO | HYDRO | NP15 | PGE3 | 1988-01-01 |  | 6.2 | A |  |  | -999 | -999 | -999 | -999 | -999 | -999 | -999 | -999 | -999 | -999
37200 | Participating Unit | Yes | Yes | BORDEN_2_QF | BORDEN AREA LUMPED QF UNITS | 2 | PGAE | Madera ID | WATER | HYDRO | HYDRO | NP15 | PGE3 | 1985-01-01 |  | 2 | A |  |  | -999 | -999 | -999 | -999 | -999 | -999 | -999 | -999 | -999 | -999
3900 | Participating Unit | No | Yes | BUCKCK_7_PL1X2 | BUCKS CREEK PH (AGGREGATE) | 59 | PGAE | PG&E | WATER | HYDRO | HYDRO | NP15 | PGE3 | 1928-01-01 | NF Feather River | 59 | A |  |  | -999 | -999 | -999 | -999 | -999 | -999 | -999 | -999 | -999 | -999
4000 | Participating Unit | No | No | BUTTVL_7_UNIT 1 | Butt Valley PH | 40 | PGAE | PG&E | WATER | HYDRO | HYDRO | NP15 | PGE3 | 1958-01-01 | NF Feather River | 41 | A |  |  | -999 | -999 | -999 | -999 | -999 | -999 | -999 | -999 | -999 | -999
4400 | Participating Unit | Yes | Yes | CAMCHE_1_PL1X3 | CAMANCHE PH (AGGREGATE) | 9.99 | PGAE | EBMUD | WATER | HYDRO | HYDRO | NP15 | PGE3 | 1983-01-01 | Mokelumne River | 9.99 | A |  |  | -999 | -999 | -999 | -999 | -999 | -999 | -999 | -999 | -999 | -999
76200 | Participating Unit | No | No | CAMPFW_7_FARWST | Camp Far West | 8 | PGAE | SMUD | WATER | HYDRO | HYDRO | NP15 | PGE3 | 1985-01-01 |  | 7.9 | A |  |  | -999 | -999 | -999 | -999 | -999 | -999 | -999 | -999 | -999 | -999
44001 | Participating Unit | Yes | No | CURTIS_1_CANLCK | CANAL CREEK POWER PLANT | 0.9 | PGAE | Merced Irrigation District | WATER | HYDRO | HYDRO | NP15 | PGE3 | 1983-01-01 |  | 0.9 | A |  |  | -999 | -999 | -999 | -999 | -999 | -999 | -999 | -999 | -999 | -999
4500 | Participating Unit | No | No | CARBOU_7_UNIT 1 | Caribou PH 1 Unit 1 | 24 | PGAE | PG&E | WATER | HYDRO | HYDRO | NP15 | PGE3 | 1921-01-01 | NF Feather River | 24 | A |  |  | -999 | -999 | -999 | -999 | -999 | -999 | -999 | -999 | -999 | -999
4600 | Participating Unit | No | Yes | CARBOU_7_PL2X3 | CARIBOU UNITS 2 & 3 (AGGREGATE) | 49 | PGAE | PG&E | WATER | HYDRO | HYDRO | NP15 | PGE3 | 1921-01-01 | NF Feather River | 48 | A |  |  | -999 | -999 | -999 | -999 | -999 | -999 | -999 | -999 | -999 | -999
4700 | Participating Unit | No | Yes | CARBOU_7_PL4X5 | CARIBOU UNITS 4 & 5 (AGGREGATE) | 122 | PGAE | PG&E | WATER | HYDRO | HYDRO | NP15 | PGE3 | 1958-01-01 | NF Feather River | 122 | A |  |  | -999 | -999 | -999 | -999 | -999 | -999 | -999 | -999 | -999 | -999
120100 | Participating Unit | No | Yes | INTKEP_2_UNITS | CCSF Hetch_Hetchy Hydro Aggregate | 405 | PGAE | City & County of San Francisco | WATER | HYDRO | HYDRO | NP15 | PGE3 | 2006-07-01 |  | 405 | A |  |  | -999 | -999 | -999 | -999 | -999 | -999 | -999 | -999 | -999 | -999
4800 | Participating Unit | No | Yes | CNTRVL_6_UNIT | CENTERVILLE | 6.4 | PGAE | PG&E | WATER | HYDRO | HYDRO | NP15 | PGE3 | 1899-12-31 |  | 5.9 | A |  |  | -999 | -999 | -999 | -999 | -999 | -999 | -999 | -999 | -999 | -999
5000 | Participating Unit | No | No | CHICPK_7_UNIT 1 | Chicago Park PH | 42 | PGAE | Nevada Irrigation District | WATER | HYDRO | HYDRO | NP15 | PGE3 | 1965-01-01 | South Yuba | 39 | A |  |  | -999 | -999 | -999 | -999 | -999 | -999 | -999 | -999 | -999 | -999
5100 | Participating Unit | No | No | PLACVL_1_CHILIB | CHILI BAR | 8.4 | PGAE | PG&E | WATER | HYDRO | HYDRO | NP15 | PGE3 | 1965-01-01 |  | 7 | A |  |  | -999 | -999 | -999 | -999 | -999 | -999 | -999 | -999 | -999 | -999
55500 | Participating Unit | Yes | No | CLOVER_2_UNIT | Clover Creek | 0.99 | PGAE | Pacific Gas & Electric Company | WATER | HYDRO | HYDRO | NP15 | PGE3 | 1986-02-21 |  | 0.99 | A |  |  | -999 | -999 | -999 | -999 | -999 | -999 | -999 | -999 | -999 | -999
5500 | Participating Unit | No | No | COLEMN_2_UNIT | COLEMAN | 13 | PGAE | PG&E | WATER | HYDRO | HYDRO | NP15 | PGE3 | 1979-01-01 | Battle Creek | 13 | A |  |  | -999 | -999 | -999 | -999 | -999 | -999 | -999 | -999 | -999 | -999
5600 | Participating Unit | No | No | COLGAT_7_UNIT 1 | Colgate PH Unit 1 | 176.72 | PGAE | Yuba County Water Agency | WATER | HYDRO | HYDRO | NP15 | PGE3 | 1969-01-01 | North Yuba River | 157.5 | A |  |  | -999 | -999 | -999 | -999 | -999 | -999 | -999 | -999 | -999 | -999
5700 | Participating Unit | No | No | COLGAT_7_UNIT 2 | Colgate PH Unit 2 | 175.67 | PGAE | Yuba County Water Agency | WATER | HYDRO | HYDRO | NP15 | PGE3 | 1969-01-01 | North Yuba River | 157.5 | A |  |  | -999 | -999 | -999 | -999 | -999 | -999 | -999 | -999 | -999 | -999
5800 | Participating Unit | No | Yes | COLVIL_7_PL1X2 | COLLIERVILLE HYDRO UNIT 1 & 2 AGGREGATE | 246.86 | PGAE | NCPA (MSS Agreement - S14) | WATER | HYDRO | HYDRO | NP15 | NCP1 |  |  | 252.5 | A |  |  | -999 | -999 | -999 | -999 | -999 | -999 | -999 | -999 | -999 | -999
94000 | Participating Unit | Yes | Yes | HIGGNS_1_COMBIE | Combie South Powerhouse | 1.5 | PGAE | Nevada Irrigation District | WATER | HYDRO | HYDRO | NP15 | PGE3 |  |  | 1.5 | A |  |  | -999 | -999 | -999 | -999 | -999 | -999 | -999 | -999 | -999 | -999
43400 | Participating Unit | Yes | Yes | CTNWDP_1_QF | COTTONWOOD AREA (BURNEY) LUMPED QF UNITS | 0.5 | PGAE | VARIOUS | WATER | HYDRO | HYDRO | NP15 | PGE3 | 1982-01-01 |  | 0.5 | A |  |  | -999 | -999 | -999 | -999 | -999 | -999 | -999 | -999 | -999 | -999
90100 | Participating Unit | Yes | Yes | COVERD_2_QFUNTS | COVE ROAD AREA LUMPED UNITS | 20.26 | PGAE | VARIOUS | WATER | HYDRO | HYDRO | NP15 | PGE3 | 1987-01-05 |  | 20.26 | A |  |  | -999 | -999 | -999 | -999 | -999 | -999 | -999 | -999 | -999 | -999
6800 | Participating Unit | No | Yes | COWCRK_2_UNIT | COW CREEK | 2 | PGAE | PG&E | WATER | HYDRO | HYDRO | NP15 | PGE3 | 1907-01-01 |  | 2 | A |  |  | -999 | -999 | -999 | -999 | -999 | -999 | -999 | -999 | -999 | -999
7000 | Participating Unit | No | No | CRNEVL_6_CRNVA | CRANE VALLEY | 0.9 | PGAE | PG&E | WATER | HYDRO | HYDRO | NP15 | PGE3 | 1919-01-01 |  | 0.9 | A |  |  | -999 | -999 | -999 | -999 | -999 | -999 | -999 | -999 | -999 | -999
7100 | Participating Unit | No | Yes | CRESTA_7_PL1X2 | CRESTA PH (AGGREGATE) | 70.4 | PGAE | PG&E | WATER | HYDRO | HYDRO | NP15 | PGE3 | 1949-01-01 | NF Feather River | 70.4 | A |  |  | -999 | -999 | -999 | -999 | -999 | -999 | -999 | -999 | -999 | -999
7300 | Participating Unit | No | No | DSABLA_7_UNIT | DE SABLA | 18.5 | PGAE | PG&E | WATER | HYDRO | HYDRO | NP15 | PGE3 | 1963-01-01 | Butte Creek | 18.5 | A |  |  | -999 | -999 | -999 | -999 | -999 | -999 | -999 | -999 | -999 | -999
65512 | Participating Unit | Yes | No | DEADCK_1_UNIT | DEADWOOD CREEK (HYDRO SIERRA ENERGY, LLC) | 2 | PGAE | Pacific Gas & Electric Company | WATER | HYDRO | HYDRO | NP15 | PGE3 | 1990-01-29 | Deadwood Creek | 2 | A |  |  | -999 | -999 | -999 | -999 | -999 | -999 | -999 | -999 | -999 | -999
7400 | Participating Unit | No | No | DEERCR_6_UNIT 1 | DEER CREEK | 7 | PGAE | PG&E | WATER | HYDRO | HYDRO | NP15 | PGE3 | 1908-01-01 |  | 7 | A |  |  | -999 | -999 | -999 | -999 | -999 | -999 | -999 | -999 | -999 | -999
119300 | Participating Unit | No | No | VOLTA_6_DIGHYD | Digger Creek Ranch Hydro | 0.6 | PGAE | Kenneth E. Link | WATER | HYDRO | HYDRO | NP15 | PGE3 | 2014-07-02 |  | 0.6 | A |  |  | -999 | -999 | -999 | -999 | -999 | -999 | -999 | -999 | -999 | -999
8300 | Participating Unit | No | No | DONNLS_7_UNIT | Donnells Hydro | 72 | PGAE | City of Santa Clara DBA Silicon Valley Power | WATER | HYDRO | HYDRO | NP15 | PGE3 | 1957-01-01 | Stanislaus River | 72 | A |  |  | -999 | -999 | -999 | -999 | -999 | -999 | -999 | -999 | -999 | -999
8500 | Participating Unit | No | Yes | DRUM_7_PL1X2 | DRUM PH 1 UNIT 1 & 2 (AGGREGATE) | 26 | PGAE | PG&E | WATER | HYDRO | HYDRO | NP15 | PGE3 | 1913-01-01 | South Yuba | 26 | A |  |  | -999 | -999 | -999 | -999 | -999 | -999 | -999 | -999 | -999 | -999
8600 | Participating Unit | No | Yes | DRUM_7_PL3X4 | DRUM PH 1 UNIT 3 & 4 (AGGREGATE) | 28.9 | PGAE | PG&E | WATER | HYDRO | HYDRO | NP15 | PGE3 | 1922-01-01 | South Yuba | 28.9 | A |  |  | -999 | -999 | -999 | -999 | -999 | -999 | -999 | -999 | -999 | -999
8700 | Participating Unit | No | No | DRUM_7_UNIT 5 | Drum PH 2 Unit 5 | 50 | PGAE | PG&E | WATER | HYDRO | HYDRO | NP15 | PGE3 | 1965-01-01 | South Yuba | 50 | A |  |  | -999 | -999 | -999 | -999 | -999 | -999 | -999 | -999 | -999 | -999
8800 | Participating Unit | No | No | DUTCH1_7_UNIT 1 | Dutch Flat PH 1 Unit 1 | 22 | PGAE | PG&E | WATER | HYDRO | HYDRO | NP15 | PGE3 | 1943-01-01 | South Yuba | 22 | A |  |  | -999 | -999 | -999 | -999 | -999 | -999 | -999 | -999 | -999 | -999
8900 | Participating Unit | No | No | DUTCH2_7_UNIT 1 | Dutch Flat PH 2 Unit 1 | 26 | PGAE | Nevada Irrigation District | WATER | HYDRO | HYDRO | NP15 | PGE3 | 1965-01-01 | South Yuba | 24.57 | A |  |  | -999 | -999 | -999 | -999 | -999 | -999 | -999 | -999 | -999 | -999
91900 | Participating Unit | No | No | ELDORO_7_UNIT 1 | EL DORADO POWERHOUSE UNIT 1 | 11 | PGAE | El Dorado Irrigation District | WATER | HYDRO | HYDRO | NP15 | PGE3 | 2005-05-21 | AMERICAN RIVER-SOUTH FORK | 10.5 | A |  |  | -999 | -999 | -999 | -999 | -999 | -999 | -999 | -999 | -999 | -999
92000 | Participating Unit | No | No | ELDORO_7_UNIT 2 | EL DORADO POWERHOUSE UNIT 2 | 11 | PGAE | El Dorado Irrigation District | WATER | HYDRO | HYDRO | NP15 | PGE3 | 2005-05-21 | AMERICAN RIVER-SOUTH FORK | 10.5 | A |  |  | -999 | -999 | -999 | -999 | -999 | -999 | -999 | -999 | -999 | -999
9600 | Participating Unit | No | Yes | ELECTR_7_PL1X3 | ELECTRA PH (AGGREGATE) | 101.5 | PGAE | PG&E | WATER | HYDRO | HYDRO | NP15 | PGE3 | 1948-01-01 | Mokelumne River | 101.5 | A |  |  | -999 | -999 | -999 | -999 | -999 | -999 | -999 | -999 | -999 | -999
11200 | Participating Unit | No | No | EXCHEC_7_UNIT 1 | Exchequer | 94.5 | PGAE | Merced Irrigation District | WATER | HYDRO | HYDRO | NP15 | PGE3 | 1967-01-01 | Merced River | 94.5 | A |  |  | -999 | -999 | -999 | -999 | -999 | -999 | -999 | -999 | -999 | -999
44002 | Participating Unit | Yes | No | CURTIS_1_FARFLD | FAIRFIELD POWER PLANT | 0.9 | PGAE | Merced Irrigation District | WATER | HYDRO | HYDRO | NP15 | PGE3 | 1983-08-02 |  | 0.9 | A |  |  | -999 | -999 | -999 | -999 | -999 | -999 | -999 | -999 | -999 | -999
11400 | Participating Unit | No | No | FORBST_7_UNIT 1 | Forbestown PH | 37.5 | PGAE | OWID | WATER | HYDRO | HYDRO | NP15 | PGE3 | 1963-01-01 | SF Feather River | 39 | A |  |  | -999 | -999 | -999 | -999 | -999 | -999 | -999 | -999 | -999 | -999
11500 | Participating Unit | No | No | FMEADO_7_UNIT | French Meadows PH | 18 | PGAE | PCWA | WATER | HYDRO | HYDRO | NP15 | PGE3 | 1966-01-01 | American River | 18 | A |  |  | -999 | -999 | -999 | -999 | -999 | -999 | -999 | -999 | -999 | -999
46500 | Participating Unit | Yes | Yes | FRIANT_6_UNITS | FRIANT DAM | 25 | PGAE | Friant Power Authority | WATER | HYDRO | HYDRO | NP15 | PGE3 | 1985-04-16 |  | 25 | A |  |  | -999 | -999 | -999 | -999 | -999 | -999 | -999 | -999 | -999 | -999
47100 | Participating Unit | Yes | Yes | FULTON_1_QF | FULTON AREA LUMPED QF UNITS | 1 | PGAE | Pacific Gas & Electric Company | WATER | HYDRO | HYDRO | NP15 | PGE3 | 1983-01-01 |  | 1 | A |  |  | -999 | -999 | -999 | -999 | -999 | -999 | -999 | -999 | -999 | -999
14300 | Participating Unit | No | No | GRIZLY_1_UNIT 1 | Grizzly PH | 20 | PGAE | PG&E | WATER | HYDRO | HYDRO | NP15 | PGE3 | 1993-01-01 | NF Feather River | 20 | A |  |  | -999 | -999 | -999 | -999 | -999 | -999 | -999 | -999 | -999 | -999
14500 | Participating Unit | No | Yes | HAASPH_7_PL1X2 | HAAS PH (AGGREGATE) | 144 | PGAE | PG&E | WATER | HYDRO | HYDRO | NP15 | PGE3 | 1958-01-01 | Kings River | 144 | A |  |  | -999 | -999 | -999 | -999 | -999 | -999 | -999 | -999 | -999 | -999
14600 | Participating Unit | No | No | HALSEY_6_UNIT | Halsey PH | 13.5 | PGAE | PG&E | WATER | HYDRO | HYDRO | NP15 | PGE3 | 1916-01-01 | South Yuba | 13.5 | A |  |  | -999 | -999 | -999 | -999 | -999 | -999 | -999 | -999 | -999 | -999
14700 | Participating Unit | No | Yes | HMLTBR_6_UNITS | HAMILTON BRANCH PH (Aggregate) | 4.9 | PGAE | PG&E | WATER | HYDRO | HYDRO | NP15 | PGE3 | 1921-01-01 | NF Feather River | 4.8 | A |  |  | -999 | -999 | -999 | -999 | -999 | -999 | -999 | -999 | -999 | -999
15000 | Participating Unit | No | No | HATCR1_7_UNIT | HAT CREEK 1 | 8.5 | PGAE | PG&E | WATER | HYDRO | HYDRO | NP15 | PGE3 | 1921-01-01 | Pit River | 8.5 | A |  |  | -999 | -999 | -999 | -999 | -999 | -999 | -999 | -999 | -999 | -999
15100 | Participating Unit | No | No | HATCR2_7_UNIT | HAT CREEK 2 | 8.5 | PGAE | PG&E | WATER | HYDRO | HYDRO | NP15 | PGE3 | 1921-01-01 | Pit River | 8.5 | A |  |  | -999 | -999 | -999 | -999 | -999 | -999 | -999 | -999 | -999 | -999
90300 | Participating Unit | Yes | Yes | HATLOS_6_QFUNTS | HAT CREEK AREA LUMPED UNITS | 2.75 | PGAE | VARIOUS | WATER | HYDRO | HYDRO | NP15 | PGE3 | 1989-06-15 |  | 2.75 | A |  |  | -999 | -999 | -999 | -999 | -999 | -999 | -999 | -999 | -999 | -999
90400 | Participating Unit | Yes | Yes | HAYPRS_6_QFUNTS | HAYPRESS HYDROELECTRIC (Aggregate) | 18.75 | PGAE | VARIOUS | WATER | HYDRO | HYDRO | NP15 | PGE3 | 1989-04-11 |  | 18.75 | A |  |  | -999 | -999 | -999 | -999 | -999 | -999 | -999 | -999 | -999 | -999
65509 | Participating Unit | Yes | No | FMEADO_6_HELLHL | Hell Hole Powerhouse | 0.6 | PGAE | Placer County Water Agency | WATER | HYDRO | HYDRO | NP15 | PGE3 | 1983-04-30 |  | 0.6 | A |  |  | -999 | -999 | -999 | -999 | -999 | -999 | -999 | -999 | -999 | -999
122800 | Participating Unit | Yes | No | HIGGNS_7_QFUNTS | HIGGINS QF Aggregate | 2 | PGAE | Pacific Gas & Electric Company | WATER | HYDRO | HYDRO | NP15 | PGE3 |  |  | 0.5 | A |  |  | -999 | -999 | -999 | -999 | -999 | -999 | -999 | -999 | -999 | -999
118700 | Participating Unit | Yes | No | ORLND_6_HIGHLI | High Line Canal Hydro | 0.5 | PGAE | City of Santa Clara DBA Silicon Valley Power | WATER | HYDRO | HYDRO | NP15 | PGE3 | 2014-06-11 |  | 0.53 | A |  |  | -999 | -999 | -999 | -999 | -999 | -999 | -999 | -999 | -999 | -999
59600 | Participating Unit | Yes | Yes | NHOGAN_6_UNITS | HOGAN PH (AGGREGATE) | 4 | PGAE | Calaveras City Water District (16H008) | WATER | HYDRO | HYDRO | NP15 | MID1 | 1986-04-15 |  | 4 | A |  |  | -999 | -999 | -999 | -999 | -999 | -999 | -999 | -999 | -999 | -999
51500 | Participating Unit | Yes | No | FORKBU_6_UNIT | HYPOWER, INC. (a/k/a Forks of Butte) | 14.3 | PGAE | Pacific Gas & Electric Company | WATER | HYDRO | HYDRO | NP15 | PGE3 | 1992-03-16 |  | 14.3 | A |  |  | -999 | -999 | -999 | -999 | -999 | -999 | -999 | -999 | -999 | -999
51800 | Participating Unit | Yes | No | INDVLY_1_UNITS | INDIAN VALLEY HYDRO | 3.01 | PGAE | Yolo County Flood & WCD | WATER | HYDRO | HYDRO | NP15 | PGE3 | 1983-09-15 |  | 3.01 | A |  |  | -999 | -999 | -999 | -999 | -999 | -999 | -999 | -999 | -999 | -999
17300 | Participating Unit | No | No | INSKIP_2_UNIT | INSKIP | 8 | PGAE | PG&E | WATER | HYDRO | HYDRO | NP15 | PGE3 | 1979-01-01 | Battle Creek | 8 | A |  |  | -999 | -999 | -999 | -999 | -999 | -999 | -999 | -999 | -999 | -999
17400 | Participating Unit | No | No | BLACK_7_UNIT 1 | James B. Black 1 | 85 | PGAE | PG&E | WATER | HYDRO | HYDRO | NP15 | PGE3 | 1966-01-01 | Pit River | 85 | A |  |  | -999 | -999 | -999 | -999 | -999 | -999 | -999 | -999 | -999 | -999
17500 | Participating Unit | No | No | BLACK_7_UNIT 2 | James B. Black 2 | 84.1 | PGAE | PG&E | WATER | HYDRO | HYDRO | NP15 | PGE3 | 1965-01-01 | Pit River | 84.1 | A |  |  | -999 | -999 | -999 | -999 | -999 | -999 | -999 | -999 | -999 | -999
70200 | Participating Unit | Yes | No | KEKAWK_6_UNIT | Kekawaka Creek Hydroelectic Facility | 5.5 | PGAE | STS HydroPower, Ltd | WATER | HYDRO | HYDRO | NP15 | PGE1 | 1989-12-27 |  | 5.5 | A |  |  | -999 | -999 | -999 | -999 | -999 | -999 | -999 | -999 | -999 | -999
18200 | Participating Unit | No | No | KELYRG_6_UNIT | Kelly Ridge PH | 11 | PGAE | OWID | WATER | HYDRO | HYDRO | NP15 | PGE3 | 1963-01-01 | SF Feather River | 11 | A |  |  | -999 | -999 | -999 | -999 | -999 | -999 | -999 | -999 | -999 | -999
18300 | Participating Unit | No | No | KERKH1_7_UNIT 1 | Kerckhoff PH 1 Unit #1 | 13 | PGAE | PG&E | WATER | HYDRO | HYDRO | NP15 | PGE3 | 1920-01-01 | San Joaquin River | 13 | A |  |  | -999 | -999 | -999 | -999 | -999 | -999 | -999 | -999 | -999 | -999
18500 | Participating Unit | No | No | KERKH1_7_UNIT 3 | Kerckhoff PH 1 Unit #3 | 12.8 | PGAE | PG&E | WATER | HYDRO | HYDRO | NP15 | PGE3 | 1920-01-01 | San Joaquin River | 12.8 | A |  |  | -999 | -999 | -999 | -999 | -999 | -999 | -999 | -999 | -999 | -999
18600 | Participating Unit | No | No | KERKH2_7_UNIT 1 | Kerckhoff PH 2 Unit #1 | 153.9 | PGAE | PG&E | WATER | HYDRO | HYDRO | NP15 | PGE3 | 1983-01-01 | San Joaquin River | 153.9 | A |  |  | -999 | -999 | -999 | -999 | -999 | -999 | -999 | -999 | -999 | -999
19000 | Participating Unit | No | Yes | KILARC_2_UNIT 1 | KILARC | 3.2 | PGAE | PG&E | WATER | HYDRO | HYDRO | NP15 | PGE3 | 1904-01-01 |  | 3.2 | A |  |  | -999 | -999 | -999 | -999 | -999 | -999 | -999 | -999 | -999 | -999
19200 | Participating Unit | No | No | KINGRV_7_UNIT 1 | Kings River Unit 1 | 51.2 | PGAE | PG&E | WATER | HYDRO | HYDRO | NP15 | PGE3 | 1962-01-01 | Kings River | 51.2 | A |  |  | -999 | -999 | -999 | -999 | -999 | -999 | -999 | -999 | -999 | -999
94400 | Participating Unit | No | Yes | UKIAH_7_LAKEMN | Lake Mendocino Hydro | 3.5 | PGAE | NCPA (MSS Agreement - S14) | WATER | HYDRO | HYDRO | NP15 | NCP1 | 2007-07-02 | Russian River | 3.5 | A |  |  | -999 | -999 | -999 | -999 | -999 | -999 | -999 | -999 | -999 | -999
70609 | Participating Unit | Yes | No | BUCKCK_2_HYDRO | LASSEN STATION HYDRO | 0.99 | PGAE | Lassen Station Hydroelectric, LP | WATER | HYDRO | HYDRO | NP15 | PGE3 | 1986-05-22 |  | 0.99 | A |  |  | -999 | -999 | -999 | -999 | -999 | -999 | -999 | -999 | -999 | -999
19500 | Participating Unit | No | Yes | CLRKRD_6_LIMESD | LIME SADDLE | 2 | PGAE | PG&E | WATER | HYDRO | HYDRO | NP15 | PGE3 | 1906-01-01 | West Branch Feather River | 2 | A |  |  | -999 | -999 | -999 | -999 | -999 | -999 | -999 | -999 | -999 | -999
98700 | Participating Unit | No | No | HATLOS_6_LSCRK | Lost Creek 1 & 2 Hydro Conversion | 1.7 | PGAE | Snow Mountain Hydro, LLC. | WATER | HYDRO | HYDRO | NP15 | PGE3 | 1989-06-15 |  | 1.7 | A |  |  | -999 | -999 | -999 | -999 | -999 | -999 | -999 | -999 | -999 | -999
93700 | Participating Unit | Yes | Yes | LOWGAP_7_QFUNTS | LOW GAP QF AGGREGATION | 2 | PGAE | Pacific Gas & Electric Company | WATER | HYDRO | HYDRO | NP15 | PGE3 | 2007-03-01 |  | 2 | A |  |  | -999 | -999 | -999 | -999 | -999 | -999 | -999 | -999 | -999 | -999
54800 | Participating Unit | Yes | No | STOREY_7_MDRCHW | Madera Canal Site 980 | 1.84 | PGAE | MADERA-CHOWCHILLA WATER AND POWER AUTHORITY | WATER | HYDRO | HYDRO | NP15 | PGE3 | 1985-02-02 |  | 2.13 | A |  |  | -999 | -999 | -999 | -999 | -999 | -999 | -999 | -999 | -999 | -999
37201 | Participating Unit | Yes | No | STOREY_2_MDRCH2 | Madera Chowchilla 2 | 0.52 | PGAE | Madera Chowchilla Water and Power Authority | WATER | HYDRO | HYDRO | NP15 | PGE3 | 1986-04-11 |  | 0.56 | A |  |  | -999 | -999 | -999 | -999 | -999 | -999 | -999 | -999 | -999 | -999
37203 | Participating Unit | Yes | No | STOREY_2_MDRCH3 | Madera Chowchilla 3 | 0.42 | PGAE | Madera Chowchilla Water and Power Authority | WATER | HYDRO | HYDRO | NP15 | PGE3 | 1986-04-16 |  | 0.42 | A |  |  | -999 | -999 | -999 | -999 | -999 | -999 | -999 | -999 | -999 | -999
37202 | Participating Unit | Yes | No | STOREY_2_MDRCH4 | Madera Chowchilla 4 | 0.92 | PGAE | Madera Chowchilla Water and Power Authority | WATER | HYDRO | HYDRO | NP15 | PGE3 | 1986-04-01 |  | 0.92 | A |  |  | -999 | -999 | -999 | -999 | -999 | -999 | -999 | -999 | -999 | -999
54900 | Participating Unit | Yes | No | MALCHQ_7_UNIT 1 | MALACHA HYDRO L.P. | 32.5 | PGAE | Pacific Gas & Electric Company | WATER | HYDRO | HYDRO | NP15 | PGE3 | 1988-12-07 |  | 32.5 | A |  |  | -999 | -999 | -999 | -999 | -999 | -999 | -999 | -999 | -999 | -999
21000 | Participating Unit | No | No | MCSWAN_6_UNITS | Mc SWAIN | 10 | PGAE | Merced Irrigation District | WATER | HYDRO | HYDRO | NP15 | PGE3 | 1967-01-01 | Merced River | 10 | A |  |  | -999 | -999 | -999 | -999 | -999 | -999 | -999 | -999 | -999 | -999
55300 | Participating Unit | Yes | Yes | MCCALL_1_QF | MCCALL AREA LUMPED QF UNITS | 2.5 | PGAE | VARIOUS | WATER | HYDRO | HYDRO | NP15 | PGE3 | 1990-01-01 |  | 1.45 | A |  |  | -999 | -999 | -999 | -999 | -999 | -999 | -999 | -999 | -999 | -999
21100 | Participating Unit | No | No | MERCFL_6_UNIT | Merced Falls | 3.5 | PGAE | PG&E | WATER | HYDRO | HYDRO | NP15 | PGE3 | 1930-01-01 |  | 3.5 | A |  |  | -999 | -999 | -999 | -999 | -999 | -999 | -999 | -999 | -999 | -999
56600 | Participating Unit | Yes | Yes | METCLF_1_QF | METCALF AREA LUMPED QF UNITS | 1.25 | PGAE | VARIOUS | WATER | HYDRO | HYDRO | NP15 | PGE3 |  |  | 0.8 | A |  |  | -999 | -999 | -999 | -999 | -999 | -999 | -999 | -999 | -999 | -999
21200 | Participating Unit | No | Yes | MDFKRL_2_PROJCT | MIDDLE FORK-RALSTON PROJECT (AGGREGATE) | 218.39 | PGAE | PCWA | WATER | HYDRO | HYDRO | NP15 | PGE3 | 1966-01-01 | American River | 220.7 | A |  |  | -999 | -999 | -999 | -999 | -999 | -999 | -999 | -999 | -999 | -999
51706 | Participating Unit | Yes | No | LOWGAP_1_SUPHR | MILL & SULPHUR CREEK (NORTH COAST) | 0.99 | PGAE | Mill & Sulphur Creek Power Plant, LP | WATER | HYDRO | HYDRO | NP15 | PGE3 | 1988-02-23 |  | 1 | A |  |  | -999 | -999 | -999 | -999 | -999 | -999 | -999 | -999 | -999 | -999
22000 | Participating Unit | No | Yes | MONTPH_7_UNITS | MONTICELLO PH (Aggregate) | 12.5 | PGAE | Solano Irrigation District | WATER | HYDRO | HYDRO | NP15 | PGE3 | 1974-01-01 |  | 12.5 | A |  |  | -999 | -999 | -999 | -999 | -999 | -999 | -999 | -999 | -999 | -999
23300 | Participating Unit | No | No | NAROW1_2_UNIT | Narrows PH 1 Unit | 12 | PGAE | PG&E | WATER | HYDRO | HYDRO | NP15 | PGE3 | 1942-01-01 | South Yuba | 12 | A |  |  | -999 | -999 | -999 | -999 | -999 | -999 | -999 | -999 | -999 | -999
23200 | Participating Unit | No | No | NAROW2_2_UNIT | NARROWS PH 2 UNIT | 55 | PGAE | YCWA | WATER | HYDRO | HYDRO | NP15 | PGE3 | 1969-01-01 | North Yuba River | 55 | A |  |  | -999 | -999 | -999 | -999 | -999 | -999 | -999 | -999 | -999 | -999
59500 | Participating Unit | Yes | No | BOWMN_6_UNIT | NEVADA POWER AUTHORITY (BOWMAN) | 6.25 | PGAE | Pacific Gas & Electric Company | WATER | HYDRO | HYDRO | NP15 | PGE3 | 1986-08-18 |  | 6.25 | A |  |  | -999 | -999 | -999 | -999 | -999 | -999 | -999 | -999 | -999 | -999
23400 | Participating Unit | No | No | NWCSTL_7_UNIT 1 | Newcastle PH | 12 | PGAE | PG&E | WATER | HYDRO | HYDRO | NP15 | PGE3 | 1986-01-01 | South Yuba | 12 | A |  |  | -999 | -999 | -999 | -999 | -999 | -999 | -999 | -999 | -999 | -999
23500 | Participating Unit | No | No | BUCKCK_7_OAKFLT | OAK FLAT PH | 1.3 | PGAE | PG&E | WATER | HYDRO | HYDRO | NP15 | PGE3 | 1985-01-01 | North Fork Feather River | 1.3 | A |  |  | -999 | -999 | -999 | -999 | -999 | -999 | -999 | -999 | -999 | -999
94200 | Participating Unit | Yes | Yes | OILFLD_7_QFUNTS | OIL FIELDS QF AGGREGATION | 3.8 | PGAE |  | WATER | HYDRO | HYDRO | NP15 | PGE3 |  |  | 3.8 | A |  |  | -999 | -999 | -999 | -999 | -999 | -999 | -999 | -999 | -999 | -999
61700 | Participating Unit | Yes | No | OLSEN_2_UNIT | OLSEN POWER PARTNERS | 5.8 | PGAE | Pacific Gas & Electric Company | WATER | HYDRO | HYDRO | NP15 | PGE3 | 1990-01-03 |  | 5.8 | A |  |  | -999 | -999 | -999 | -999 | -999 | -999 | -999 | -999 | -999 | -999
24300 | Participating Unit | No | No | OXBOW_6_DRUM | Oxbow PH | 6 | PGAE | PCWA | WATER | HYDRO | HYDRO | NP15 | PGE3 | 1966-01-01 | American River | 6 | A |  |  | -999 | -999 | -999 | -999 | -999 | -999 | -999 | -999 | -999 | -999
24700 | Participating Unit | No | Yes | PARDEB_6_UNITS | Pardee Power House | 30 | PGAE | East Bay Municipal Utility District | WATER | HYDRO | HYDRO | NP15 | PGE3 | 1930-01-01 | Mokelumne River | 27.8 | A |  |  | -999 | -999 | -999 | -999 | -999 | -999 | -999 | -999 | -999 | -999
56200 | Participating Unit | Yes | No | CRESSY_1_PARKER | Parker Power House | 2.83 | PGAE | Merced Irrigation District | WATER | HYDRO | HYDRO | NP15 | PGE3 | 1981-09-23 |  | 2.83 | A |  |  | -999 | -999 | -999 | -999 | -999 | -999 | -999 | -999 | -999 | -999
24800 | Participating Unit | No | No | PHOENX_1_UNIT | PHOENIX PH | 2 | PGAE | PG&E | WATER | HYDRO | HYDRO | NP15 | PGE3 | 1940-01-01 | Tuolemne River | 2 | A |  |  | -999 | -999 | -999 | -999 | -999 | -999 | -999 | -999 | -999 | -999
24900 | Participating Unit | No | Yes | PINFLT_7_UNITS | PINE FLAT PH (AGGREGATE) | 210 | PGAE | CDWR | WATER | HYDRO | HYDRO | NP15 | PGE3 | 1984-01-01 |  | 173.7 | A |  |  | -999 | -999 | -999 | -999 | -999 | -999 | -999 | -999 | -999 | -999
25000 | Participating Unit | No | No | PIT1_7_UNIT 1 | Pit PH 1 Unit 1 | 32 | PGAE | PG&E | WATER | HYDRO | HYDRO | NP15 | PGE3 | 1922-01-01 | Pit River | 32 | A |  |  | -999 | -999 | -999 | -999 | -999 | -999 | -999 | -999 | -999 | -999
25100 | Participating Unit | No | No | PIT1_7_UNIT 2 | Pit PH 1 Unit 2 | 32 | PGAE | PG&E | WATER | HYDRO | HYDRO | NP15 | PGE3 | 1922-01-01 | Pit River | 32 | A |  |  | -999 | -999 | -999 | -999 | -999 | -999 | -999 | -999 | -999 | -999
25200 | Participating Unit | No | Yes | PIT3_7_PL1X3 | PIT PH 3 (AGGREGATE) | 70.6 | PGAE | PG&E | WATER | HYDRO | HYDRO | NP15 | PGE3 | 1925-01-01 | Pit River | 70.6 | A |  |  | -999 | -999 | -999 | -999 | -999 | -999 | -999 | -999 | -999 | -999
25300 | Participating Unit | No | Yes | PIT4_7_PL1X2 | PIT PH 4 (AGGREGATE) | 95 | PGAE | PG&E | WATER | HYDRO | HYDRO | NP15 | PGE3 | 1955-01-01 | Pit River | 95 | A |  |  | -999 | -999 | -999 | -999 | -999 | -999 | -999 | -999 | -999 | -999
25400 | Participating Unit | No | Yes | PIT5_7_PL1X2 | PIT PH 5 UNITS 1 & 2 (AGGREGATE) | 82 | PGAE | PG&E | WATER | HYDRO | HYDRO | NP15 | PGE3 | 1944-01-01 | Pit River | 82 | A |  |  | -999 | -999 | -999 | -999 | -999 | -999 | -999 | -999 | -999 | -999
25500 | Participating Unit | No | Yes | PIT5_7_PL3X4 | PIT PH 5 UNITS 3 & 4 (AGGREGATE) | 82 | PGAE | PG&E | WATER | HYDRO | HYDRO | NP15 | PGE3 | 1944-01-01 | Pit River | 82 | A |  |  | -999 | -999 | -999 | -999 | -999 | -999 | -999 | -999 | -999 | -999
25600 | Participating Unit | No | No | PIT6_7_UNIT 1 | Pit PH 6 Unit 1 | 39 | PGAE | PG&E | WATER | HYDRO | HYDRO | NP15 | PGE3 | 1965-01-01 | Pit River | 39 | A |  |  | -999 | -999 | -999 | -999 | -999 | -999 | -999 | -999 | -999 | -999
25700 | Participating Unit | No | No | PIT6_7_UNIT 2 | Pit PH 6 Unit 2 | 40 | PGAE | PG&E | WATER | HYDRO | HYDRO | NP15 | PGE3 | 1965-01-01 | Pit River | 40 | A |  |  | -999 | -999 | -999 | -999 | -999 | -999 | -999 | -999 | -999 | -999
25800 | Participating Unit | No | No | PIT7_7_UNIT 1 | Pit PH 7 Unit 1 | 55.7 | PGAE | PG&E | WATER | HYDRO | HYDRO | NP15 | PGE3 | 1965-01-01 | Pit River | 55.7 | A |  |  | -999 | -999 | -999 | -999 | -999 | -999 | -999 | -999 | -999 | -999
25900 | Participating Unit | No | No | PIT7_7_UNIT 2 | Pit PH 7 Unit 2 | 54.6 | PGAE | PG&E | WATER | HYDRO | HYDRO | NP15 | PGE3 | 1965-01-01 | Pit River | 54.6 | A |  |  | -999 | -999 | -999 | -999 | -999 | -999 | -999 | -999 | -999 | -999
90200 | Participating Unit | Yes | Yes | PIT5_7_QFUNTS | PIT5 AREA LUMPED UNITS | 3.75 | PGAE | Pacific Gas & Electric Company | WATER | HYDRO | HYDRO | NP15 | PGE3 | 1987-08-15 |  | 3.75 | A |  |  | -999 | -999 | -999 | -999 | -999 | -999 | -999 | -999 | -999 | -999
26700 | Participating Unit | No | No | POEPH_7_UNIT 1 | Poe PH Unit 1 | 69 | PGAE | PG&E | WATER | HYDRO | HYDRO | NP15 | PGE3 | 1958-01-01 | NF Feather River | 68 | A |  |  | -999 | -999 | -999 | -999 | -999 | -999 | -999 | -999 | -999 | -999
26800 | Participating Unit | No | No | POEPH_7_UNIT 2 | Poe PH Unit 2 | 68.5 | PGAE | PG&E | WATER | HYDRO | HYDRO | NP15 | PGE3 | 1958-01-01 | NF Feather River | 68.5 | A |  |  | -999 | -999 | -999 | -999 | -999 | -999 | -999 | -999 | -999 | -999
27400 | Participating Unit | No | Yes | POTTER_6_UNITS | POTTER VALLEY PH (AGGREGATE) | 10.1 | PGAE | Pacific Gas & Electric Company | WATER | HYDRO | HYDRO | NP15 | PGE3 | 1910-01-01 | Eel | 9.8 | A |  |  | -999 | -999 | -999 | -999 | -999 | -999 | -999 | -999 | -999 | -999
66000 | Participating Unit | Yes | No | PLACVL_1_RCKCRE | ROCK CREEK L.P. | 5 | PGAE | Pacific Gas & Electric Company | WATER | HYDRO | HYDRO | NP15 | PGE3 | 1986-04-24 |  | 5 | A |  |  | -999 | -999 | -999 | -999 | -999 | -999 | -999 | -999 | -999 | -999
28000 | Participating Unit | No | No | RCKCRK_7_UNIT 1 | Rock Creek Unit 1 | 57 | PGAE | PG&E | WATER | HYDRO | HYDRO | NP15 | PGE3 | 1950-01-01 | NF Feather River | 57 | A |  |  | -999 | -999 | -999 | -999 | -999 | -999 | -999 | -999 | -999 | -999
28100 | Participating Unit | No | No | RCKCRK_7_UNIT 2 | Rock Creek Unit 2 | 56.9 | PGAE | PG&E | WATER | HYDRO | HYDRO | NP15 | PGE3 | 1950-01-01 | NF Feather River | 56.9 | A |  |  | -999 | -999 | -999 | -999 | -999 | -999 | -999 | -999 | -999 | -999
28200 | Participating Unit | No | No | ROLLIN_6_UNIT | Rollins PH | 13.5 | PGAE | Nevada Irrigation District | WATER | HYDRO | HYDRO | NP15 | PGE3 | 1980-01-01 |  | 12.15 | A |  |  | -999 | -999 | -999 | -999 | -999 | -999 | -999 | -999 | -999 | -999
120600 | Participating Unit | Yes | No | ALLGNY_6_HYDRO1 | Salmon Creek Hydroelectric Project | 0.52 | PGAE | Salmon Creek Hydroelectric Company, LLC | WATER | HYDRO | HYDRO | NP15 | PGE3 | 2014-12-03 |  | 0.54 | A |  |  | -999 | -999 | -999 | -999 | -999 | -999 | -999 | -999 | -999 | -999
28600 | Participating Unit | No | Yes | SALTSP_7_UNITS | SALT SPRINGS PH (AGGREGATE) | 46 | PGAE | PG&E | WATER | HYDRO | HYDRO | NP15 | PGE3 | 1931-01-01 | Mokelumne River | 46 | A |  |  | -999 | -999 | -999 | -999 | -999 | -999 | -999 | -999 | -999 | -999
28800 | Participating Unit | No | No | CRNEVL_6_SJQN 2 | San Joaquin PH 2 | 3.2 | PGAE | PGAE | WATER | HYDRO | HYDRO | NP15 | PGE3 | 1917-01-01 |  | 3.2 | A |  |  | -999 | -999 | -999 | -999 | -999 | -999 | -999 | -999 | -999 | -999
28900 | Participating Unit | No | No | CRNEVL_6_SJQN 3 | San Joaquin PH 3 | 4.2 | PGAE | PGAE | WATER | HYDRO | HYDRO | NP15 | PGE3 | 1923-01-01 |  | 4.2 | A |  |  | -999 | -999 | -999 | -999 | -999 | -999 | -999 | -999 | -999 | -999
67300 | Participating Unit | Yes | No | SNDBAR_7_UNIT 1 | Sand Bar Hydro | 18.6 | PGAE | Pacific Gas & Electric Company | WATER | HYDRO | HYDRO | NP15 | PGE3 | 1986-05-19 | Stanislaus River | 18.6 | A |  |  | -999 | -999 | -999 | -999 | -999 | -999 | -999 | -999 | -999 | -999
84800 | Participating Unit | No | No | APLHIL_1_SLABCK | SLAB CREEK HYDRO | 1 | PGAE | SMUD | WATER | HYDRO | HYDRO | NP15 | PGE3 |  |  | 0.4 | A |  |  | -999 | -999 | -999 | -999 | -999 | -999 | -999 | -999 | -999 | -999
30000 | Participating Unit | No | No | SLYCRK_1_UNIT 1 | Sly Creek PH | 13 | PGAE | OWID | WATER | HYDRO | HYDRO | NP15 | PGE3 | 1983-01-01 | SF Feather River | 13 | A |  |  | -999 | -999 | -999 | -999 | -999 | -999 | -999 | -999 | -999 | -999
35000 | Participating Unit | Yes | Yes | WRGHTP_7_AMENGY | SMALL QF AGGREGATION - LOS BANOS | 2.5 | PGAE | Pacific Gas & Electric Company | WATER | HYDRO | HYDRO | NP15 | PGE3 | 1986-02-01 |  | 2.5 | A |  |  | -999 | -999 | -999 | -999 | -999 | -999 | -999 | -999 | -999 | -999
50800 | Participating Unit | Yes | Yes | HUMBSB_1_QF | Small QF aggregation - Trinity | 1.25 | PGAE | Pacific Gas & Electric Company | WATER | HYDRO | HYDRO | NP15 | PGE1 |  |  | 1.25 | A |  |  | -999 | -999 | -999 | -999 | -999 | -999 | -999 | -999 | -999 | -999
43407 | Participating Unit | Yes | No | SPBURN_7_SNOWMT | SNOW MOUNTAIN HYDRO LLC (BURNEY CREEK) | 3 | PGAE | Pacific Gas & Electric Company | WATER | HYDRO | HYDRO | NP15 | PGE3 | 1990-03-28 |  | 3 | A |  |  | -999 | -999 | -999 | -999 | -999 | -999 | -999 | -999 | -999 | -999
30400 | Participating Unit | No | No | SOUTH_2_UNIT | SOUTH PH | 7.1 | PGAE | PG&E | WATER | HYDRO | HYDRO | NP15 | PGE3 | 1979-01-01 |  | 7.1 | A |  |  | -999 | -999 | -999 | -999 | -999 | -999 | -999 | -999 | -999 | -999
69300 | Participating Unit | No | No | COTTLE_2_FRNKNH | SOUTH SAN JOAQUIN ID (FRANKENHEIMER) | 5.3 | PGAE |  | WATER | HYDRO | HYDRO | NP15 | PGE3 | 1983-02-12 |  | 8.75 | A |  |  | -999 | -999 | -999 | -999 | -999 | -999 | -999 | -999 | -999 | -999
69400 | Participating Unit | No | No | VLYHOM_7_SSJID | SOUTH SAN JOAQUIN ID (WOODWARD) | 3 | PGAE |  | WATER | HYDRO | HYDRO | NP15 | PGE3 | 1982-04-16 |  | 5 | A |  |  | -999 | -999 | -999 | -999 | -999 | -999 | -999 | -999 | -999 | -999
31000 | Participating Unit | No | No | SPAULD_6_UNIT 3 | Spaulding Unit 3 | 6.5 | PGAE | PG&E | WATER | HYDRO | HYDRO | NP15 | PGE3 | 1928-01-01 | South Yuba | 6.5 | A |  |  | -999 | -999 | -999 | -999 | -999 | -999 | -999 | -999 | -999 | -999
31100 | Participating Unit | No | Yes | SPAULD_6_UNIT12 | SPAULDING UNITS 1 & 2 (AGGREGATE) | 11.4 | PGAE | PG&E | WATER | HYDRO | HYDRO | NP15 | PGE3 | 1929-01-01 | South Yuba | 11.4 | A |  |  | -999 | -999 | -999 | -999 | -999 | -999 | -999 | -999 | -999 | -999
31200 | Participating Unit | No | Yes | SPICER_1_UNITS | Spicer Hydro Aggregate | 6 | PGAE | NCPA (MSS Agreement - S14) | WATER | HYDRO | HYDRO | NP15 | NCP1 | 1990-01-01 |  | 6 | A |  |  | -999 | -999 | -999 | -999 | -999 | -999 | -999 | -999 | -999 | -999
31300 | Participating Unit | No | No | SPRGAP_1_UNIT 1 | Spring Gap Unit 1 | 7 | PGAE | PG&E | WATER | HYDRO | HYDRO | NP15 | PGE3 | 1921-01-01 |  | 7 | A |  |  | -999 | -999 | -999 | -999 | -999 | -999 | -999 | -999 | -999 | -999
31400 | Participating Unit | No | No | STANIS_7_UNIT 1 | Stanislaus Unit 1 | 91 | PGAE | PG&E | WATER | HYDRO | HYDRO | NP15 | PGE3 | 1963-01-01 | Stanislaus River | 91 | A |  |  | -999 | -999 | -999 | -999 | -999 | -999 | -999 | -999 | -999 | -999
31500 | Participating Unit | No | Yes | ELKCRK_6_STONYG | Stony Gorge Hydro | 4.9 | PGAE | City of Santa Clara DBA Silicon Valley Power | WATER | HYDRO | HYDRO | NP15 | PGE3 | 1986-01-01 |  | 4.9 | A |  |  | -999 | -999 | -999 | -999 | -999 | -999 | -999 | -999 | -999 | -999
70100 | Participating Unit | Yes | No | KANAKA_1_UNIT | STS HYDROPOWER LTD. (KANAKA) | 2.5 | PGAE | Pacific Gas & Electric Company | WATER | HYDRO | HYDRO | NP15 | PGE3 | 1989-02-13 |  | 2.5 | A |  |  | -999 | -999 | -999 | -999 | -999 | -999 | -999 | -999 | -999 | -999
70600 | Participating Unit | Yes | Yes | TBLMTN_6_QF | TABLE MOUNTAIN AREA LUMPED QF UNITS | 3.6 | PGAE | VARIOUS | WATER | HYDRO | HYDRO | NP15 | PGE3 | 1983-01-01 |  | 5.8 | A |  |  | -999 | -999 | -999 | -999 | -999 | -999 | -999 | -999 | -999 | -999
70800 | Participating Unit | Yes | Yes | TESLA_1_QF | TESLA AREA LUMPED QF UNITS | 2 | PGAE | VARIOUS | WATER | HYDRO | HYDRO | NP15 | PGE3 | 1982-01-01 |  | 2.46 | A |  |  | -999 | -999 | -999 | -999 | -999 | -999 | -999 | -999 | -999 | -999
103400 | Participating Unit | No | No | FTSWRD_6_TRFORK | Three Forks Water Power Project | 1.63 | PGAE | Grizzly Mountain Ranch | WATER | HYDRO | HYDRO | NP15 | PGE3 | 2011-11-01 |  | 1.8 | A |  |  | -999 | -999 | -999 | -999 | -999 | -999 | -999 | -999 | -999 | -999
32200 | Participating Unit | No | Yes | TIGRCK_7_UNITS | TIGER CREEK PH (AGGREGATE) | 62 | PGAE | PG&E | WATER | HYDRO | HYDRO | NP15 | PGE3 | 1931-01-01 | Mokelumne River | 62 | A |  |  | -999 | -999 | -999 | -999 | -999 | -999 | -999 | -999 | -999 | -999
32300 | Participating Unit | No | No | TOADTW_6_UNIT | TOADTOWN PH | 1.5 | PGAE | PG&E | WATER | HYDRO | HYDRO | NP15 | PGE3 | 1986-01-01 |  | 1.5 | A |  |  | -999 | -999 | -999 | -999 | -999 | -999 | -999 | -999 | -999 | -999
32700 | Participating Unit | No | Yes | TULLCK_7_UNITS | Tulloch Hydro | 25.9 | PGAE | City of Santa Clara DBA Silicon Valley Power | WATER | HYDRO | HYDRO | NP15 | PGE3 | 1958-01-01 | Stanislaus River | 25.9 | A |  |  | -999 | -999 | -999 | -999 | -999 | -999 | -999 | -999 | -999 | -999
93400 | Participating Unit | No | Yes | FROGTN_7_UTICA | UTICA POWER HYDRO AGGREGATE | 6.2 | PGAE | UTICA POWER AUTHORITY | WATER | HYDRO | HYDRO | NP15 | PGE3 |  | Stanislaus River | 5.5 | A |  |  | -999 | -999 | -999 | -999 | -999 | -999 | -999 | -999 | -999 | -999
49900 | Participating Unit | Yes | No | POTTER_7_VECINO | VECINO VINEYARDS LLC | 1.25 | PGAE | Pacific Gas & Electric Company | WATER | HYDRO | HYDRO | NP15 | PGE3 | 1990-03-27 |  | 1.25 | A |  |  | -999 | -999 | -999 | -999 | -999 | -999 | -999 | -999 | -999 | -999
133400 | Participating Unit | No | No | BANGOR_6_HYDRO | Virginia Ranch Dam Powerplant | 1 | PGAE | Browns Valley Irrigation District (BVID) | WATER | HYDRO | HYDRO | NP15 | PGE2 | 2012-06-14 |  | 1.04 | A |  |  | -999 | -999 | -999 | -999 | -999 | -999 | -999 | -999 | -999 | -999
93800 | Participating Unit | Yes | Yes | VOLTA_7_QFUNTS | VOLTA QF AGGREGATION | 1.5 | PGAE | PG&E | WATER | HYDRO | HYDRO | NP15 | PGE3 | 2007-03-01 |  | 1.5 | A |  |  | -999 | -999 | -999 | -999 | -999 | -999 | -999 | -999 | -999 | -999
32900 | Participating Unit | No | No | VOLTA_2_UNIT 1 | VOLTA UNIT 1 | 9.1 | PGAE | PG&E | WATER | HYDRO | HYDRO | NP15 | PGE3 | 1980-01-01 |  | 9.1 | A |  |  | -999 | -999 | -999 | -999 | -999 | -999 | -999 | -999 | -999 | -999
33000 | Participating Unit | No | No | VOLTA_2_UNIT 2 | VOLTA UNIT 2 | 1 | PGAE | PG&E | WATER | HYDRO | HYDRO | NP15 | PGE3 | 1981-01-01 |  | 1 | A |  |  | -999 | -999 | -999 | -999 | -999 | -999 | -999 | -999 | -999 | -999
74200 | Participating Unit | Yes | No | GYSRVL_7_WSPRNG | Warm Springs | 3.75 | PGAE | Sonoma County Water Agency (04H009) | WATER | HYDRO | HYDRO | NP15 | PGE3 | 1988-12-22 |  | 3.75 | A |  |  | -999 | -999 | -999 | -999 | -999 | -999 | -999 | -999 | -999 | -999
43402 | Participating Unit | Yes | No | CEDRCK_6_UNIT | Water Wheel Ranch | 0.98 | PGAE | Water Wheel Ranch | WATER | HYDRO | HYDRO | NP15 | PGE3 | 1984-03-22 |  | 0.98 | A |  |  | -999 | -999 | -999 | -999 | -999 | -999 | -999 | -999 | -999 | -999
33200 | Participating Unit | No | No | WESTPT_2_UNIT | West Point PH | 14 | PGAE | PG&E | WATER | HYDRO | HYDRO | NP15 | PGE3 | 1948-01-01 | Mokelumne River | 14 | A |  |  | -999 | -999 | -999 | -999 | -999 | -999 | -999 | -999 | -999 | -999
33600 | Participating Unit | No | No | WISE_1_UNIT 1 | Wise Unit 1 | 14.5 | PGAE | PG&E | WATER | HYDRO | HYDRO | NP15 | PGE1 | 1917-01-01 | South Yuba | 14.5 | A |  |  | -999 | -999 | -999 | -999 | -999 | -999 | -999 | -999 | -999 | -999
33700 | Participating Unit | No | No | WISE_1_UNIT 2 | Wise Unit 2 | 3.2 | PGAE | PG&E | WATER | HYDRO | HYDRO | NP15 | PGE1 | 1986-01-01 | South Yuba | 3.2 | A |  |  | -999 | -999 | -999 | -999 | -999 | -999 | -999 | -999 | -999 | -999
33800 | Participating Unit | No | Yes | WISHON_6_UNITS | WISHON/SAN JOAQUIN 1-A (AGGREGATE) | 18.4 | PGAE | PG&E | WATER | HYDRO | HYDRO | NP15 | PGE3 | 1910-01-01 | San Joaquin River | 18.4 | A |  |  | -999 | -999 | -999 | -999 | -999 | -999 | -999 | -999 | -999 | -999
33900 | Participating Unit | No | No | WDLEAF_7_UNIT 1 | Woodleaf PH | 60 | PGAE | OWID | WATER | HYDRO | HYDRO | NP15 | PGE3 | 1963-01-01 | SF Feather River | 60 | A |  |  | -999 | -999 | -999 | -999 | -999 | -999 | -999 | -999 | -999 | -999
75500 | Participating Unit | Yes | No | HILAND_7_YOLOWD | YOLO COUNTY FLOOD & WCD | 3.75 | PGAE | Pacific Gas & Electric Company | WATER | HYDRO | HYDRO | NP15 | PGE3 | 1985-09-07 |  | 3.75 | A |  |  | -999 | -999 | -999 | -999 | -999 | -999 | -999 | -999 | -999 | -999
18700 | Participating Unit | No | No | KRNCNY_6_UNIT | KERN CANYON | 11.5 | PGAE | PG&E | WATER | HYDRO | HYDRO | ZP26 | PGE4 | 1921-01-01 |  | 11.5 | A |  |  | -999 | -999 | -999 | -999 | -999 | -999 | -999 | -999 | -999 | -999
52800 | Participating Unit | Yes | No | RIOBRV_6_UNIT 1 | KERN HYDRO (OLCESE) (aka RIO BRAVO HYDRO) | 18.4 | PGAE | Pacific Gas & Electric Company | WATER | HYDRO | HYDRO | ZP26 | PGE4 | 1989-05-18 |  | 18.4 | A |  |  | -999 | -999 | -999 | -999 | -999 | -999 | -999 | -999 | -999 | -999
56300 | Participating Unit | Yes | Yes | MESAP_1_QF | MESA AREA LUMPED QF UNITS | 1 | PGAE | VARIOUS | WATER | HYDRO | HYDRO | ZP26 | PGE4 |  |  | 1 | A |  |  | -999 | -999 | -999 | -999 | -999 | -999 | -999 | -999 | -999 | -999
15300 | Participating Unit | No | No | HELMPG_7_UNIT 1 | Helms PGP Unit 1 | 407 | PGAE | PG&E | WATER | PUMPED STORAGE | HYDRO | NP15 | PGE3 | 1984-01-01 | Kings River | 407 | A |  |  | -999 | -999 | -999 | -999 | -999 | -999 | -999 | -999 | -999 | -999
15400 | Participating Unit | No | No | HELMPG_7_UNIT 2 | Helms PGP Unit 2 | 407 | PGAE | PG&E | WATER | PUMPED STORAGE | HYDRO | NP15 | PGE3 | 1984-01-01 | Kings River | 407 | A |  |  | -999 | -999 | -999 | -999 | -999 | -999 | -999 | -999 | -999 | -999
15500 | Participating Unit | No | No | HELMPG_7_UNIT 3 | Helms PGP Unit 3 | 404 | PGAE | PG&E | WATER | PUMPED STORAGE | HYDRO | NP15 | PGE3 | 1984-01-01 | Kings River | 404 | A |  |  | -999 | -999 | -999 | -999 | -999 | -999 | -999 | -999 | -999 | -999
16900 | Participating Unit | No | Yes | HYTTHM_2_UNITS | HYATT-THERMALITO P-G PROJECT (AGGREGATE) | 933.1 | PGAE | CDWR | WATER | PUMPED STORAGE | HYDRO | NP15 | PGE3 | 1968-01-01 |  | 941.4 | A |  |  | -999 | -999 | -999 | -999 | -999 | -999 | -999 | -999 | -999 | -999
79400 | Participating Unit | No | Yes | ONLLPP_6_UNITS | ONEILL P-G PLANT (AGGREGATE) | 14 | PGAE | USBR | WATER | PUMPED STORAGE | HYDRO | NP15 | PGE3 | 1967-01-01 |  | 14.4 | A |  |  | -999 | -999 | -999 | -999 | -999 | -999 | -999 | -999 | -999 | -999
29000 | Participating Unit | No | Yes | SLUISP_2_UNITS | SAN LUIS (GIANELLI) P-G PLANT (AGGREGATE) | 374.43 | PGAE | CDWR | WATER | PUMPED STORAGE | HYDRO | NP15 | PGE3 | 1967-01-01 |  | 424 | A |  |  | -999 | -999 | -999 | -999 | -999 | -999 | -999 | -999 | -999 | -999
34600 | Participating Unit | Yes | Yes | FLOWD2_2_UNIT 1 | ALTAMONT POWER (AGGREGATE) | 42.1 | PGAE | Pacific Gas & Electric Company | WIND | WIND | WIND | NP15 | PGE3 | 1985-01-01 |  | 42.1 | A |  |  | -999 | -999 | -999 | -999 | -999 | -999 | -999 | -999 | -999 | -999
37400 | Participating Unit | No | No | WNDMAS_2_UNIT 1 | BUENA VISTA ENERGY, LLC | 38 | PGAE | Buena Vista Energy, LLC | WIND | WIND | WIND | NP15 | PGE3 | 1983-12-24 |  | 38 | A |  |  | -999 | -999 | -999 | -999 | -999 | -999 | -999 | -999 | -999 | -999
90900 | Participating Unit | No | No | FLOWD2_2_FPLWND | DIABLO WINDS | 18.6 | PGAE | DIABLO WINDS, LLC | WIND | WIND | WIND | NP15 | PGE3 | 2005-05-01 |  | 18 | A |  |  | -999 | -999 | -999 | -999 | -999 | -999 | -999 | -999 | -999 | -999
100600 | Participating Unit | No | No | BRDSLD_2_MTZUMA | FPL Energy Montezuma Wind | 36.8 | PGAE | FPL Energy Montezuma Wind, LLC | WIND | WIND | WIND | NP15 | PGE3 | 2011-01-25 |  | 36.8 | A |  |  | -999 | -999 | -999 | -999 | -999 | -999 | -999 | -999 | -999 | -999
48300 | Participating Unit | Yes | No | GOLDHL_1_QF | GOLD HILL AREA LUMPED QF UNITS | 1.25 | PGAE | Pacific Gas & Electric Company | WIND | WIND | WIND | NP15 | PGE3 | 1992-11-18 |  | 1.25 | A |  |  | -999 | -999 | -999 | -999 | -999 | -999 | -999 | -999 | -999 | -999
130100 | Participating Unit | No | No | USWND2_1_WIND1 | Golden Hills A | 42.96 | PGAE | Golden Hills Wind, LLC | WIND | WIND | WIND | NP15 | PGE3 | 2015-12-18 |  | 4.3 | A |  |  | -999 | -999 | -999 | -999 | -999 | -999 | -999 | -999 | -999 | -999
130200 | Participating Unit | No | No | USWND2_1_WIND2 | Golden Hills B | 42.96 | PGAE | Golden Hills Wind, LLC | WIND | WIND | WIND | NP15 | PGE3 | 2015-12-18 |  | 42.96 | A |  |  | -999 | -999 | -999 | -999 | -999 | -999 | -999 | -999 | -999 | -999
48600 | Participating Unit | No | Yes | USWPJR_2_UNITS | GREEN RIDGE POWER (JACKSON) | 78.2 | PGAE | Vasco Wind, LLC | WIND | WIND | WIND | NP15 | PGE3 | 1988-01-01 |  | 78.2 | A |  |  | -999 | -999 | -999 | -999 | -999 | -999 | -999 | -999 | -999 | -999
48900 | Participating Unit | Yes | Yes | USWNDR_2_UNITS | GREEN RIDGE POWER LLC- RUSSELL (Aggregate) | 59.6 | PGAE | Pacific Gas & Electric Company | WIND | WIND | WIND | NP15 | PGE3 | 1994-01-01 |  | 59.6 | A |  |  | -999 | -999 | -999 | -999 | -999 | -999 | -999 | -999 | -999 | -999
48800 | Participating Unit | Yes | Yes | USWND4_2_UNITS | GREEN RIDGE POWER LLC-RALPH (Aggregate) | 80.2 | PGAE | Pacific Gas & Electric Company | WIND | WIND | WIND | NP15 | PGE3 | 1987-01-01 |  | 80.2 | A |  |  | -999 | -999 | -999 | -999 | -999 | -999 | -999 | -999 | -999 | -999
100100 | Participating Unit | No | No | HATRDG_2_WIND | Hatchet Ridge Wind Farm | 102 | PGAE | Hatchet Ridge Wind, LLC | WIND | WIND | WIND | NP15 | PGE3 | 2010-11-19 |  | 101.2 | A |  |  | -999 | -999 | -999 | -999 | -999 | -999 | -999 | -999 | -999 | -999
84500 | Participating Unit | No | No | BRDSLD_2_HIWIND | HIGH WINDS PROJECT | 162 | PGAE | High Winds, LLC | WIND | WIND | WIND | NP15 | PGE3 | 2003-12-23 |  | 162 | A |  |  | -999 | -999 | -999 | -999 | -999 | -999 | -999 | -999 | -999 | -999
51700 | Participating Unit | Yes | Yes | IGNACO_1_QF | IGNACIO AREA LUMPED QF UNITS | 0.5 | PGAE | Pacific Gas & Electric Company | WIND | WIND | WIND | NP15 | PGE3 | 1985-01-01 |  | 0.3 | A |  |  | -999 | -999 | -999 | -999 | -999 | -999 | -999 | -999 | -999 | -999
52000 | Participating Unit | Yes | No | INTTRB_6_UNIT | INTERNATIONAL TURBINE RESEARCH | 21.25 | PGAE | Pacific Gas & Electric Company | WIND | WIND | WIND | NP15 | PGE3 | 1988-06-14 |  | 21.25 | A |  |  | -999 | -999 | -999 | -999 | -999 | -999 | -999 | -999 | -999 | -999
103700 | Participating Unit | No | No | BRDSLD_2_MTZUM2 | Montezuma II | 78.2 | PGAE | NextEra Energy Montezuma Wind II, LLC | WIND | WIND | WIND | NP15 | PGE2 | 2012-02-01 |  | 78.2 | A |  |  | -999 | -999 | -999 | -999 | -999 | -999 | -999 | -999 | -999 | -999
59700 | Participating Unit | Yes | Yes | NEWARK_1_QF | NEWARK AREA LUMPED QF UNITS | 1.1 | PGAE | Pacific Gas & Electric Company | WIND | WIND | WIND | NP15 | PGE3 |  |  | 1.1 | A |  |  | -999 | -999 | -999 | -999 | -999 | -999 | -999 | -999 | -999 | -999
76000 | Participating Unit | No | No | ZOND_6_UNIT | Santa Clara Wind Project | 17.1 | PGAE | Seawest Power Resources, LLC (formerly QFID 01W017) | WIND | WIND | WIND | NP15 | PGE3 | 1985-12-30 |  | 24.1 | A |  |  | -999 | -999 | -999 | -999 | -999 | -999 | -999 | -999 | -999 | -999
92900 | Participating Unit | No | No | BRDSLD_2_SHILO1 | SHILOH I WIND PROJECT | 150 | PGAE | Shiloh I Wind Project LLC | WIND | WIND | WIND | NP15 | PGE3 | 2006-03-30 |  | 150 | A |  |  | -999 | -999 | -999 | -999 | -999 | -999 | -999 | -999 | -999 | -999
103300 | Participating Unit | No | No | BRDSLD_2_SHLO3A | Shiloh III - Phase A | 102.5 | PGAE | Shiloh III Wind Project, LLC | WIND | WIND | WIND | NP15 | PGE3 | 2011-12-22 |  | 100 | A |  |  | -999 | -999 | -999 | -999 | -999 | -999 | -999 | -999 | -999 | -999
106400 | Participating Unit | No | No | BRDSLD_2_SHLO3B | Shiloh IV Wind Project | 100 | PGAE | Shiloh IV Wind Project, LLC | WIND | WIND | WIND | NP15 | PGE3 | 2012-12-07 |  | 100 | A |  |  | -999 | -999 | -999 | -999 | -999 | -999 | -999 | -999 | -999 | -999
97300 | Participating Unit | No | No | BRDSLD_2_SHILO2 | Shiloh Wind Project 2 | 150 | PGAE | Shiloh Wind Project 2, LLC | WIND | WIND | WIND | NP15 | PGE3 | 2009-01-27 |  | 150 | A |  |  | -999 | -999 | -999 | -999 | -999 | -999 | -999 | -999 | -999 | -999
80400 | Participating Unit | No | No | USWNDR_2_SMUD | SOLANO WIND | 102.18 | PGAE | SMUD | WIND | WIND | WIND | NP15 | PGE3 | 1994-01-01 |  | 102.18 | A |  |  | -999 | -999 | -999 | -999 | -999 | -999 | -999 | -999 | -999 | -999
113800 | Participating Unit | No | No | USWNDR_2_SMUD2 | Solano Wind Project Phase 3 | 127.8 | PGAE | Solano 3 Wind, LLC | WIND | WIND | WIND | NP15 | PGE3 | 2012-04-18 |  | 127.8 | A |  |  | -999 | -999 | -999 | -999 | -999 | -999 | -999 | -999 | -999 | -999
115800 | Participating Unit | Yes | No | NZWIND_6_CALWND | Wind Resource I | 9 | PGAE | CalWind Resources, Inc. | WIND | WIND | WIND | NP15 | PGE2 | 2012-03-24 |  | 9 | A |  |  | -999 | -999 | -999 | -999 | -999 | -999 | -999 | -999 | -999 | -999
113000 | Participating Unit | No | No | JAKVAL_6_UNITG1 | Buena Vista Biomass | 17.84 | PGAE | Buena Vista Biomass Power, LLC | WOOD WASTE | STEAM | BIOMASS | NP15 | PGE2 | 2013-01-03 |  | 20 | A | 0.54 |  | -999 | -999 | -999 | -999 | -999 | -999 | -999 | -999 | -999 | -999
29400 | Participating Unit | Yes | No | SPBURN_2_UNIT 1 | Burney Biomass | 22 | PGAE | Sierra Pacific Industries | WOOD WASTE | STEAM | BIOMASS | NP15 | PGE3 | 1986-01-01 |  | 20 | A | 0.696 |  | -999 | -999 | -999 | -999 | -999 | -999 | -999 | -999 | -999 | -999
29500 | Participating Unit | Yes | No | SPI LI_2_UNIT 1 | Lincoln Biomass | 17.2 | PGAE | Sierra Pacific Industries | WOOD WASTE | STEAM | BIOMASS | NP15 | PGE3 | 1986-06-03 |  | 19.2 | A | 0.696 |  | -999 | -999 | -999 | -999 | -999 | -999 | -999 | -999 | -999 | -999
94100 | Participating Unit | Yes | Yes | MLPTAS_7_QFUNTS | MILPITAS QF AGGREGATION | 2.3 | PGAE |  | WOOD WASTE | STEAM | BIOMASS | NP15 | PGE3 |  |  | 2.3 | A | 0.696 |  | -999 | -999 | -999 | -999 | -999 | -999 | -999 | -999 | -999 | -999
61200 | Participating Unit | Yes | No | ULTPCH_1_UNIT 1 | OGDEN POWER PACIFIC, INC. (CHINESE STATION) | 22 | PGAE | Pacific Gas & Electric Company | WOOD WASTE | STEAM | BIOMASS | NP15 | PGE3 | 1986-06-04 |  | 22 | A | 0.696 |  | -999 | -999 | -999 | -999 | -999 | -999 | -999 | -999 | -999 | -999
62100 | Participating Unit | Yes | No | PACLUM_6_UNIT | PACIFIC LUMBER CO. | 28.8 | PGAE | Pacific Gas & Electric Company | WOOD WASTE | STEAM | BIOMASS | NP15 | PGE1 | 1986-03-22 |  | 26.25 | A | 0.696 |  | -999 | -999 | -999 | -999 | -999 | -999 | -999 | -999 | -999 | -999
29600 | Participating Unit | Yes | No | SPQUIN_6_SRPCQU | Quincy Biomass | 22 | PGAE | Sierra Pacific Industries | WOOD WASTE | STEAM | BIOMASS | NP15 | PGE3 | 1983-01-14 |  | 27.5 | A | 0.696 |  | -999 | -999 | -999 | -999 | -999 | -999 | -999 | -999 | -999 | -999
29700 | Participating Unit | Yes | No | SPIFBD_1_PL1X2 | Sonora | 7.5 | PGAE | Sierra Pacific Industries | WOOD WASTE | STEAM | BIOMASS | NP15 | PGE3 | 2001-05-29 |  | 7.5 | A | 0.696 |  | -999 | -999 | -999 | -999 | -999 | -999 | -999 | -999 | -999 | -999
126900 | Participating Unit | No | No | SPIAND_1_ANDSN2 | SPI Anderson 2 | 27.15 | PGAE | Sierra Pacific Industries | WOOD WASTE | STEAM | BIOMASS | NP15 | PGE2 | 2015-09-09 |  | 30.15 | A | 0.696 |  | -999 | -999 | -999 | -999 | -999 | -999 | -999 | -999 | -999 | -999
63400 | Participating Unit | No | No | COGNAT_1_UNIT | Stockton Biomas | 48 | PGAE | DTE Stockton, LLC | WOOD WASTE | STEAM | BIOMASS | NP15 | PGE3 | 2014-02-12 |  | 50 | A | 0.696 |  | -999 | -999 | -999 | -999 | -999 | -999 | -999 | -999 | -999 | -999
71700 | Participating Unit | Yes | No | THMENG_1_UNIT 1 | Tracy Biomass | 18.5 | PGAE | Thermal Energy Development Partnership L.P. | WOOD WASTE | STEAM | BIOMASS | NP15 | PGE3 | 1990-04-26 |  | 23 | A | 0.696 |  | -999 | -999 | -999 | -999 | -999 | -999 | -999 | -999 | -999 | -999
75000 | Participating Unit | Yes | No | WSENGY_1_UNIT 1 | WHEELABRATOR SHASTA | 63 | PGAE | Pacific Gas & Electric Company | WOOD WASTE | STEAM | BIOMASS | NP15 | PGE3 | 1987-10-30 |  | 63 | A | 0.7 |  | -999 | -999 | -999 | -999 | -999 | -999 | -999 | -999 | -999 | -999
75300 | Participating Unit | No | No | BIOMAS_1_UNIT 1 | WOODLAND BIOMASS | 28.8 | PGAE | WOODLAND BIOMASS POWER, LLC | WOOD WASTE | STEAM | BIOMASS | NP15 | PGE3 | 1989-08-31 |  | 28 | A | 0.748 |  | -999 | -999 | -999 | -999 | -999 | -999 | -999 | -999 | -999 | -999
46000 | Participating Unit | Yes | No | FAIRHV_6_UNIT | FAIRHAVEN POWER CO. | 19.9 | PGAE | Pacific Gas & Electric Company | WOOD WASTE | STEAM | BIOMASS | NP15 | PGE1 | 1986-09-15 |  | 19.9 | A | 0.752 |  | -999 | -999 | -999 | -999 | -999 | -999 | -999 | -999 | -999 | -999
65400 | Participating Unit | Yes | No | ULTRCK_2_UNIT | RIO BRAVO ROCKLIN | 28.8 | PGAE | Pacific Gas & Electric Company | WOOD WASTE | STEAM | BIOMASS | NP15 | PGE3 | 1989-06-09 |  | 28.8 | A | 0.777 |  | -999 | -999 | -999 | -999 | -999 | -999 | -999 | -999 | -999 | -999
65100 | Participating Unit | Yes | No | ULTPFR_1_UNIT 1 | RIO BRAVO FRESNO (aka ULTRAPOWER) | 30.5 | PGAE | Pacific Gas & Electric Company | WOOD WASTE | STEAM | BIOMASS | NP15 | PGE3 | 1988-07-20 |  | 30.5 | A | 0.787 |  | -999 | -999 | -999 | -999 | -999 | -999 | -999 | -999 | -999 | -999
37500 | Participating Unit | Yes | No | BURNYF_2_UNIT 1 | BURNEY FOREST PRODUCTS | 35.7 | PGAE | Pacific Gas & Electric Company | WOOD WASTE | STEAM | BIOMASS | NP15 | PGE3 | 1989-10-17 |  | 35.7 | A | 0.79 |  | -999 | -999 | -999 | -999 | -999 | -999 | -999 | -999 | -999 | -999
58500 | Participating Unit | No | No | MTNPOS_1_UNIT | MT. POSO COGENERATION CO. | 46.64 | PGAE | Mt. Poso Cogeneration Company | WOOD WASTE | STEAM | COGENERATION | ZP26 | PGE4 | 1989-04-01 |  | 63.33 | A | 0.474 |  | -999 | -999 | -999 | -999 | -999 | -999 | -999 | -999 | -999 | -999
92200 | Participating Unit | Yes | Yes | LASSEN_6_UNITS | LASSEN AREA QF AGGREGATION | 32 | PGAE | Various | WOOD WASTE | STEAM | THERMAL | NP15 | PGE3 | 2005-12-01 |  | 32 | A | 0.696 |  | -999 | -999 | -999 | -999 | -999 | -999 | -999 | -999 | -999 | -999
Note on A20: jdkern: Yellow units are ones for which there was no eGRID data; heat rates estimated as class average.
Note on S103: jdkern: START HERE: split into SF and Valley

## TAC Valley
ISO Index | Classification | QF | Aggregate | Resource ID | Generating Unit Name / Description | Net Capacity (MW) | PTO Area | Owner or QF ID | Fuel Type | Unit Type | ISO Classification | Zone | Demand Zone | Operating Date | River System | Nameplate Capacity | Status - A=Active; C - Contracted outside CAISO | Capacity Factor | Average Heat Rate | Segment1 | Segment2 | Segment3 | MinCap | RampRate | MinUP | MinDOWN | VariableO&M | NoLOAD (x Fuel Price) | StartCost
31900 | Participating Unit | No | Yes | SUNRIS_2_PL1X3 | SUNRISE POWER PROJECT (AGGREGATE) | 586.02 | PGAE | Edison Mission Energy | NATURAL GAS | COMBINED CYCLE | THERMAL | ZP26 | PGE4 | 2001-06-07 |  | 590 | A |  | 11.2249 | 9.8366 | 10.0975 | 10.3584 | 235 | 587 | 4 | 4 | 2 | 729.7914 | 41021.4
22700 | Participating Unit | No | Yes | MOSSLD_2_PSP1 | Moss Landing CC Plant 1 (Aggregate) | 510 | PGAE | Dynegy Moss Landing, LLC | NATURAL GAS | COMBINED CYCLE | THERMAL | NP15 | PGE3 | 2002-07-01 |  | 541 | A |  | 10.75 | 9.3617 | 9.6226 | 9.8836 | 204 | 510 | 3 | 3 | 2 | 635.121 | 35700
22800 | Participating Unit | No | Yes | MOSSLD_2_PSP2 | Moss Landing CC Plant 2 (Aggregate) | 510 | PGAE | Dynegy Moss Landing, LLC | NATURAL GAS | COMBINED CYCLE | THERMAL | NP15 | PGE3 | 2002-07-11 |  | 541 | A |  | 10.75 | 9.3617 | 9.6226 | 9.8836 | 204 | 510 | 3 | 3 | 2 | 635.121 | 35700
84100 | Participating Unit | No | Yes | ELKHIL_2_PL1X3 | ELK HILLS GENERATING PROJECT (AGGREGATE) | 551.7 | PGAE | Elk Hills Power | NATURAL GAS | COMBINED CYCLE | THERMAL | ZP26 | PGE4 | 2003-07-24 |  | 610 | A |  | 10.1623 | 8.774 | 9.035 | 9.2959 | 221 | 552 | 2 | 2 | 2 | 687.0515 | 38619
47600 | Participating Unit | Yes | Yes | CALPIN_1_AGNEW | Agnews Power Plant | 28 | PGAE | O.L.S. Energy-Agnews, Inc. | NATURAL GAS | COMBINED CYCLE | COGENERATION | NP15 | PGE3 | 1990-10-19 |  | 32 | A |  | 9.4412 | 8.0528 | 8.3138 | 8.5747 | 12 | 28 | 5 | 5 | 2 | 34.8694 | 1960
91600 | Participating Unit | No | Yes | MALAGA_1_PL1X2 | Malaga Power Aggregate | 96 | PGAE | Malaga Power, LLC | NATURAL GAS | COMBINED CYCLE | THERMAL | NP15 | PGE3 | 2005-09-19 |  | 121 | A |  | 9 | 7.6117 | 7.8726 | 8.1336 | 39 | 96 | 2 | 2 | 2 | 119.5522 | 6720
34200 | Participating Unit | Yes | No | CHEVCO_6_UNIT 2 | AERA ENERGY LLC. (Coalinga) | 12.5 | PGAE | Pacific Gas & Electric Company | NATURAL GAS | COMBINED CYCLE | COGENERATION | NP15 | PGE3 | 1988-06-03 |  | 12.5 | A |  | 8.5181 | 7.1298 | 7.3907 | 7.6517 | 5 | 13 | 6 | 6 | 2 | 15.5667 | 875
57500 | Participating Unit | Yes | Yes | MISSIX_1_QF | MISSIX AREA (SAB FRABCUSCI) LUMPED QF UNITS | 1 | PGAE | VARIOUS | NATURAL GAS | COMBINED CYCLE | COGENERATION | NP15 | PGE2 | 1987-01-01 |  | 13 | A |  | 8.51 | 7.1217 | 7.3826 | 7.6436 | 1 | 1 | 6 | 6 | 2 | 1.2453 | 70
41100 | Participating Unit | Yes | Yes | CLRMTK_1_QF | CLAIRMONT AREA LUMPED QF UNITS | 1.25 | PGAE | VARIOUS | NATURAL GAS | COMBINED CYCLE | COGENERATION | NP15 | PGE3 | 1983-12-05 |  | 1.25 | A |  | 8.51 | 7.1217 | 7.3826 | 7.6436 | 1 | 2 | 6 | 6 | 2 | 1.5567 | 87.5
38000 | Participating Unit | Yes | Yes | BASICE_2_UNITS | CALPINE AMERICAN I COGEN (Aggregate) | 135 | PGAE | Pacific Gas & Electric Company | NATURAL GAS | COMBINED CYCLE | COGENERATION | NP15 | PGE3 | 1989-03-14 |  | 135 | A |  | 8.026 | 6.6377 | 6.8987 | 7.1596 | 54 | 135 | 5 | 5 | 2 | 168.1203 | 9450
11600 | Participating Unit | No | Yes | AGRICO_7_UNIT | FRESNO COGEN PLANT | 50.6 | PGAE | Fresno Cogeneration Partners, LP | NATURAL GAS | COMBINED CYCLE | COGENERATION | NP15 | PGE3 | 2001-01-01 |  | 54 | A |  | 8.026 | 6.6377 | 6.8987 | 7.1596 | 21 | 51 | 4 | 4 | 2 | 63.014 | 3542
49100 | Participating Unit | Yes | Yes | GRNLF1_1_UNITS | GREENLEAF UNIT #1 (Aggregate) | 49.5 | PGAE | Pacific Gas & Electric Company | NATURAL GAS | COMBINED CYCLE | COGENERATION | NP15 | PGE3 | 1989-01-11 |  | 69 | A |  | 8.026 | 6.6377 | 6.8987 | 7.1596 | 20 | 50 | 6 | 6 | 2 | 61.6441 | 3465
105600 | Participating Unit | No | Yes | SCHLTE_1_PL1X3 | Tracy Combined Cycle Power Plant | 332.28 | PGAE | GWF Energy LLC | NATURAL GAS | COMBINED CYCLE | PEAKER | NP15 | PGE3 | 2012-10-31 |  | 332.28 | A |  | 7.7181 | 6.3298 | 6.5907 | 6.8517 | 133 | 333 | 1 | 1 | 2 | 413.8 | 23259.6
82000 | Participating Unit | No | No | LAPLMA_2_UNIT 1 | LA PALOMA UNIT 1 | 259.8 | PGAE | La Paloma Generating Company | NATURAL GAS | COMBINED CYCLE | THERMAL | ZP26 | PGE4 | 2003-01-10 |  | 255.6 | A |  | 7.3868 | 5.9985 | 6.2594 | 6.5204 | 104 | 260 | 3 | 3 | 2 | 323.5381 | 18186
82400 | Participating Unit | No | No | LAPLMA_2_UNIT 2 | LA PALOMA UNIT 2 | 260.2 | PGAE | La Paloma Generating Company | NATURAL GAS | COMBINED CYCLE | THERMAL | ZP26 | PGE4 | 2003-03-05 |  | 255.6 | A |  | 7.3868 | 5.9985 | 6.2594 | 6.5204 | 105 | 261 | 3 | 3 | 2 | 324.0362 | 18214
82100 | Participating Unit | No | No | LAPLMA_2_UNIT 3 | LA PALOMA UNIT 3 | 256.15 | PGAE | La Paloma Generating Company | NATURAL GAS | COMBINED CYCLE | THERMAL | ZP26 | PGE4 | 2003-01-13 |  | 255.6 | A |  | 7.3868 | 5.9985 | 6.2594 | 6.5204 | 103 | 257 | 3 | 3 | 2 | 318.9926 | 17930.5
82500 | Participating Unit | No | No | LAPLMA_2_UNIT 4 | LA PALOMA UNIT 4 | 259.54 | PGAE | La Paloma Generating Company | NATURAL GAS | COMBINED CYCLE | THERMAL | ZP26 | PGE4 | 2003-03-05 |  | 255.6 | A |  | 7.3868 | 5.9985 | 6.2594 | 6.5204 | 104 | 260 | 2 | 2 | 2 | 323.2143 | 18167.8
110400 | Participating Unit | No | Yes | LODIEC_2_PL1X2 | Lodi Energy Center | 302.58 | PGAE | NCPA | NATURAL GAS | COMBINED CYCLE | THERMAL | NP15 | PGE2 | 2012-11-27 |  | 284 | A |  | 6.9927 | 5.6044 | 5.8653 | 6.1263 | 122 | 303 | 1 | 1 | 2 | 376.8135 | 21180.6
61900 | Participating Unit | No | No | OROVIL_6_UNIT | OROVILLE COGEN | 7.5 | PGAE | Oroville Cogeneration, LP | NATURAL GAS | COMBUSTION TURBINE | COGENERATION | NP15 | PGE3 | 1989-12-18 |  | 7.5 | A |  | 17.2675 | 15.3566 | 15.4216 | 15.4866 | 3 | 8 | 1 | 1 | 3.17 | 11.5417 | 525
19700 | Participating Unit | No | No | LODI25_2_UNIT 1 | LODI GAS TURBINE | 25.3 | PGAE | NCPA (MSS Agreement - S14) | NATURAL GAS | COMBUSTION TURBINE | PEAKER | NP15 | NCP1 | 1986-01-01 |  | 25.4 | A |  | 15.8535 | 13.9426 | 14.0077 | 14.0727 | 9 | 26 | 1 | 1 | 3.17 | 38.9341 | 1771
14400 | Participating Unit | No | Yes | GWFPWR_1_UNITS | GWF HEP PEAKER PLANT (AGGREGATE) | 98.46 | PGAE | GWF Energy, LLC | NATURAL GAS | COMBUSTION TURBINE | PEAKER | NP15 | PGE3 | 2001-08-27 |  | 96 | A |  | 13.8124 | 11.9015 | 11.9665 | 12.0316 | 35 | 99 | 1 | 1 | 3.17 | 151.5199 | 6892.2
32800 | Participating Unit | No | No | VACADX_1_UNITA1 | Vaca Dixon Peaker Plant | 50.61 | PGAE | CalPeak Power - Vaca Dixon, LLC | NATURAL GAS | COMBUSTION TURBINE | PEAKER | NP15 | PGE3 | 2002-06-21 |  | 48.49 | A |  | 13.8124 | 11.9015 | 11.9665 | 12.0316 | 18 | 51 | 1 | 1 | 3.17 | 77.8836 | 3542.7
24600 | Participating Unit | No | Yes | PNOCHE_1_PL1X2 | WELLHEAD - PANOCHE PEAKER | 49.97 | PGAE | Wellhead Power Panoche | NATURAL GAS | COMBUSTION TURBINE | PEAKER | NP15 | PGE3 | 2005-06-14 |  | 49.35 | A |  | 13.8124 | 11.9015 | 11.9665 | 12.0316 | 18 | 50 | 1 | 1 | 3.17 | 76.8987 | 3497.9
93200 | Participating Unit | Yes | Yes | FELLOW_7_QFUNTS | FELLOW QF UNIT AGGREGATE | 10.5 | PGAE | Pacific Gas & Electric Company | NATURAL GAS | COMBUSTION TURBINE | THERMAL | ZP26 | PGE4 | 2006-06-01 |  | 17.25 | A |  | 12.9984 | 11.0875 | 11.1525 | 11.2176 | 4 | 11 | 1 | 1 | 3.17 | 16.1584 | 735
34000 | Participating Unit | No | No | YUBACT_6_UNITA1 | Yuba City Energy Center | 46 | PGAE | Yuba City Energy Center, LLC | NATURAL GAS | COMBUSTION TURBINE | PEAKER | NP15 | PGE3 | 2002-07-26 |  | 49.9 | A |  | 12.7531 | 10.8422 | 10.9072 | 10.9722 | 17 | 46 | 1 | 1 | 3.17 | 70.7893 | 3220
82200 | Participating Unit | No | No | LMBEPK_2_UNITA1 | LAMBIE ENERGY CENTER | 48 | PGAE | Lambie Energy Center LLC (Calpine) | NATURAL GAS | COMBUSTION TURBINE | PEAKER | NP15 | PGE3 | 2003-01-06 |  | 49.9 | A |  | 11.4939 | 9.583 | 9.648 | 9.7131 | 17 | 48 | 1 | 1 | 3.17 | 73.8671 | 3360
27500 | Participating Unit | No | Yes | REDBLF_6_UNIT | RED BLUFF PEAKER PLANT | 44 | PGAE | California Power Holdings, LLC | NATURAL GAS | COMBUSTION TURBINE | PEAKER | NP15 | PGE3 | 2001-08-11 |  | 44 | A |  | 11.3884 | 9.4775 | 9.5425 | 9.6075 | 16 | 44 | 1 | 1 | 3.17 | 67.7115 | 3080
19800 | Participating Unit | No | No | STIGCT_2_LODI | Lodi Steam Injected Gas Turbine | 49.9 | PGAE | NCPA (MSS Agreement - S14) | NATURAL GAS | COMBUSTION TURBINE | PEAKER | NP15 | NCP1 | 1996-01-01 |  | 51.2 | A |  | 11.38 | 9.4691 | 9.5341 | 9.5992 | 18 | 50 | 1 | 1 | 3.17 | 76.791 | 3493
19100 | Participating Unit | No | No | KNGCTY_6_UNITA1 | King City Energy Center | 44.6 | PGAE | CALPINE | NATURAL GAS | COMBUSTION TURBINE | PEAKER | NP15 | PGE3 | 2002-01-14 |  | 49.9 | A |  | 11.3394 | 9.4285 | 9.4935 | 9.5586 | 16 | 45 | 1 | 1 | 3.17 | 68.6349 | 3122
65700 | Participating Unit | Yes | No | SMPRIP_1_SMPSON | Ripon Cogeneration Unit 1 | 46.05 | PGAE | Veresen U.S. Power Inc. | NATURAL GAS | COMBUSTION TURBINE | COGENERATION | NP15 | PGE3 | 1988-04-19 |  | 49.5 | A |  | 11.2763 | 9.3654 | 9.4304 | 9.4955 | 17 | 47 | 1 | 1 | 3.17 | 70.8663 | 3223.5
82600 | Participating Unit | No | No | WOLFSK_1_UNITA1 | WOLFSKILL ENERGY CENTER | 46.9 | PGAE | Wolfskill Energy Center, LLC (Calpine) | NATURAL GAS | COMBUSTION TURBINE | PEAKER | NP15 | PGE3 | 2003-03-22 |  | 49.9 | A |  | 11.2227 | 9.3118 | 9.3768 | 9.4418 | 17 | 47 | 1 | 1 | 3.17 | 72.1743 | 3283
81800 | Participating Unit | No | No | BOGUE_1_UNITA1 | FEATHER RIVER ENERGY CENTER | 46.3 | PGAE | Feather River Energy Center LLC (Calpine) | NATURAL GAS | COMBUSTION TURBINE | PEAKER | NP15 | PGE3 | 2002-12-23 |  | 49.9 | A |  | 11.0576 | 9.1467 | 9.2117 | 9.2767 | 17 | 47 | 1 | 1 | 3.17 | 71.251 | 3241
100 | Participating Unit | No | Yes | KERNRG_1_UNITS | South Belridge Cogen Facility | 55.2 | PGAE | AERA ENERGY LLC | NATURAL GAS | COMBUSTION TURBINE | COGENERATION | ZP26 | PGE4 | 1985-01-01 |  | 69.6 | A |  | 10.9325 | 9.0216 | 9.0867 | 9.1517 | 20 | 56 | 1 | 1 | 3.17 | 84.9472 | 3864
50400 | Participating Unit | Yes | No | SIERRA_1_UNITS | HIGH SIERRA LIMITED | 52.43 | PGAE | HIGH SIERRA LIMITED | NATURAL GAS | COMBUSTION TURBINE | COGENERATION | ZP26 | PGE4 | 1989-02-24 |  | 48.08 | A |  | 10.7573 | 8.8464 | 8.9115 | 8.9765 | 19 | 53 | 1 | 1 | 3.17 | 80.6844 | 3670.1
5200 | Participating Unit | No | Yes | CHWCHL_1_UNIT | CHOW 2 PEAKER PLANT | 48.6 | PGAE | California Power Holdings, LLC | NATURAL GAS | COMBUSTION TURBINE | THERMAL | NP15 | PGE3 | 2001-06-13 |  | 48.6 | A |  | 10.6188 | 8.7079 | 8.7729 | 8.838 | 18 | 49 | 1 | 1 | 3.17 | 74.7904 | 3402
44900 | Participating Unit | Yes | No | DOUBLC_1_UNITS | DOUBLE C LIMITED | 52.23 | PGAE | DOUBLE C LIMITED | NATURAL GAS | COMBUSTION TURBINE | COGENERATION | ZP26 | PGE4 | 1989-03-14 |  | 48.08 | A |  | 10.595 | 8.6841 | 8.7491 | 8.8141 | 19 | 53 | 1 | 1 | 3.17 | 80.3766 | 3656.1
52700 | Participating Unit | No | No | KERNFT_1_UNITS | KERN FRONT LIMITED | 52.4 | PGAE | KERN FRONT LIMITED | NATURAL GAS | COMBUSTION TURBINE | COGENERATION | ZP26 | PGE4 | 1989-01-07 |  | 60 | A |  | 10.5765 | 8.6656 | 8.7307 | 8.7957 | 19 | 53 | 1 | 1 | 3.17 | 80.6383 | 3668
127800 | Participating Unit | No | Yes | PLMSSR_6_HISIER | High Sierra Cogeneration Aggregate | 6 | PGAE | NCPA (MSS Agreement - S14) | NATURAL GAS | COMBUSTION TURBINE | THERMAL | NP15 | NCP1 | 2010-04-22 |  | 6 | A |  | 10.575 | 8.6641 | 8.7291 | 8.7942 | 3 | 6 | 1 | 1 | 3.17 | 9.2334 | 420
44100 | Participating Unit | Yes | No | DEXZEL_1_UNIT | Western Power and Steam Cogeneration | 36.8 | PGAE | Western Power and Steam, Inc. | NATURAL GAS | COMBUSTION TURBINE | COGENERATION | ZP26 | PGE4 | 1989-11-30 |  | 30 | A |  | 9.9883 | 8.0774 | 8.1425 | 8.2075 | 13 | 37 | 1 | 1 | 3.17 | 56.6314 | 2576
40100 | Participating Unit | Yes | No | CHEVCO_6_UNIT 1 | CHEVRON USA (COALINGA) | 19 | PGAE | Pacific Gas & Electric Company | NATURAL GAS | COMBUSTION TURBINE | COGENERATION | NP15 | PGE3 | 1986-01-17 |  | 19 | A |  | 9.9292 | 8.0183 | 8.0833 | 8.1484 | 7 | 19 | 1 | 1 | 3.17 | 29.2391 | 1330
40300 | Participating Unit | Yes | No | CHEVCY_1_UNIT | CHEVRON USA (CYMRIC) | 24.3 | PGAE | Pacific Gas & Electric Company | NATURAL GAS | COMBUSTION TURBINE | COGENERATION | ZP26 | PGE4 | 1982-10-15 |  | 24.3 | A |  | 9.9292 | 8.0183 | 8.0833 | 8.1484 | 9 | 25 | 1 | 1 | 3.17 | 37.3952 | 1701
40400 | Participating Unit | Yes | No | DISCOV_1_CHEVRN | CHEVRON USA (EASTRIDGE) | 56.2 | PGAE | Pacific Gas & Electric Company | NATURAL GAS | COMBUSTION TURBINE | COGENERATION | ZP26 | PGE4 | 1988-06-13 |  | 56.2 | A |  | 9.9292 | 8.0183 | 8.0833 | 8.1484 | 20 | 57 | 1 | 1 | 3.17 | 86.4861 | 3934
40500 | Participating Unit | Yes | No | CHEVCD_6_UNIT | CHEVRON USA (TAFT/CADET) | 11.5 | PGAE | Pacific Gas & Electric Company | NATURAL GAS | COMBUSTION TURBINE | COGENERATION | ZP26 | PGE4 | 1982-07-26 |  | 11.5 | A |  | 9.9292 | 8.0183 | 8.0833 | 8.1484 | 5 | 12 | 1 | 1 | 3.17 | 17.6973 | 805
93300 | Participating Unit | No | Yes | AGRICO_6_PL3N5 | FRESNO PEAKER PLANT | 22.69 | PGAE | Fresno Cogeneration Partners, LP | NATURAL GAS | COMBUSTION TURBINE | COGENERATION | NP15 | PGE3 | 2006-08-30 |  | 21.23 | A |  | 9.9292 | 8.0183 | 8.0833 | 8.1484 | 8 | 23 | 1 | 1 | 3.17 | 34.9176 | 1588.3
49200 | Participating Unit | Yes | No | GRNLF2_1_UNIT | GREENLEAF UNIT #2 | 63.75 | PGAE | 12C021 | NATURAL GAS | COMBUSTION TURBINE | COGENERATION | NP15 | PGE3 | 1989-10-12 |  | 63.75 | A |  | 9.9292 | 8.0183 | 8.0833 | 8.1484 | 23 | 64 | 1 | 1 | 3.17 | 98.1047 | 4462.5
63000 | Participating Unit | Yes | No | KINGCO_1_KINGBR | PE - KES KINGSBURG,LLC | 34.5 | PGAE | KES Kingsburg, L.P. | NATURAL GAS | COMBUSTION TURBINE | COGENERATION | NP15 | PGE3 | 1990-12-05 |  | 40 | A |  | 9.9292 | 8.0183 | 8.0833 | 8.1484 | 13 | 35 | 1 | 1 | 3.17 | 53.092 | 2415
66300 | Participating Unit | No | No | SALIRV_2_UNIT | SALINAS RIVER COGENERATION | 57 | PGAE | Chevron Power Holdings, Inc. | NATURAL GAS | COMBUSTION TURBINE | COGENERATION | NP15 | PGE3 | 1991-10-11 |  | 45 | A |  | 9.9292 | 8.0183 | 8.0833 | 8.1484 | 20 | 57 | 1 | 1 | 3.17 | 87.7172 | 3990
67400 | Participating Unit | Yes | No | SGREGY_6_SANGER | SANGER POWER, LLC | 48.3 | PGAE | Pacific Gas & Electric Company | NATURAL GAS | COMBUSTION TURBINE | COGENERATION | NP15 | PGE3 | 1990-12-11 |  | 48.3 | A |  | 9.9292 | 8.0183 | 8.0833 | 8.1484 | 17 | 49 | 1 | 1 | 3.17 | 74.3288 | 3381
67900 | Participating Unit | No | No | SARGNT_2_UNIT | SARGENT CANYON COGENERATION | 57.1 | PGAE | Chevron Power Holdings, Inc. | NATURAL GAS | COMBUSTION TURBINE | COGENERATION | NP15 | PGE3 | 1991-10-07 |  | 45 | A |  | 9.9292 | 8.0183 | 8.0833 | 8.1484 | 20 | 58 | 1 | 1 | 3.17 | 87.8711 | 3997
70900 | Participating Unit | Yes | No | VEDDER_1_SEKERN | TEXACO EXPLORATION & PRODUCTION INC. (SE KERN) | 39.7 | PGAE | Pacific Gas & Electric Company | NATURAL GAS | COMBUSTION TURBINE | COGENERATION | ZP26 | PGE4 | 1989-01-31 |  | 39.7 | A |  | 9.9292 | 8.0183 | 8.0833 | 8.1484 | 14 | 40 | 1 | 1 | 3.17 | 61.0943 | 2779
62900 | Participating Unit | Yes | No | GRZZLY_1_BERKLY | PE - BERKELEY, INC. | 32.5 | PGAE | Pacific Gas & Electric Company | NATURAL GAS | COMBUSTION TURBINE | COGENERATION | NP15 | PGE3 | 1987-05-19 |  | 32.5 | A |  | 9.8918 | 7.981 | 8.046 | 8.111 | 12 | 33 | 1 | 1 | 3.17 | 50.0142 | 2275
61500 | Participating Unit | No | No | OILDAL_1_UNIT 1 | OILDALE ENERGY | 40 | PGAE | OILDALE ENERGY LLC | NATURAL GAS | COMBUSTION TURBINE | COGENERATION | ZP26 | PGE4 | 1984-12-29 |  | 47.5 | A |  | 9.8669 | 7.956 | 8.021 | 8.0861 | 14 | 40 | 1 | 1 | 3.17 | 61.5559 | 2800
24500 | Participating Unit | No | No | PNOCHE_1_UNITA1 | Panoche - CalPeak | 52.01 | PGAE | CalPeak Power LLC | NATURAL GAS | COMBUSTION TURBINE | PEAKER | NP15 | PGE3 | 2001-12-27 |  | 49 | A |  | 9.5515 | 7.6406 | 7.7056 | 7.7706 | 19 | 53 | 1 | 1 | 3.17 | 80.0381 | 3640.7
97400 | Participating Unit | No | Yes | PNCHEG_2_PL1X4 | Panoche Energy Center | 401 | PGAE | Panoche Energy Center, LLC | NATURAL GAS | COMBUSTION TURBINE | PEAKER | NP15 | PGE3 | 2009-05-28 |  | 418.6 | A |  | 9.5515 | 7.6406 | 7.7056 | 7.7706 | 141 | 401 | 1 | 1 | 3.17 | 617.0981 | 28070
75700 | Participating Unit | Yes | No | YUBACT_1_SUNSWT | YUBA CITY COGEN (SUNSWEET) | 49.97 | PGAE | Yuba City Cogeneration Partners, L.P. | NATURAL GAS | COMBUSTION TURBINE | COGENERATION | NP15 | PGE3 | 1990-12-27 |  | 57.2 | A |  | 9.5408 | 7.6299 | 7.695 | 7.76 | 18 | 50 | 1 | 1 | 3.17 | 76.8987 | 3497.9
97100 | Participating Unit | No | Yes | PNCHPP_1_PL1X2 | Midway Peaking LLC | 119.91 | PGAE | Midway Peaking, LLC | NATURAL GAS | COMBUSTION TURBINE | PEAKER | NP15 | PGE3 | 2009-05-04 |  | 139.8 | A |  | 9.5092 | 7.5983 | 7.6634 | 7.7284 | 42 | 120 | 1 | 1 | 3.17 | 184.5293 | 8393.7
21400 | Participating Unit | No | Yes | SUNSET_2_UNITS | Midway Sunset Cogeneration Company | 248 | PGAE | Midway Sunset Cogeneration Company | NATURAL GAS | COMBUSTION TURBINE | COGENERATION | ZP26 | PGE4 | 1989-12-18 |  | 234 | A |  | 9.5092 | 7.5983 | 7.6634 | 7.7284 | 87 | 248 | 1 | 1 | 3.17 | 381.6467 | 17360
102700 | Participating Unit | No | No | DALYCT_1_FCELL | SF State Fuel Cell Station | 1.6 | PGAE | Pacific Gas and Electric Company | NATURAL GAS | COMBUSTION TURBINE | THERMAL | NP15 | PGE2 | 2011-09-27 |  | 1.6 | A |  | 9.4838 | 7.5729 | 7.638 | 7.703 | 1 | 2 | 1 | 1 | 3.17 | 2.4622 | 112
35900 | Participating Unit | Yes | No | BDGRCK_1_UNITS | BADGER CREEK LIMITED | 47.49 | PGAE | Badger Creek Limited | NATURAL GAS | COMBUSTION TURBINE | COGENERATION | ZP26 | PGE4 | 1991-04-01 |  | 58.48 | A |  | 9.4302 | 7.5194 | 7.5844 | 7.6494 | 17 | 48 | 1 | 1 | 3.17 | 73.0823 | 3324.3
53800 | Participating Unit | Yes | No | LIVOAK_1_UNIT 1 | LIVE OAK LIMITED | 47.49 | PGAE | Live Oak Limited | NATURAL GAS | COMBUSTION TURBINE | COGENERATION | ZP26 | PGE4 | 1991-03-16 |  | 58.48 | A |  | 9.4178 | 7.5069 | 7.5719 | 7.6369 | 17 | 48 | 1 | 1 | 3.17 | 73.0823 | 3324.3
2600 | Participating Unit | Yes | No | TANHIL_6_SOLART | BERRY PETROLEUM COGEN 18 | 17 | PGAE | Pacific Gas & Electric Company | NATURAL GAS | COMBUSTION TURBINE | COGENERATION | ZP26 | PGE4 | 1986-01-01 |  | 6 | A |  | 9.4012 | 7.4903 | 7.5553 | 7.6204 | 6 | 17 | 1 | 1 | 3.17 | 26.1613 | 1190
39600 | Participating Unit | Yes | No | CHALK_1_UNIT | CHALK CLIFF LIMITED | 47.49 | PGAE | Chalk Cliff Limited | NATURAL GAS | COMBUSTION TURBINE | COGENERATION | ZP26 | PGE4 | 1990-03-20 |  | 58.48 | A |  | 9.3225 | 7.4116 | 7.4766 | 7.5417 | 17 | 48 | 1 | 1 | 3.17 | 73.0823 | 3324.3
15600 | Participating Unit | No | No | HENRTA_6_UNITA1 | Henrietta Peaker Plant Unit 1 | 49.98 | PGAE | GWF Energy, LLC | NATURAL GAS | COMBUSTION TURBINE | PEAKER | NP15 | PGE3 | 2002-07-01 |  | 49 | A |  | 9.32 | 7.4091 | 7.4741 | 7.5392 | 18 | 50 | 1 | 1 | 3.17 | 76.9141 | 3498.6
15700 | Participating Unit | No | No | HENRTA_6_UNITA2 | Henrietta Peaker Plant Unit 2 | 49.42 | PGAE | GWF Energy, LLC | NATURAL GAS | COMBUSTION TURBINE | PEAKER | NP15 | PGE3 | 2002-07-01 |  | 49 | A |  | 9.32 | 7.4091 | 7.4741 | 7.5392 | 18 | 50 | 1 | 1 | 3.17 | 76.0523 | 3459.4
55400 | Participating Unit | Yes | No | MKTRCK_1_UNIT 1 | MCKITTRICK LIMITED | 47.49 | PGAE | MCKITTRICK LIMITED | NATURAL GAS | COMBUSTION TURBINE | COGENERATION | ZP26 | PGE4 | 1991-10-16 |  | 58.48 | A |  | 9.2555 | 7.3446 | 7.4096 | 7.4746 | 17 | 48 | 1 | 1 | 3.17 | 73.0823 | 3324.3
2700 | Participating Unit | No | No | UNVRSY_1_UNIT 1 | BERRY COGEN 38 | 38 | PGAE | Berry Petroleum Company | NATURAL GAS | COMBUSTION TURBINE | COGENERATION | ZP26 | PGE4 | 1986-01-01 |  | 37.2 | A |  | 9.1666 | 7.2557 | 7.3208 | 7.3858 | 14 | 38 | 1 | 1 | 3.17 | 58.4781 | 2660
126000 | Participating Unit | No | Yes | HUMBPP_6_UNITS | Humboldt Bay Generating Station 1 | 97.62 | PGAE | Pacific Gas & Electric Company | NATURAL GAS | COMBUSTION TURBINE | COGENERATION | NP15 | PGE3 | 2010-09-29 |  | 97.62 | A |  | 9.1049 | 7.194 | 7.259 | 7.324 | 35 | 98 | 1 | 1 | 3.17 | 150.2272 | 6833.4
99500 | Participating Unit | No | No | HUMBPP_1_UNITS3 | Humboldt Bay Generating Station 3 | 65.08 | PGAE | PG&E | NATURAL GAS | COMBUSTION TURBINE | THERMAL | NP15 | PGE3 | 2010-09-29 |  | 65.08 | A |  | 9.1049 | 7.194 | 7.259 | 7.324 | 23 | 66 | 1 | 1 | 3.17 | 100.1515 | 4555.6
56800 | Participating Unit | Yes | No | MIDSET_1_UNIT 1 | MIDSET COGENERATION | 52.9 | PGAE | Chevron Power Holdings, Inc. | NATURAL GAS | COMBUSTION TURBINE | COGENERATION | ZP26 | PGE4 | 1989-03-16 |  | 45 | A |  | 9.0639 | 7.1531 | 7.2181 | 7.2831 | 19 | 53 | 1 | 1 | 3.17 | 81.4077 | 3703
36500 | Participating Unit | Yes | No | BEARMT_1_UNIT | BEAR MOUNTAIN LIMITED | 47.49 | PGAE | BEAR MOUNTAIN LIMITED | NATURAL GAS | COMBUSTION TURBINE | COGENERATION | ZP26 | PGE4 | 1995-04-03 |  | 58.48 | A |  | 9.0134 | 7.1025 | 7.1675 | 7.2326 | 17 | 48 | 1 | 1 | 3.17 | 73.0823 | 3324.3
102800 | Participating Unit | No | No | CASTVL_2_FCELL | CSUEB Fuel Cell Station | 1.4 | PGAE | Pacific Gas and Electric Company | NATURAL GAS | COMBUSTION TURBINE | THERMAL | NP15 | PGE2 | 2011-09-27 |  | 1.55 | A |  | 8.3969 | 6.486 | 6.551 | 6.616 | 1 | 2 | 1 | 1 | 3.17 | 2.1545 | 98
71400 | Participating Unit | No | No | TXMCKT_6_UNIT | McKittrick Cogen | 11.2 | PGAE | Chevron U.S.A. Inc | NATURAL GAS | COMBUSTION TURBINE | COGENERATION | ZP26 | PGE4 | 1994-10-01 |  | 11.7 | A |  | 8.3252 | 6.4143 | 6.4793 | 6.5443 | 4 | 12 | 1 | 1 | 3.17 | 17.2357 | 784
41400 | Participating Unit | No | No | COLGA1_6_SHELLW | COALINGA COGENERATION | 52.9 | PGAE | Chevron Power Holdings, Inc. | NATURAL GAS | COMBUSTION TURBINE | COGENERATION | NP15 | PGE3 | 1991-10-17 |  | 45 | A |  | 8.1392 | 6.2283 | 6.2933 | 6.3584 | 19 | 53 | 1 | 1 | 3.17 | 81.4077 | 3703
46600 | Participating Unit | Yes | No | FRITO_1_LAY | FRITO-LAY | 6 | PGAE | Frito Lay, Inc | NATURAL GAS | COMBUSTION TURBINE | COGENERATION | ZP26 | PGE4 | 1986-01-01 |  | 6 | A |  | 7.7712 | 5.8603 | 5.9253 | 5.9903 | 3 | 6 | 1 | 1 | 3.17 | 9.2334 | 420
100300 | Participating Unit | No | Yes | COLUSA_2_PL1X3 | Colusa Generating Station | 641 | PGAE | Pacific Gas & Electric Company | NATURAL GAS | COMBUSTION TURBINE | THERMAL | NP15 | PGE3 | 2010-12-22 |  | 709 | A |  | 7.2206 | 5.3097 | 5.3748 | 5.4398 | 225 | 641 | 1 | 1 | 3.17 | 986.4336 | 44870
22500 | Participating Unit | No | No | MOSSLD_7_UNIT 6 | Moss Landing 6 | 754 | PGAE | Dynegy Moss Landing, LLC | NATURAL GAS | STEAM | THERMAL | NP15 | PGE3 | 1967-01-01 |  | 702 | A |  | 11.62 | 9.8079 | 10.5128 | 11.2178 | 302 | 754 | 6 | 6 | 2 | 1275.6173 | 52780
22600 | Participating Unit | No | No | MOSSLD_7_UNIT 7 | Moss Landing 7 | 755 | PGAE | Dynegy Moss Landing, LLC | NATURAL GAS | STEAM | THERMAL | NP15 | PGE3 | 1968-01-01 |  | 702 | A |  | 11.62 | 9.8079 | 10.5128 | 11.2178 | 302 | 755 | 6 | 6 | 2 | 1277.3091 | 52850
20200 | Participating Unit | No | No | LAPAC_6_UNIT | Freshwater Tissue Company | 20 | PGAE | Humboldt Bay Harbor, Recreation and Conservation District | OIL | STEAM | THERMAL | NP15 | PGE1 | 1992-01-01 |  | 23 | A |  | 15.6 | 13.7879 | 14.4928 | 15.1978 | 7 | 20 | 1 | 1 | 3.17 | 33.836 | 1400
56000 | Participating Unit | Yes | No | MENBIO_6_UNIT | MENDOTA BIOMASS POWER | 25 | PGAE | Covanta Mendota, L.P. | AGRICULTURAL WASTE | STEAM | BIOMASS | NP15 | PGE3 | 1989-06-29 |  | 28.01 | A | 0.45 |  | -999 | -999 | -999 | -999 | -999 | -999 | -999 | -999 | -999 | -999
73900 | Participating Unit | No | No | WADHAM_6_UNIT | Wadham Energy LP | 32 | PGAE | Wadham Energy LP | AGRICULTURAL WASTE | STEAM | BIOMASS | NP15 | PGE3 | 1989-03-24 |  | 29.07 | A | 0.68 |  | -999 | -999 | -999 | -999 | -999 | -999 | -999 | -999 | -999 | -999
8100 | Participating Unit | Yes | No | DINUBA_6_UNIT | Dinuba Energy, Inc. | 12 | PGAE | Dinuba Energy, Inc. | AGRICULTURAL WASTE | STEAM | THERMAL | NP15 | PGE3 | 2001-07-05 |  | 11.5 | A | 0.221 |  | -999 | -999 | -999 | -999 | -999 | -999 | -999 | -999 | -999 | -999
20400 | Participating Unit | No | No | CAPMAD_1_UNIT 1 | CAPCO MADERA Power Plant | 24 | PGAE | Madera Power LLC | AGRICULTURAL WASTE | STEAM | BIOMASS | NP15 | PGE3 | 2001-05-16 |  | 28.5 | A | 0.45 |  | -999 | -999 | -999 | -999 | -999 | -999 | -999 | -999 | -999 | -999
95900 | Participating Unit | No | No | GEYS17_2_BOTRCK | Bottle Rock Geo Steam | 17 | PGAE | Bottle Rock Power, LLC | GEOTHERMAL | STEAM | GEOTHERMAL | NP15 | PGE3 | 2007-09-22 |  | 55 | A | 0.14 |  | -999 | -999 | -999 | -999 | -999 | -999 | -999 | -999 | -999 | -999
4300 | Participating Unit | Yes | No | SMUDGO_7_UNIT 1 | Calpine Geothermal (formerly a SMUD unit) | 53 | PGAE | CALPINE | GEOTHERMAL | STEAM | GEOTHERMAL | NP15 | PGE3 | 1983-01-01 |  | 78 | A | 0.42735 |  | -999 | -999 | -999 | -999 | -999 | -999 | -999 | -999 | -999 | -999
12300 | Participating Unit | No | No | NCPA_7_GP1UN1 | Geothermal Plant 1 Unit 1 | 38.85 | PGAE | NCPA (MSS Agreement - S14) | GEOTHERMAL | STEAM | GEOTHERMAL | NP15 | NCP1 | 1983-01-01 |  | 55 | A | 0.487 |  | -999 | -999 | -999 | -999 | -999 | -999 | -999 | -999 | -999 | -999
12400 | Participating Unit | No | No | NCPA_7_GP1UN2 | Geothermal Plant 1 Unit 2 | 34 | PGAE | NCPA (MSS Agreement - S14) | GEOTHERMAL | STEAM | GEOTHERMAL | NP15 | NCP1 | 1983-01-01 |  | 55 | A | 0.487 |  | -999 | -999 | -999 | -999 | -999 | -999 | -999 | -999 | -999 | -999
12500 | Participating Unit | No | No | NCPA_7_GP2UN3 | Geothermal Plant 2 Unit 3 | 42.42 | PGAE | NCPA (MSS Agreement - S14) | GEOTHERMAL | STEAM | GEOTHERMAL | NP15 | NCP1 | 1985-01-01 |  | 55 | A | 0.385 |  | -999 | -999 | -999 | -999 | -999 | -999 | -999 | -999 | -999 | -999
12600 | Participating Unit | No | No | NCPA_7_GP2UN4 | Geothermal Plant 2 Unit 4 | 52.73 | PGAE | NCPA (MSS Agreement - S14) | GEOTHERMAL | STEAM | GEOTHERMAL | NP15 | NCP1 | 1986-01-01 |  | 55 | A | 0.385 |  | -999 | -999 | -999 | -999 | -999 | -999 | -999 | -999 | -999 | -999
12700 | Participating Unit | No | No | GEYS11_7_UNIT11 | Geysers Unit 11 | 74.4 | PGAE | CALPINE | GEOTHERMAL | STEAM | GEOTHERMAL | NP15 | PGE3 | 1975-01-01 |  | 110 | A | 0.412 |  | -999 | -999 | -999 | -999 | -999 | -999 | -999 | -999 | -999 | -999
12800 | Participating Unit | No | No | GEYS12_7_UNIT12 | Geysers Unit 12 | 57 | PGAE | CALPINE | GEOTHERMAL | STEAM | GEOTHERMAL | NP15 | PGE3 | 1979-01-01 |  | 66 | A | 0.412 |  | -999 | -999 | -999 | -999 | -999 | -999 | -999 | -999 | -999 | -999
12900 | Participating Unit | Yes | No | GEYS13_7_UNIT13 | Geysers Unit 13 | 95 | PGAE | CALPINE | GEOTHERMAL | STEAM | GEOTHERMAL | NP15 | PGE3 | 1980-01-01 |  | 102 | A | 0.412 |  | -999 | -999 | -999 | -999 | -999 | -999 | -999 | -999 | -999 | -999
13000 | Participating Unit | Yes | No | GEYS14_7_UNIT14 | Geysers Unit 14 | 70 | PGAE | CALPINE | GEOTHERMAL | STEAM | GEOTHERMAL | NP15 | PGE3 | 1980-01-01 |  | 114 | A | 0.412 |  | -999 | -999 | -999 | -999 | -999 | -999 | -999 | -999 | -999 | -999
13100 | Participating Unit | Yes | No | GEYS16_7_UNIT16 | Geysers Unit 16 | 85 | PGAE | CALPINE | GEOTHERMAL | STEAM | GEOTHERMAL | NP15 | PGE3 | 1985-01-01 |  | 119 | A | 0.412 |  | -999 | -999 | -999 | -999 | -999 | -999 | -999 | -999 | -999 | -999
13200 | Participating Unit | No | No | GEYS17_7_UNIT17 | Geysers Unit 17 | 60 | PGAE | CALPINE | GEOTHERMAL | STEAM | GEOTHERMAL | NP15 | PGE3 | 1982-01-01 |  | 65 | A | 0.412 |  | -999 | -999 | -999 | -999 | -999 | -999 | -999 | -999 | -999 | -999
13300 | Participating Unit | No | No | GEYS18_7_UNIT18 | Geysers Unit 18 | 72 | PGAE | CALPINE | GEOTHERMAL | STEAM | GEOTHERMAL | NP15 | PGE3 | 1983-01-01 |  | 119 | A | 0.412 |  | -999 | -999 | -999 | -999 | -999 | -999 | -999 | -999 | -999 | -999
13400 | Participating Unit | No | No | GEYS20_7_UNIT20 | Geysers Unit 20 | 62 | PGAE | CALPINE | GEOTHERMAL | STEAM | GEOTHERMAL | NP15 | PGE3 | 1985-01-01 |  | 119 | A | 0.412 |  | -999 | -999 | -999 | -999 | -999 | -999 | -999 | -999 | -999 | -999
13500 | Participating Unit | No | Yes | GYS5X6_7_UNITS | GEYSERS UNITS 5 & 6 (AGGREGATE) | 85 | PGAE | CALPINE | GEOTHERMAL | STEAM | GEOTHERMAL | NP15 | PGE3 | 1971-01-01 |  | 110 | A | 0.412 |  | -999 | -999 | -999 | -999 | -999 | -999 | -999 | -999 | -999 | -999
13600 | Participating Unit | No | Yes | GYS7X8_7_UNITS | GEYSERS UNITS 7 & 8 (AGGREGATE) | 82 | PGAE | CALPINE | GEOTHERMAL | STEAM | GEOTHERMAL | NP15 | PGE3 | 1972-01-01 |  | 110 | A | 0.412 |  | -999 | -999 | -999 | -999 | -999 | -999 | -999 | -999 | -999 | -999
118400 | Participating Unit | No | No | LASSEN_6_AGV1 | AGV 1 | 1.8 | PGAE | Amedee Geothermal Venture 1 | GEOTHERMAL | STEAM | GEOTHERMAL | NP15 | PGE3 | 2014-04-07 |  | 2.2 | A | 0.42735 |  | -999 | -999 | -999 | -999 | -999 | -999 | -999 | -999 | -999 | -999
93500 | Participating Unit | Yes | Yes | ADLIN_1_UNITS | Aidlin Power Plant | 22 | PGAE | Geysers Power Co. | GEOTHERMAL | STEAM | GEOTHERMAL | NP15 | PGE3 |  |  | 23 | A | 0.638 |  | -999 | -999 | -999 | -999 | -999 | -999 | -999 | -999 | -999 | -999
48000 | Participating Unit | Yes | Yes | SANTFG_7_UNITS | Calistoga Power Plant | 92.1 | PGAE | Geysers Power Co. | GEOTHERMAL | STEAM | GEOTHERMAL | NP15 | PGE3 | 1984-03-14 |  | 92.1 | A | 0.42735 |  | -999 | -999 | -999 | -999 | -999 | -999 | -999 | -999 | -999 | -999
38300 | Participating Unit | No | Yes | WDFRDF_2_UNITS | West Ford Flat Power Plant | 32.6 | PGAE | Geysers Power Co. | GEOTHERMAL | STEAM | GEOTHERMAL | NP15 | PGE3 | 1988-12-11 |  | 32.6 | A | 0.623 |  | -999 | -999 | -999 | -999 | -999 | -999 | -999 | -999 | -999 | -999
94300 | Participating Unit | Yes | No | PSWEET_7_QFUNTS | PAUL SWEET QF AGGREGATION | 1 | PGAE | Pacific Gas & Electric Company | LANDFILL GAS | AGGREGATION | BIOGAS | NP15 | PGE3 |  |  | 1 | A | 0.28 |  | -999 | -999 | -999 | -999 | -999 | -999 | -999 | -999 | -999 | -999
119800 | Participating Unit | Yes | Yes | SUNSHN_2_LNDFL | Sunshine Gas Producers Renewable Energy Plant | 20 | PGAE | Sunshine Gas Producers, L.L.C. | LANDFILL GAS | COMBUSTION TURBINE | THERMAL | NP15 | PGE3 | 2014-09-01 |  | 23.5 | A | 0.251 |  | -999 | -999 | -999 | -999 | -999 | -999 | -999 | -999 | -999 | -999
92800 | Participating Unit | Yes | Yes | GRNVLY_7_SCLAND | SANTA CRUZ LANDFILL GENERATING PLANT | 3.04 | PGAE | Ameresco Santa Cruz, LLC | LANDFILL GAS | INTERNAL COMBUSTION | THERMAL | NP15 | PGE3 | 2006-02-02 |  | 3.02 | A | 0.28 |  | -999 | -999 | -999 | -999 | -999 | -999 | -999 | -999 | -999 | -999
119200 | Participating Unit | Yes | No | CSTOGA_6_LNDFIL | Clover Flat Land Fill Gas | 0.85 | PGAE | Vista Corporation | LANDFILL GAS | INTERNAL COMBUSTION | BIOMASS | NP15 | PGE3 | 2014-06-25 |  | 0.85 | A | 0.28 |  | -999 | -999 | -999 | -999 | -999 | -999 | -999 | -999 | -999 | -999
111500 | Participating Unit | No | No | GONZLS_6_UNIT | Johnson Canyon Landfill | 1.42 | PGAE | Ameresco Johnson Canyon LLC | LANDFILL GAS | INTERNAL COMBUSTION | BIOMASS | NP15 | PGE3 | 2013-07-08 |  | 1.42 | A | 0.28 |  | -999 | -999 | -999 | -999 | -999 | -999 | -999 | -999 | -999 | -999
96000 | Participating Unit | Yes | Yes | CSTRVL_7_PL1X2 | Monterey Regional Waste Management District | 4.53 | PGAE | Monterey Regional Waste Management District | LANDFILL GAS | INTERNAL COMBUSTION | BIOMASS | NP15 | PGE3 | 2007-09-01 |  | 5.07 | A | 0.32 |  | -999 | -999 | -999 | -999 | -999 | -999 | -999 | -999 | -999 | -999
99800 | Participating Unit | No | No | SISQUC_1_SMARIA | Santa Maria II LFG Power Plant | 1.42 | PGAE | J&A-Santa Maria II, LLC | LANDFILL GAS | RECIPROCATING ENGINE | BIOMASS | NP15 | PGE1 | 2010-09-27 |  | 1.48 | A | 0.7385 |  | -999 | -999 | -999 | -999 | -999 | -999 | -999 | -999 | -999 | -999
97000 | Participating Unit | No | No | WHEATL_6_LNDFIL | G2 Energy, Ostrom Road | 3 | PGAE | G2 Energy, Ostrom Road, LLC | LANDFILL GAS | RECIPROCATING ENGINE | BIOMASS | NP15 | PGE3 | 2009-01-08 |  | 1.6 | A | 0.858 |  | -999 | -999 | -999 | -999 | -999 | -999 | -999 | -999 | -999 | -999
19600 | Participating Unit | Yes | No | PLSNTG_7_LNCLND | LINCOLN LANDFILL POWER PLANT | 4.98 | PGAE | Energy 2001, Inc. | LANDFILL GAS | RECIPROCATING ENGINE | BIOMASS | NP15 | PGE3 | 1985-01-01 |  | 1.6 | A | 0.761 |  | -999 | -999 | -999 | -999 | -999 | -999 | -999 | -999 | -999 | -999
99900 | Participating Unit | No | No | PSWEET_1_STCRUZ | Santa Cruz Energy LLC | 1.6 | PGAE | Santa Cruz Energy LLC | LANDFILL GAS | RECIPROCATING ENGINE | BIOMASS | NP15 | PGE3 | 2010-02-06 |  | 1.6 | A | 0.616 |  | -999 | -999 | -999 | -999 | -999 | -999 | -999 | -999 | -999 | -999
116500 | Participating Unit | No | No | OLDRIV_6_BIOGAS | Bidart Old River 1 | 2 | PGAE | ABEC Bidart-Old River LLC | LANDFILL GAS | RECIPROCATING ENGINE | BIOMASS | NP15 | PGE2 | 2014-03-10 |  | 2 | A | 0.7385 |  | -999 | -999 | -999 | -999 | -999 | -999 | -999 | -999 | -999 | -999
116200 | Participating Unit | No | No | WEBER_6_FORWRD | Forward | 4.2 | PGAE | Ameresco Forward LLC | LANDFILL GAS | RECIPROCATING ENGINE | BIOMASS | NP15 | PGE2 | 2014-02-05 |  | 4.35 | A | 0.7385 |  | -999 | -999 | -999 | -999 | -999 | -999 | -999 | -999 | -999 | -999
116100 | Participating Unit | No | No | CAYTNO_2_VASCO | Vasco Road | 4.3 | PGAE | Ameresco Vasco Road LLC | LANDFILL GAS | RECIPROCATING ENGINE | BIOMASS | NP15 | PGE2 | 2014-02-05 |  | 4.35 | A | 0.7385 |  | -999 | -999 | -999 | -999 | -999 | -999 | -999 | -999 | -999 | -999
112600 | Participating Unit | No | No | ESQUON_6_LNDFIL | Ameresco Butte County LFG Project | 2.1 | PGAE | Ameresco Butte County LLC, Ameresco, Inc., | LANDFILL GAS | RECIPROCATING ENGINE | BIOMASS | NP15 | PGE3 | 2012-09-27 |  | 4 | A | 0.788 |  | -999 | -999 | -999 | -999 | -999 | -999 | -999 | -999 | -999 | -999
118200 | Participating Unit | Yes | No | CORRAL_6_SJOAQN | Ameresco San Joaquin | 4.3 | PGAE | Ameresco San Joaquin LLC | LANDFILL GAS | RECIPROCATING ENGINE | BIOMASS | NP15 | PGE3 | 2014-04-24 |  | 4.3 | A | 0.535 |  | -999 | -999 | -999 | -999 | -999 | -999 | -999 | -999 | -999 | -999
112200 | Participating Unit | No | No | SANLOB_1_LNDFIL | Cold Canyon | 1.5 | PGAE | Cold Canyon | LANDFILL GAS | RECIPROCATING ENGINE | BIOMASS | NP15 | PGE3 | 2013-07-18 |  | 1.5 | A | 0.92 |  | -999 | -999 | -999 | -999 | -999 | -999 | -999 | -999 | -999 | -999
111300 | Participating Unit | No | No | PEABDY_2_LNDFIL | G2 Energy Hay Road Power Plant | 1.6 | PGAE | G2 Energy, Hay Road, LLC | LANDFILL GAS | RECIPROCATING ENGINE | BIOMASS | NP15 | PGE3 | 2013-07-09 |  | 1.6 | A | 0.822 |  | -999 | -999 | -999 | -999 | -999 | -999 | -999 | -999 | -999 | -999
96400 | Participating Unit | No | No | CHWCHL_1_BIOMAS | Chow II Biomass to Energy | 10.8 | PGAE | Global Ampersand LLC | LANDFILL GAS | STEAM | BIOMASS | NP15 | PGE3 | 2008-05-08 |  | 12.5 | A | 0.617 |  | -999 | -999 | -999 | -999 | -999 | -999 | -999 | -999 | -999 | -999
96500 | Participating Unit | No | No | ELNIDP_6_BIOMAS | El Nido Biomass to Energy | 10.5 | PGAE | Global Ampersand LLC | LANDFILL GAS | STEAM | BIOMASS | NP15 | PGE3 | 2008-08-24 |  | 12.5 | A | 0.617 |  | -999 | -999 | -999 | -999 | -999 | -999 | -999 | -999 | -999 | -999
113300 | Participating Unit | No | No | VACADX_1_NAS | Vaca Dixon Battery NAS | 1.85 | PGAE | Pacific Gas and Electric Co. | LESR | BATTERY | STORAGE | NP15 | PGE2 | 2013-09-06 |  | 2.4 | A |  |  | -999 | -999 | -999 | -999 | -999 | -999 | -999 | -999 | -999 | -999
69900 | Participating Unit | Yes | No | STNRES_1_UNIT | Covanta Stanislaus, Inc. | 19.9 | PGAE | Covanta Holding Company | MUNICIPAL WASTE | STEAM | BIOMASS | NP15 | PGE3 | 1988-09-06 |  | 24.5 | A | 0.73 |  | -999 | -999 | -999 | -999 | -999 | -999 | -999 | -999 | -999 | -999
101600 | Participating Unit | No | No | AVENAL_6_AVPARK | Avenal Park Solar Project | 6 | PGAE | Avenal Park LLC | SUN | PHOTO VOLTAIC | SOLAR | NP15 | PGE2 | 2011-08-05 |  | 6 | A |  |  | -999 | -999 | -999 | -999 | -999 | -999 | -999 | -999 | -999 | -999
98800 | Participating Unit | No | No | MENBIO_6_RENEW1 | CalRENEW-1(A) | 5 | PGAE | CalRENEW-1 LLC | SUN | PHOTO VOLTAIC | SOLAR | NP15 | PGE3 | 2010-04-30 |  | 5 | A |  |  | -999 | -999 | -999 | -999 | -999 | -999 | -999 | -999 | -999 | -999
104900 | Participating Unit | No | No | CANTUA_1_SOLAR | Cantua Solar station | 20 | PGAE | PGE | SUN | PHOTO VOLTAIC | SOLAR | NP15 | PGE3 | 2012-07-25 |  | 20 | A |  |  | -999 | -999 | -999 | -999 | -999 | -999 | -999 | -999 | -999 | -999
102900 | Participating Unit | No | No | SCHNDR_1_FIVPTS | Five Points Solar Station | 15 | PGAE | Pacific Gas & Electric Company | SUN | PHOTO VOLTAIC | SOLAR | NP15 | PGE2 | 2011-10-07 |  | 15 | A |  |  | -999 | -999 | -999 | -999 | -999 | -999 | -999 | -999 | -999 | -999
105000 | Participating Unit | No | No | GIFFEN_6_SOLAR | Giffen Solar station | 10 | PGAE | PGE | SUN | PHOTO VOLTAIC | SOLAR | NP15 | PGE3 | 2012-07-25 | N/A | 19 | A |  |  | -999 | -999 | -999 | -999 | -999 | -999 | -999 | -999 | -999 | -999
105400 | Participating Unit | No | No | HURON_6_SOLAR | Huron Solar Station | 20 | PGAE | Pacific Gas & Electric Company | SUN | PHOTO VOLTAIC | SOLAR | NP15 | PGE3 | 2012-08-30 |  | 20 | A |  |  | -999 | -999 | -999 | -999 | -999 | -999 | -999 | -999 | -999 | -999
106600 | Participating Unit | No | No | WFRESN_1_SOLAR | Joya Del Sol | 1.5 | PGAE | GASNA 16P, LLC | SUN | PHOTO VOLTAIC | SOLAR | NP15 | PGE3 | 2012-12-21 |  | 1.5 | A |  |  | -999 | -999 | -999 | -999 | -999 | -999 | -999 | -999 | -999 | -999
106200 | Participating Unit | No | No | TWISSL_6_SOLAR | Nickel 1 ("NLH1") | 1.5 | PGAE | NLH1 Solar, LLC | SUN | PHOTO VOLTAIC | SOLAR | NP15 | PGE3 | 2012-11-27 |  | 1.5 | A |  |  | -999 | -999 | -999 | -999 | -999 | -999 | -999 | -999 | -999 | -999
101800 | Participating Unit | No | No | AVENAL_6_SANDDG | Sand Drag Solar Project | 19 | PGAE | Sand Drag Solar Project | SUN | PHOTO VOLTAIC | SOLAR | NP15 | PGE2 | 2011-08-05 |  | 19 | A |  |  | -999 | -999 | -999 | -999 | -999 | -999 | -999 | -999 | -999 | -999
103000 | Participating Unit | No | No | STROUD_6_SOLAR | Stroud Solar Station | 20 | PGAE | Pacific Gas and Electric Company | SUN | PHOTO VOLTAIC | SOLAR | NP15 | PGE2 | 2011-10-04 |  | 20 | A |  |  | -999 | -999 | -999 | -999 | -999 | -999 | -999 | -999 | -999 | -999
101700 | Participating Unit | No | No | AVENAL_6_SUNCTY | Sun City Solar Project | 20 | PGAE | Sun City Project LLC | SUN | PHOTO VOLTAIC | SOLAR | NP15 | PGE2 | 2011-08-05 |  | 20 | A |  |  | -999 | -999 | -999 | -999 | -999 | -999 | -999 | -999 | -999 | -999
100000 | Participating Unit | No | No | MARTIN_1_SUNSET | Sunset Reservoir - North Basin | 4.5 | PGAE | RE SFCity1, LP | SUN | PHOTO VOLTAIC | SOLAR | NP15 | PGE3 | 2010-10-29 |  | 4.5 | A |  |  | -999 | -999 | -999 | -999 | -999 | -999 | -999 | -999 | -999 | -999
98300 | Participating Unit | No | No | VACADX_1_SOLAR | Vaca-Dixon Solar Station | 2.5 | PGAE | PG&E | SUN | PHOTO VOLTAIC | SOLAR | NP15 | PGE2 | 2009-12-23 |  | 2 | A |  |  | -999 | -999 | -999 | -999 | -999 | -999 | -999 | -999 | -999 | -999
102400 | Participating Unit | No | No | SCHNDR_1_WSTSDE | Westside Solar Station | 15 | PGAE | Pacific Gas & Electric Company | SUN | PHOTO VOLTAIC | SOLAR | NP15 | PGE2 | 2011-09-13 |  | 15 | A |  |  | -999 | -999 | -999 | -999 | -999 | -999 | -999 | -999 | -999 | -999
107400 | Participating Unit | No | No | CAVLSR_2_RSOLAR | California Valley Solar Ranch-Phase A | 210 | PGAE | High Plains Ranch II, LLC | SUN | PHOTO VOLTAIC | SOLAR | NP15 | PGE3 | 2013-11-01 |  | 210 | A |  |  | -999 | -999 | -999 | -999 | -999 | -999 | -999 | -999 | -999 | -999
107500 | Participating Unit | No | No | CAVLSR_2_BSOLAR | California Valley Solar Ranch-Phase B | 40 | PGAE | High Plains Ranch II, LLC | SUN | PHOTO VOLTAIC | SOLAR | NP15 | PGE3 | 2013-01-01 |  | 40 | A |  |  | -999 | -999 | -999 | -999 | -999 | -999 | -999 | -999 | -999 | -999
116900 | Participating Unit | No | No | LOCKFD_1_BEARCK | Bear Creek Solar | 1.5 | PGAE | Ecos Energy LLC | SUN | PHOTO VOLTAIC | SOLAR | NP15 | PGE2 | 2014-02-05 |  | 1.5 | A |  |  | -999 | -999 | -999 | -999 | -999 | -999 | -999 | -999 | -999 | -999
132000 | Participating Unit | No | No | TX-ELK_6_SOLAR1 | Castor Solar Project | 1.5 | PGAE | Green Light Energy Corp | SUN | PHOTO VOLTAIC | SOLAR | NP15 | PGE2 | 2016-04-02 |  | 1.5 | A |  |  | -999 | -999 | -999 | -999 | -999 | -999 | -999 | -999 | -999 | -999
113100 | Participating Unit | No | No | WAUKNA_1_SOLAR | Corcoran Solar | 20 | PGAE | Con Edison Development, Inc. | SUN | PHOTO VOLTAIC | SOLAR | NP15 | PGE2 | 2013-08-14 |  | 20 | A |  |  | -999 | -999 | -999 | -999 | -999 | -999 | -999 | -999 | -999 | -999
132200 | Participating Unit | No | No | ORLND_6_SOLAR1 | Enerparc California 2 | 1.5 | PGAE | Enerparc CA2, LLC | SUN | PHOTO VOLTAIC | SOLAR | NP15 | PGE2 | 2016-03-23 |  | 1.5 | A |  |  | -999 | -999 | -999 | -999 | -999 | -999 | -999 | -999 | -999 | -999
116800 | Participating Unit | No | No | PIT1_6_FRIVRA | Fall River Mills Project A | 1.5 | PGAE | Ignite Solar Holdings 1, LLC | SUN | PHOTO VOLTAIC | SOLAR | NP15 | PGE2 | 2014-03-05 |  | 1.5 | A |  |  | -999 | -999 | -999 | -999 | -999 | -999 | -999 | -999 | -999 | -999
116700 | Participating Unit | No | No | MCARTH_6_FRIVRB | Fall River Mills Project B | 1.5 | PGAE | Ignite Solar Holdings 1, LLC | SUN | PHOTO VOLTAIC | SOLAR | NP15 | PGE2 | 2014-03-05 |  | 1.5 | A |  |  | -999 | -999 | -999 | -999 | -999 | -999 | -999 | -999 | -999 | -999
113500 | Participating Unit | No | No | GUERNS_6_SOLAR | Gurensey Solar Station | 20 | PGAE | Pacific Gas and Electric Co. | SUN | PHOTO VOLTAIC | SOLAR | NP15 | PGE2 | 2013-09-18 |  | 20 | A |  |  | -999 | -999 | -999 | -999 | -999 | -999 | -999 | -999 | -999 | -999
116300 | Participating Unit | No | No | LOCKFD_1_KSOLAR | Kettleman Solar | 1 | PGAE | Kettleman Solar LLC | SUN | PHOTO VOLTAIC | SOLAR | NP15 | PGE2 | 2014-03-14 |  | 1 | A |  |  | -999 | -999 | -999 | -999 | -999 | -999 | -999 | -999 | -999 | -999
114300 | Participating Unit | No | No | KNGBRG_1_KBSLR1 | Kingsburg 1 | 1.5 | PGAE | Tulare PV II, LLC | SUN | PHOTO VOLTAIC | SOLAR | NP15 | PGE2 | 2013-12-06 |  | 1.5 | A |  |  | -999 | -999 | -999 | -999 | -999 | -999 | -999 | -999 | -999 | -999
114400 | Participating Unit | No | No | KNGBRG_1_KBSLR2 | Kingsburg 2 | 1.5 | PGAE | Tulare PV II, LLC | SUN | PHOTO VOLTAIC | SOLAR | NP15 | PGE2 | 2013-12-06 |  | 1.5 | A |  |  | -999 | -999 | -999 | -999 | -999 | -999 | -999 | -999 | -999 | -999
129600 | Participating Unit | No | No | MRLSDS_6_SOLAR1 | Morelos Solar | 15 | PGAE | Morelos Solar, LLC | SUN | PHOTO VOLTAIC | SOLAR | NP15 | PGE2 | 2015-11-25 |  | 15 | A |  |  | -999 | -999 | -999 | -999 | -999 | -999 | -999 | -999 | -999 | -999
135000 | Participating Unit | No | No | MSTANG_2_SOLAR3 | Mustang 3 | 40 | PGAE | RE Mustang 3 LLC | SUN | PHOTO VOLTAIC | SOLAR | NP15 | PGE2 | 2016-05-03 |  | 40 | A |  |  | -999 | -999 | -999 | -999 | -999 | -999 | -999 | -999 | -999 | -999
114900 | Participating Unit | No | No | PEORIA_1_SOLAR | Sonora 1 | 1.5 | PGAE | Fresh Air Energy IV | SUN | PHOTO VOLTAIC | SOLAR | NP15 | PGE2 | 2013-12-23 |  | 1.5 | A |  |  | -999 | -999 | -999 | -999 | -999 | -999 | -999 | -999 | -999 | -999
113200 | Participating Unit | No | No | TOPAZ_2_SOLAR | Topaz Solar Farms | 550 | PGAE | MidAmerican Solar, LLC | SUN | PHOTO VOLTAIC | SOLAR | ZP26 | PGE2 | 2014-10-27 |  | 550 | A |  |  | -999 | -999 | -999 | -999 | -999 | -999 | -999 | -999 | -999 | -999
116600 | Participating Unit | No | No | TMPLTN_2_SOLAR | Vintner Solar | 1.5 | PGAE | Vintner Solar LLC | SUN | PHOTO VOLTAIC | SOLAR | ZP26 | PGE2 | 2014-03-05 |  | 1.5 | A |  |  | -999 | -999 | -999 | -999 | -999 | -999 | -999 | -999 | -999 | -999
117000 | Participating Unit | No | No | JAYNE_6_WLSLR | Westlands Solar Farm PV 1 | 18 | PGAE | Westlands Solar Farms, LLC | SUN | PHOTO VOLTAIC | SOLAR | NP15 | PGE2 | 2014-02-14 |  | 19 | A |  |  | -999 | -999 | -999 | -999 | -999 | -999 | -999 | -999 | -999 | -999
135100 | Participating Unit | No | No | HENRTA_6_SOLAR2 | Westside Solar Power PV1 | 2 | PGAE | Westside Assets LLC | SUN | PHOTO VOLTAIC | SOLAR | SP15 | PGE2 | 2016-05-07 |  | 2 | A |  |  | -999 | -999 | -999 | -999 | -999 | -999 | -999 | -999 | -999 | -999
112100 | Participating Unit | No | No | OLIVEP_1_SOLAR | White River Solar | 20 | PGAE | SPS White River, LLC | SUN | PHOTO VOLTAIC | SOLAR | NP15 | PGE2 | 2013-06-22 |  | 20 | A |  |  | -999 | -999 | -999 | -999 | -999 | -999 | -999 | -999 | -999 | -999
124600 | Participating Unit | No | No | BLCKWL_6_SOLAR1 | Blackwell Solar | 12 | PGAE | Blackwell Solar, LLC | SUN | PHOTO VOLTAIC | SOLAR | ZP26 | PGE4 | 2015-04-16 |  | 12 | A |  |  | -999 | -999 | -999 | -999 | -999 | -999 | -999 | -999 | -999 | -999
137000 | Participating Unit | No | No | EXCLSG_1_SOLAR | Excelsior Solar | 60 | PGAE | Five Points Solar Park LLC | SUN | PHOTO VOLTAIC | SOLAR | ZP26 | PGE4 | 2016-10-06 |  | 60 | A |  |  | -999 | -999 | -999 | -999 | -999 | -999 | -999 | -999 | -999 | -999
135300 | Participating Unit | No | No | FRESHW_1_SOLAR1 | Freshwater Solar | 20 | PGAE | CED Corcoran Solar 3, LLC | SUN | PHOTO VOLTAIC | SOLAR | ZP26 | PGE4 | 2016-03-04 |  | 20 | A |  |  | -999 | -999 | -999 | -999 | -999 | -999 | -999 | -999 | -999 | -999
130600 | Participating Unit | No | No | LAMONT_1_SOLAR4 | Hayworth Solar Farm | 26.66 | PGAE | 65HK 8me LLC | SUN | PHOTO VOLTAIC | SOLAR | ZP26 | PGE4 | 2015-12-23 |  | 33.26 | A |  |  | -999 | -999 | -999 | -999 | -999 | -999 | -999 | -999 | -999 | -999
135900 | Participating Unit | No | No | MSTANG_2_SOLAR | Mustang | 30 | PGAE | RE Mustang LLC | SUN | PHOTO VOLTAIC | SOLAR | ZP26 | PGE4 | 2016-07-12 |  | 30 | A |  |  | -999 | -999 | -999 | -999 | -999 | -999 | -999 | -999 | -999 | -999
124400 | Participating Unit | No | No | 7STDRD_1_SOLAR1 | Shafter Solar | 20 | PGAE | Shafter Solar, LLC | SUN | PHOTO VOLTAIC | SOLAR | ZP26 | PGE4 | 2015-06-04 |  | 20 | A |  |  | -999 | -999 | -999 | -999 | -999 | -999 | -999 | -999 | -999 | -999
136000 | Participating Unit | No | No | TRNQLT_2_SOLAR | Tranquillity | 200 | PGAE | RE Tranquillity LLC | SUN | PHOTO VOLTAIC | SOLAR | ZP26 | PGE4 | 2016-07-28 |  | 200 | A |  |  | -999 | -999 | -999 | -999 | -999 | -999 | -999 | -999 | -999 | -999
130700 | Participating Unit | No | No | LAMONT_1_SOLAR3 | Woodmere Solar Farm | 14.99 | PGAE | 87RL 8me, LLC | SUN | PHOTO VOLTAIC | SOLAR | ZP26 | PGE4 | 2015-12-23 |  | 18.75 | A |  |  | -999 | -999 | -999 | -999 | -999 | -999 | -999 | -999 | -999 | -999
120300 | Participating Unit | No | No | LAMONT_1_SOLAR1 | Regulus Solar | 60 | PGAE | Regulus Solar, LLC | SUN | PHOTO VOLTAIC | SOLAR | NP15 | SCE1 | 2014-11-11 |  | 60 | A |  |  | -999 | -999 | -999 | -999 | -999 | -999 | -999 | -999 | -999 | -999
123600 | Participating Unit | No | No | VEGA_6_SOLAR1 | Vega Solar | 20 | PGAE | Vega Solar, LLC | SUN | PHOTO VOLTAIC | SOLAR | NP15 | SCE1 | 2015-03-23 |  | 20 | A |  |  | -999 | -999 | -999 | -999 | -999 | -999 | -999 | -999 | -999 | -999
121200 | Participating Unit | Yes | No | ADMEST_6_SOLAR | Adams East | 19 | PGAE | RE Adams East LLC | SUN | PHOTO VOLTAIC | SOLAR | NP15 | PGE3 | 2014-12-13 |  | 19 | A |  |  | -999 | -999 | -999 | -999 | -999 | -999 | -999 | -999 | -999 | -999
130500 | Participating Unit | No | No | ADERA_1_SOLAR1 | Adera Solar | 20 | PGAE | Adera Solar, LLC | SUN | PHOTO VOLTAIC | SOLAR | NP15 | PGE3 | 2015-12-23 |  | 20 | A |  |  | -999 | -999 | -999 | -999 | -999 | -999 | -999 | -999 | -999 | -999
126600 | Participating Unit | No | No | EEKTMN_6_SOLAR1 | EE K Solar 1 | 20 | PGAE | EE Kettleman Land, LLC | SUN | PHOTO VOLTAIC | SOLAR | ZP26 | PGE3 | 2015-08-12 |  | 20 | A |  |  | -999 | -999 | -999 | -999 | -999 | -999 | -999 | -999 | -999 | -999
127200 | Participating Unit | No | No | KERMAN_6_SOLAR1 | Fresno Solar South | 1.5 | PGAE | Fresno Cogeneration Partners, LP | SUN | PHOTO VOLTAIC | SOLAR | NP15 | PGE3 | 2015-10-21 |  | 1.5 | A |  |  | -999 | -999 | -999 | -999 | -999 | -999 | -999 | -999 | -999 | -999
127300 | Participating Unit | No | No | KERMAN_6_SOLAR2 | Fresno Solar West | 1.5 | PGAE | Fresno Cogeneration Partners, LP | SUN | PHOTO VOLTAIC | SOLAR | SP15 | PGE3 | 2015-10-20 |  | 1.5 | A |  |  | -999 | -999 | -999 | -999 | -999 | -999 | -999 | -999 | -999 | -999
136200 | Participating Unit | No | No | HENRTS_1_SOLAR | Henrietta Solar Project | 100 | PGAE | Parrey, LLC | SUN | PHOTO VOLTAIC | SOLAR | SP15 | PGE3 | 2016-08-19 |  | 100 | A |  |  | -999 | -999 | -999 | -999 | -999 | -999 | -999 | -999 | -999 | -999
118300 | Participating Unit | No | No | ARVINN_6_ORION1 | Orion 1 Solar | 12 | PGAE | Orion Solar I, LLC | SUN | PHOTO VOLTAIC | SOLAR | ZP26 | PGE3 | 2014-06-26 |  | 12 | A |  |  | -999 | -999 | -999 | -999 | -999 | -999 | -999 | -999 | -999 | -999
119100 | Participating Unit | No | No | ARVINN_6_ORION2 | Orion 2 Solar | 8 | PGAE | Orion Solar II, LLC | SUN | PHOTO VOLTAIC | SOLAR | ZP26 | PGE3 | 2014-06-26 |  | 8 | A |  |  | -999 | -999 | -999 | -999 | -999 | -999 | -999 | -999 | -999 | -999
123800 | Participating Unit | No | No | SKERN_6_SOLAR1 | South Kern Solar PV Plant | 20 | PGAE | Algonquin SKIC 20 Solar, LLC | SUN | PHOTO VOLTAIC | SOLAR | ZP26 | PGE3 | 2015-04-07 |  | 20 | A |  |  | -999 | -999 | -999 | -999 | -999 | -999 | -999 | -999 | -999 | -999
118500 | Participating Unit | No | No | ADOBEE_1_SOLAR | Adobe Solar | 20 | PGAE | Adobe Solar, LLC | SUN | PHOTO VOLTAIC | SOLAR | NP15 | PGE3 | 2014-05-21 |  | 20 | A |  |  | -999 | -999 | -999 | -999 | -999 | -999 | -999 | -999 | -999 | -999
108100 | Participating Unit | No | No | ALPSLR_1_SPSSLR | Alpaugh 50 LLC | 50 | PGAE | Alpaugh 50, LLC | SUN | PHOTO VOLTAIC | SOLAR | NP15 | PGE3 | 2013-03-08 |  | 50 | A |  |  | -999 | -999 | -999 | -999 | -999 | -999 | -999 | -999 | -999 | -999
108200 | Participating Unit | No | No | ALPSLR_1_NTHSLR | Alpaugh North, LLC | 20 | PGAE | Alpaugh North, LLC | SUN | PHOTO VOLTAIC | SOLAR | NP15 | PGE3 | 2013-03-08 |  | 20 | A |  |  | -999 | -999 | -999 | -999 | -999 | -999 | -999 | -999 | -999 | -999
136800 | Participating Unit | No | No | ASTORA_2_SOLAR1 | Astoria 1 | 100 | PGAE | RE Astoria LLC | SUN | PHOTO VOLTAIC | SOLAR | NP15 | PGE3 | 2016-10-18 |  | 100 | A |  |  | -999 | -999 | -999 | -999 | -999 | -999 | -999 | -999 | -999 | -999
136900 | Participating Unit | No | No | ASTORA_2_SOLAR2 | Astoria 2 | 75 | PGAE | RE Astoria 2 LLC | SUN | PHOTO VOLTAIC | SOLAR | NP15 | PGE3 | 2016-10-31 |  | 75 | A |  |  | -999 | -999 | -999 | -999 | -999 | -999 | -999 | -999 | -999 | -999
108000 | Participating Unit | No | No | ATWELL_1_SOLAR | Atwell Island PV Solar Generating Faci. | 20 | PGAE | SPS Atwell Island, LLC | SUN | PHOTO VOLTAIC | SOLAR | NP15 | PGE3 | 2013-03-08 |  | 20 | A |  |  | -999 | -999 | -999 | -999 | -999 | -999 | -999 | -999 | -999 | -999
124500 | Participating Unit | No | No | ATWEL2_1_SOLAR1 | Atwell West | 20 | PGAE | CED Atwell Island West, LLC | SUN | PHOTO VOLTAIC | SOLAR | NP15 | PGE3 | 2015-06-11 |  | 20 | A |  |  | -999 | -999 | -999 | -999 | -999 | -999 | -999 | -999 | -999 | -999
126200 | Participating Unit | No | No | BKRFLD_2_SOLAR1 | Bakersfield 111 | 1.38 | PGAE | Bakersfield 111, LLC | SUN | PHOTO VOLTAIC | SOLAR | NP15 | PGE3 | 2015-07-28 |  | 1.4 | A |  |  | -999 | -999 | -999 | -999 | -999 | -999 | -999 | -999 | -999 | -999
121400 | Participating Unit | Yes | No | CORCAN_1_SOLAR1 | CID Solar | 20 | PGAE | CID Solar, LLC | SUN | PHOTO VOLTAIC | SOLAR | NP15 | PGE3 | 2015-01-09 |  | 20 | A |  |  | -999 | -999 | -999 | -999 | -999 | -999 | -999 | -999 | -999 | -999
119000 | Participating Unit | No | No | CLOVDL_1_SOLAR | Cloverdale Solar I | 1.5 | PGAE | Cloverdale Solar I Project (FSEC 1) | SUN | PHOTO VOLTAIC | SOLAR | NP15 | PGE3 | 2014-06-26 |  | 1.5 | A |  |  | -999 | -999 | -999 | -999 | -999 | -999 | -999 | -999 | -999 | -999
126100 | Participating Unit | No | No | WAUKNA_1_SOLAR2 | Corcoran 2 | 19.75 | PGAE | CED Corcoran Solar 2, LLC | SUN | PHOTO VOLTAIC | SOLAR | NP15 | PGE3 | 2015-05-20 |  | 19.75 | A |  |  | -999 | -999 | -999 | -999 | -999 | -999 | -999 | -999 | -999 | -999
124700 | Participating Unit | No | No | CORCAN_1_SOLAR2 | Corcoran City | 11 | PGAE | Cottonwood Solar, LLC | SUN | PHOTO VOLTAIC | SOLAR | NP15 | PGE3 | 2015-05-23 |  | 11 | A |  |  | -999 | -999 | -999 | -999 | -999 | -999 | -999 | -999 | -999 | -999
125700 | Participating Unit | No | No | TWISSL_6_SOLAR1 | Coronal Lost Hills | 20 | PGAE | Coronal Lost Hills, LLC | SUN | PHOTO VOLTAIC | SOLAR | NP15 | PGE3 | 2015-05-15 |  | 20 | A |  |  | -999 | -999 | -999 | -999 | -999 | -999 | -999 | -999 | -999 | -999
135500 | Participating Unit | No | No | CRWCKS_1_SOLAR1 | Crow Creek Solar 1 | 20 | PGAE | Frontier Solar LLC | SUN | PHOTO VOLTAIC | SOLAR | NP15 | PGE3 | 2016-06-30 |  | 20 | A |  |  | -999 | -999 | -999 | -999 | -999 | -999 | -999 | -999 | -999 | -999
111900 | Participating Unit | No | No | GATES_2_SOLAR | Gates Solar Station | 20 | PGAE | Pacific Gas and Electric Company | SUN | PHOTO VOLTAIC | SOLAR | NP15 | PGE3 | 2013-06-24 |  | 20 | A |  |  | -999 | -999 | -999 | -999 | -999 | -999 | -999 | -999 | -999 | -999
125000 | Participating Unit | No | No | GOOSLK_1_SOLAR1 | Goose Lake | 12 | PGAE | Cottonwood Solar, LLC | SUN | PHOTO VOLTAIC | SOLAR | NP15 | PGE3 | 2015-05-23 |  | 12 | A |  |  | -999 | -999 | -999 | -999 | -999 | -999 | -999 | -999 | -999 | -999
112300 | Participating Unit | No | No | DAVIS_1_SOLAR1 | Grasslands 3 | 1 | PGAE | Grasslands 3 | SUN | PHOTO VOLTAIC | SOLAR | NP15 | PGE3 | 2013-07-01 |  | 1 | A |  |  | -999 | -999 | -999 | -999 | -999 | -999 | -999 | -999 | -999 | -999
112400 | Participating Unit | No | No | DAVIS_1_SOLAR2 | Grasslands 4 | 1 | PGAE | Grasslands 4 | SUN | PHOTO VOLTAIC | SOLAR | NP15 | PGE3 | 2013-08-05 |  | 1 | A |  |  | -999 | -999 | -999 | -999 | -999 | -999 | -999 | -999 | -999 | -999
108400 | Participating Unit | No | No | GRIDLY_6_SOLAR | GRIDLEY MAIN TWO | 2.5 | PGAE | LIGHTBEAM POWER COMPANY GRIDLEY MAIN TWO LLC | SUN | PHOTO VOLTAIC | SOLAR | NP15 | PGE3 | 2013-04-01 |  | 2.5 | A |  |  | -999 | -999 | -999 | -999 | -999 | -999 | -999 | -999 | -999 | -999
121100 | Participating Unit | Yes | No | LIVEOK_6_SOLAR | Harris | 1.25 | PGAE | Pristine Sun, LLC | SUN | PHOTO VOLTAIC | SOLAR | NP15 | PGE3 | 2014-11-27 |  | 1.25 | A |  |  | -999 | -999 | -999 | -999 | -999 | -999 | -999 | -999 | -999 | -999
124100 | Participating Unit | No | No | HOLSTR_1_SOLAR2 | Hollister Solar | 1.5 | PGAE | Hollister Solar LLC | SUN | PHOTO VOLTAIC | SOLAR | NP15 | PGE3 | 2015-04-17 |  | 1.5 | A |  |  | -999 | -999 | -999 | -999 | -999 | -999 | -999 | -999 | -999 | -999
121600 | Participating Unit | Yes | No | LEPRFD_1_KANSAS | Kansas | 20 | PGAE | RE Kansas, LLC | SUN | PHOTO VOLTAIC | SOLAR | NP15 | PGE3 | 2014-12-18 |  | 20 | A |  |  | -999 | -999 | -999 | -999 | -999 | -999 | -999 | -999 | -999 | -999
121700 | Participating Unit | Yes | No | KNTSTH_6_SOLAR | Kent South | 20 | PGAE | RE Kent South, LLC | SUN | PHOTO VOLTAIC | SOLAR | NP15 | PGE3 | 2014-12-24 |  | 20 | A |  |  | -999 | -999 | -999 | -999 | -999 | -999 | -999 | -999 | -999 | -999
131700 | Participating Unit | No | No | HENRTA_6_SOLAR1 | Lemoore 1 | 1.5 | PGAE | Lemoore PV 1 LLC | SUN | PHOTO VOLTAIC | SOLAR | NP15 | PGE3 | 2016-01-29 |  | 1.5 | A |  |  | -999 | -999 | -999 | -999 | -999 | -999 | -999 | -999 | -999 | -999
123700 | Participating Unit | No | No | LHILLS_6_SOLAR1 | Lost Hills Solar | 20 | PGAE | Lost Hills Solar, LLC | SUN | PHOTO VOLTAIC | SOLAR | NP15 | PGE3 | 2015-04-02 |  | 20.46 | A |  |  | -999 | -999 | -999 | -999 | -999 | -999 | -999 | -999 | -999 | -999
130300 | Participating Unit | No | No | MARCPW_6_SOLAR1 | Maricopa West Solar PV | 20 | PGAE | Maricopa West Solar PV, LLC | SUN | PHOTO VOLTAIC | SOLAR | NP15 | PGE3 | 2015-12-12 |  | 20 | A |  |  | -999 | -999 | -999 | -999 | -999 | -999 | -999 | -999 | -999 | -999
124300 | Participating Unit | No | No | MERCED_1_SOLAR2 | Merced Solar | 1.5 | PGAE | Merced Solar LLC | SUN | PHOTO VOLTAIC | SOLAR | NP15 | PGE3 | 2015-05-12 |  | 1.5 | A |  |  | -999 | -999 | -999 | -999 | -999 | -999 | -999 | -999 | -999 | -999
125100 | Participating Unit | No | No | MERCED_1_SOLAR1 | Mission Solar | 1.5 | PGAE | Mission Solar LLC | SUN | PHOTO VOLTAIC | SOLAR | NP15 | PGE3 | 2015-05-23 |  | 1.5 | A |  |  | -999 | -999 | -999 | -999 | -999 | -999 | -999 | -999 | -999 | -999
135700 | Participating Unit | No | No | MSTANG_2_SOLAR4 | Mustang 4 | 30 | PGAE | RE Mustang 4 LLC | SUN | PHOTO VOLTAIC | SOLAR | NP15 | PGE3 | 2016-06-09 |  | 30 | A |  |  | -999 | -999 | -999 | -999 | -999 | -999 | -999 | -999 | -999 | -999
135200 | Participating Unit | No | No | MSTANG_2_SOLAR4 | Mustang 4 | 30 | PGAE | RE Mustang 4 LLC | SUN | PHOTO VOLTAIC | SOLAR | NP15 | PGE3 | 2016-06-09 |  | 30 | A |  |  | -999 | -999 | -999 | -999 | -999 | -999 | -999 | -999 | -999 | -999
125200 | Participating Unit | No | No | MNDOTA_1_SOLAR1 | North Star Solar 1 | 60 | PGAE | North Star Solar, LLC | SUN | PHOTO VOLTAIC | SOLAR | NP15 | PGE3 | 2015-06-20 |  | 60 | A |  |  | -999 | -999 | -999 | -999 | -999 | -999 | -999 | -999 | -999 | -999
121800 | Participating Unit | Yes | No | OLDRV1_6_SOLAR | Old River One | 20 | PGAE | RE Old River One, LLC | SUN | PHOTO VOLTAIC | SOLAR | NP15 | PGE3 | 2014-12-30 |  | 20 | A |  |  | -999 | -999 | -999 | -999 | -999 | -999 | -999 | -999 | -999 | -999
121900 | Participating Unit | Yes | No | PUTHCR_1_SOLAR1 | Putah Creek Solar Farm | 1.98 | PGAE | Putah Creek Solar Farms LLC | SUN | PHOTO VOLTAIC | SOLAR | NP15 | PGE3 | 2014-12-19 |  | 2 | A |  |  | -999 | -999 | -999 | -999 | -999 | -999 | -999 | -999 | -999 | -999
129900 | Participating Unit | No | No | SLST13_2_SOLAR1 | Quinto Solar PV Project | 107.6 | PGAE | Solar Star California XIII, LLC | SUN | PHOTO VOLTAIC | SOLAR | NP15 | PGE3 | 2015-11-30 |  | 107.6 | A |  |  | -999 | -999 | -999 | -999 | -999 | -999 | -999 | -999 | -999 | -999
111200 | Participating Unit | No | No | KANSAS_6_SOLAR | RE Kansas South | 20 | PGAE | RE Kansas South LLC | SUN | PHOTO VOLTAIC | SOLAR | NP15 | PGE3 | 2013-06-06 |  | 20 | A |  |  | -999 | -999 | -999 | -999 | -999 | -999 | -999 | -999 | -999 | -999
118800 | Participating Unit | No | No | HOLSTR_1_SOLAR | San Benito Smart Park | 1.5 | PGAE | Enerparc CA1, LLC | SUN | PHOTO VOLTAIC | SOLAR | NP15 | PGE3 | 2014-06-16 |  | 1.5 | A |  |  | -999 | -999 | -999 | -999 | -999 | -999 | -999 | -999 | -999 | -999
112000 | Participating Unit | No | No | GATES_2_WSOLAR | West Gates Solar Station | 10 | PGAE | Pacific Gas and Electric Company | SUN | PHOTO VOLTAIC | SOLAR | NP15 | PGE3 | 2013-06-24 |  | 10 | A |  |  | -999 | -999 | -999 | -999 | -999 | -999 | -999 | -999 | -999 | -999
119900 | Participating Unit | No | No | OLIVEP_1_SOLAR2 | White River West | 19.75 | PGAE | CED White River Solar 2, LLC | SUN | PHOTO VOLTAIC | SOLAR | NP15 | PGE3 | 2014-10-01 |  | 19.75 | A |  |  | -999 | -999 | -999 | -999 | -999 | -999 | -999 | -999 | -999 | -999
123300 | Participating Unit | No | No | WLDWD_1_SOLAR1 | Wildwood Solar I | 20 | PGAE | Wildwood Solar I, LLC | SUN | PHOTO VOLTAIC | SOLAR | NP15 | PGE3 | 2015-02-19 |  | 20 | A |  |  | -999 | -999 | -999 | -999 | -999 | -999 | -999 | -999 | -999 | -999
125400 | Participating Unit | No | No | S_RITA_6_SOLAR1 | Sun Harvest Solar | 1.5 | PGAE | Sun Harvest Solar | SUN | PHOTO VOLTAIC | SOLAR | NP15 | PGE3 | 2015-05-28 |  |  | A |  |  | -999 | -999 | -999 | -999 | -999 | -999 | -999 | -999 | -999 | -999
118900 | Participating Unit | No | No | REEDLY_6_SOLAR | Terzian | 1.23 | PGAE | Pristine Sun, LLC | SUN | PHOTO VOLTAIC | SOLAR | NP15 | PGE3 | 2014-06-17 |  | 1.25 | A |  |  | -999 | -999 | -999 | -999 | -999 | -999 | -999 | -999 | -999 | -999
7800 | Participating Unit | No | No | DIABLO_7_UNIT 1 | Diablo Canyon Unit 1 | 1150 | PGAE | PG&E | URANIUM | STEAM | NUCLEAR | ZP26 | PGE4 | 1985-01-01 |  | 1150 | A | 0.835 |  | -999 | -999 | -999 | -999 | -999 | -999 | -999 | -999 | -999 | -999
7900 | Participating Unit | No | No | DIABLO_7_UNIT 2 | Diablo Canyon Unit 2 | 1150 | PGAE | PG&E | URANIUM | STEAM | NUCLEAR | ZP26 | PGE4 | 1986-01-01 |  | 1150 | A | 0.835 |  | -999 | -999 | -999 | -999 | -999 | -999 | -999 | -999 | -999 | -999
58400 | Participating Unit | Yes | Yes | MOSSLD_1_QF | MOSS LANDING AREA (SANTA CRUZ) LUMPED QF UNITS | 1 | PGAE | VARIOUS | WASTE GAS |  | BIOMASS | NP15 | PGE3 | 1985-01-01 |  | 1 | A | 0.5062 |  | -999 | -999 | -999 | -999 | -999 | -999 | -999 | -999 | -999 | -999
36000 | Participating Unit | No | No | VOLTA_6_BAILCK | BAILEY CREEK RANCH | 0.63 | PGAE | Bailey Creek Hydroelectric, Inc. | WATER | HYDRO | HYDRO | NP15 | PGE3 | 1982-05-26 |  | 0.63 | A |  |  | -999 | -999 | -999 | -999 | -999 | -999 | -999 | -999 | -999 | -999
36100 | Participating Unit | Yes | No | BRDGVL_7_BAKER | Baker Station Hydro | 1.49 | PGAE | Baker Station Associates, LP | WATER | HYDRO | HYDRO | NP15 | PGE3 | 1987-12-10 |  | 1.5 | A |  |  | -999 | -999 | -999 | -999 | -999 | -999 | -999 | -999 | -999 | -999
3000 | Participating Unit | Yes | No | GRSCRK_6_BGCKWW | BIG CREEK WATER WORKS | 5 | PGAE | Big Creek Water Works, LTD. | WATER | HYDRO | HYDRO | NP15 | PGE3 | 1987-01-01 |  | 5 | A |  |  | -999 | -999 | -999 | -999 | -999 | -999 | -999 | -999 | -999 | -999
133400 | Participating Unit | No | No | BANGOR_6_HYDRO | Virginia Ranch Dam Powerplant | 1 | PGAE | Browns Valley Irrigation District (BVID) | WATER | HYDRO | HYDRO | NP15 | PGE2 | 2012-06-14 |  | 1.04 | A |  |  | -999 | -999 | -999 | -999 | -999 | -999 | -999 | -999 | -999 | -999
59600 | Participating Unit | Yes | Yes | NHOGAN_6_UNITS | HOGAN PH (AGGREGATE) | 4 | PGAE | Calaveras City Water District (16H008) | WATER | HYDRO | HYDRO | NP15 | MID1 | 1986-04-15 |  | 4 | A |  |  | -999 | -999 | -999 | -999 | -999 | -999 | -999 | -999 | -999 | -999
24900 | Participating Unit | No | Yes | PINFLT_7_UNITS | PINE FLAT PH (AGGREGATE) | 210 | PGAE | CDWR | WATER | HYDRO | HYDRO | NP15 | PGE3 | 1984-01-01 |  | 173.7 | A |  |  | -999 | -999 | -999 | -999 | -999 | -999 | -999 | -999 | -999 | -999
120100 | Participating Unit | No | Yes | INTKEP_2_UNITS | CCSF Hetch_Hetchy Hydro Aggregate | 405 | PGAE | City & County of San Francisco | WATER | HYDRO | HYDRO | NP15 | PGE3 | 2006-07-01 |  | 405 | A |  |  | -999 | -999 | -999 | -999 | -999 | -999 | -999 | -999 | -999 | -999
2300 | Participating Unit | No | No | BEARDS_7_UNIT 1 | Beardsley Hydro | 11.5 | PGAE | City of Santa Clara DBA Silicon Valley Power | WATER | HYDRO | HYDRO | NP15 | PGE3 | 1957-01-01 | Stanislaus River | 11.5 | A |  |  | -999 | -999 | -999 | -999 | -999 | -999 | -999 | -999 | -999 | -999
3300 | Participating Unit | No | No | BLCKBT_2_STONEY | Black Butte Hydro | 6.2 | PGAE | City of Santa Clara DBA Silicon Valley Power | WATER | HYDRO | HYDRO | NP15 | PGE3 | 1988-01-01 |  | 6.2 | A |  |  | -999 | -999 | -999 | -999 | -999 | -999 | -999 | -999 | -999 | -999
8300 | Participating Unit | No | No | DONNLS_7_UNIT | Donnells Hydro | 72 | PGAE | City of Santa Clara DBA Silicon Valley Power | WATER | HYDRO | HYDRO | NP15 | PGE3 | 1957-01-01 | Stanislaus River | 72 | A |  |  | -999 | -999 | -999 | -999 | -999 | -999 | -999 | -999 | -999 | -999
118700 | Participating Unit | Yes | No | ORLND_6_HIGHLI | High Line Canal Hydro | 0.5 | PGAE | City of Santa Clara DBA Silicon Valley Power | WATER | HYDRO | HYDRO | NP15 | PGE3 | 2014-06-11 |  | 0.53 | A |  |  | -999 | -999 | -999 | -999 | -999 | -999 | -999 | -999 | -999 | -999
31500 | Participating Unit | No | Yes | ELKCRK_6_STONYG | Stony Gorge Hydro | 4.9 | PGAE | City of Santa Clara DBA Silicon Valley Power | WATER | HYDRO | HYDRO | NP15 | PGE3 | 1986-01-01 |  | 4.9 | A |  |  | -999 | -999 | -999 | -999 | -999 | -999 | -999 | -999 | -999 | -999
32700 | Participating Unit | No | Yes | TULLCK_7_UNITS | Tulloch Hydro | 25.9 | PGAE | City of Santa Clara DBA Silicon Valley Power | WATER | HYDRO | HYDRO | NP15 | PGE3 | 1958-01-01 | Stanislaus River | 25.9 | A |  |  | -999 | -999 | -999 | -999 | -999 | -999 | -999 | -999 | -999 | -999
24700 | Participating Unit | No | Yes | PARDEB_6_UNITS | Pardee Power House | 30 | PGAE | East Bay Municipal Utility District | WATER | HYDRO | HYDRO | NP15 | PGE3 | 1930-01-01 | Mokelumne River | 27.8 | A |  |  | -999 | -999 | -999 | -999 | -999 | -999 | -999 | -999 | -999 | -999
4400 | Participating Unit | Yes | Yes | CAMCHE_1_PL1X3 | CAMANCHE PH (AGGREGATE) | 9.99 | PGAE | EBMUD | WATER | HYDRO | HYDRO | NP15 | PGE3 | 1983-01-01 | Mokelumne River | 9.99 | A |  |  | -999 | -999 | -999 | -999 | -999 | -999 | -999 | -999 | -999 | -999
91900 | Participating Unit | No | No | ELDORO_7_UNIT 1 | EL DORADO POWERHOUSE UNIT 1 | 11 | PGAE | El Dorado Irrigation District | WATER | HYDRO | HYDRO | NP15 | PGE3 | 2005-05-21 | AMERICAN RIVER-SOUTH FORK | 10.5 | A |  |  | -999 | -999 | -999 | -999 | -999 | -999 | -999 | -999 | -999 | -999
92000 | Participating Unit | No | No | ELDORO_7_UNIT 2 | EL DORADO POWERHOUSE UNIT 2 | 11 | PGAE | El Dorado Irrigation District | WATER | HYDRO | HYDRO | NP15 | PGE3 | 2005-05-21 | AMERICAN RIVER-SOUTH FORK | 10.5 | A |  |  | -999 | -999 | -999 | -999 | -999 | -999 | -999 | -999 | -999 | -999
71900 | Participating Unit | Yes | No | TKOPWR_6_HYDRO | Bear Creek Hydroelectric Project | 2.83 | PGAE | Enel Green Power North America, Inc. | WATER | HYDRO | HYDRO | NP15 | PGE3 | 1986-01-15 |  | 3.2 | A |  |  | -999 | -999 | -999 | -999 | -999 | -999 | -999 | -999 | -999 | -999
46500 | Participating Unit | Yes | Yes | FRIANT_6_UNITS | FRIANT DAM | 25 | PGAE | Friant Power Authority | WATER | HYDRO | HYDRO | NP15 | PGE3 | 1985-04-16 |  | 25 | A |  |  | -999 | -999 | -999 | -999 | -999 | -999 | -999 | -999 | -999 | -999
103400 | Participating Unit | No | No | FTSWRD_6_TRFORK | Three Forks Water Power Project | 1.63 | PGAE | Grizzly Mountain Ranch | WATER | HYDRO | HYDRO | NP15 | PGE3 | 2011-11-01 |  | 1.8 | A |  |  | -999 | -999 | -999 | -999 | -999 | -999 | -999 | -999 | -999 | -999
119300 | Participating Unit | No | No | VOLTA_6_DIGHYD | Digger Creek Ranch Hydro | 0.6 | PGAE | Kenneth E. Link | WATER | HYDRO | HYDRO | NP15 | PGE3 | 2014-07-02 |  | 0.6 | A |  |  | -999 | -999 | -999 | -999 | -999 | -999 | -999 | -999 | -999 | -999
70609 | Participating Unit | Yes | No | BUCKCK_2_HYDRO | LASSEN STATION HYDRO | 0.99 | PGAE | Lassen Station Hydroelectric, LP | WATER | HYDRO | HYDRO | NP15 | PGE3 | 1986-05-22 |  | 0.99 | A |  |  | -999 | -999 | -999 | -999 | -999 | -999 | -999 | -999 | -999 | -999
37201 | Participating Unit | Yes | No | STOREY_2_MDRCH2 | Madera Chowchilla 2 | 0.52 | PGAE | Madera Chowchilla Water and Power Authority | WATER | HYDRO | HYDRO | NP15 | PGE3 | 1986-04-11 |  | 0.56 | A |  |  | -999 | -999 | -999 | -999 | -999 | -999 | -999 | -999 | -999 | -999
37203 | Participating Unit | Yes | No | STOREY_2_MDRCH3 | Madera Chowchilla 3 | 0.42 | PGAE | Madera Chowchilla Water and Power Authority | WATER | HYDRO | HYDRO | NP15 | PGE3 | 1986-04-16 |  | 0.42 | A |  |  | -999 | -999 | -999 | -999 | -999 | -999 | -999 | -999 | -999 | -999
37202 | Participating Unit | Yes | No | STOREY_2_MDRCH4 | Madera Chowchilla 4 | 0.92 | PGAE | Madera Chowchilla Water and Power Authority | WATER | HYDRO | HYDRO | NP15 | PGE3 | 1986-04-01 |  | 0.92 | A |  |  | -999 | -999 | -999 | -999 | -999 | -999 | -999 | -999 | -999 | -999
37200 | Participating Unit | Yes | Yes | BORDEN_2_QF | BORDEN AREA LUMPED QF UNITS | 2 | PGAE | Madera ID | WATER | HYDRO | HYDRO | NP15 | PGE3 | 1985-01-01 |  | 2 | A |  |  | -999 | -999 | -999 | -999 | -999 | -999 | -999 | -999 | -999 | -999
54800 | Participating Unit | Yes | No | STOREY_7_MDRCHW | Madera Canal Site 980 | 1.84 | PGAE | MADERA-CHOWCHILLA WATER AND POWER AUTHORITY | WATER | HYDRO | HYDRO | NP15 | PGE3 | 1985-02-02 |  | 2.13 | A |  |  | -999 | -999 | -999 | -999 | -999 | -999 | -999 | -999 | -999 | -999
44001 | Participating Unit | Yes | No | CURTIS_1_CANLCK | CANAL CREEK POWER PLANT | 0.9 | PGAE | Merced Irrigation District | WATER | HYDRO | HYDRO | NP15 | PGE3 | 1983-01-01 |  | 0.9 | A |  |  | -999 | -999 | -999 | -999 | -999 | -999 | -999 | -999 | -999 | -999
11200 | Participating Unit | No | No | EXCHEC_7_UNIT 1 | Exchequer | 94.5 | PGAE | Merced Irrigation District | WATER | HYDRO | HYDRO | NP15 | PGE3 | 1967-01-01 | Merced River | 94.5 | A |  |  | -999 | -999 | -999 | -999 | -999 | -999 | -999 | -999 | -999 | -999
44002 | Participating Unit | Yes | No | CURTIS_1_FARFLD | FAIRFIELD POWER PLANT | 0.9 | PGAE | Merced Irrigation District | WATER | HYDRO | HYDRO | NP15 | PGE3 | 1983-08-02 |  | 0.9 | A |  |  | -999 | -999 | -999 | -999 | -999 | -999 | -999 | -999 | -999 | -999
21000 | Participating Unit | No | No | MCSWAN_6_UNITS | Mc SWAIN | 10 | PGAE | Merced Irrigation District | WATER | HYDRO | HYDRO | NP15 | PGE3 | 1967-01-01 | Merced River | 10 | A |  |  | -999 | -999 | -999 | -999 | -999 | -999 | -999 | -999 | -999 | -999
56200 | Participating Unit | Yes | No | CRESSY_1_PARKER | Parker Power House | 2.83 | PGAE | Merced Irrigation District | WATER | HYDRO | HYDRO | NP15 | PGE3 | 1981-09-23 |  | 2.83 | A |  |  | -999 | -999 | -999 | -999 | -999 | -999 | -999 | -999 | -999 | -999
51706 | Participating Unit | Yes | No | LOWGAP_1_SUPHR | MILL & SULPHUR CREEK (NORTH COAST) | 0.99 | PGAE | Mill & Sulphur Creek Power Plant, LP | WATER | HYDRO | HYDRO | NP15 | PGE3 | 1988-02-23 |  | 1 | A |  |  | -999 | -999 | -999 | -999 | -999 | -999 | -999 | -999 | -999 | -999
5800 | Participating Unit | No | Yes | COLVIL_7_PL1X2 | COLLIERVILLE HYDRO UNIT 1 & 2 AGGREGATE | 246.86 | PGAE | NCPA (MSS Agreement - S14) | WATER | HYDRO | HYDRO | NP15 | NCP1 |  |  | 252.5 | A |  |  | -999 | -999 | -999 | -999 | -999 | -999 | -999 | -999 | -999 | -999
94400 | Participating Unit | No | Yes | UKIAH_7_LAKEMN | Lake Mendocino Hydro | 3.5 | PGAE | NCPA (MSS Agreement - S14) | WATER | HYDRO | HYDRO | NP15 | NCP1 | 2007-07-02 | Russian River | 3.5 | A |  |  | -999 | -999 | -999 | -999 | -999 | -999 | -999 | -999 | -999 | -999
31200 | Participating Unit | No | Yes | SPICER_1_UNITS | Spicer Hydro Aggregate | 6 | PGAE | NCPA (MSS Agreement - S14) | WATER | HYDRO | HYDRO | NP15 | NCP1 | 1990-01-01 |  | 6 | A |  |  | -999 | -999 | -999 | -999 | -999 | -999 | -999 | -999 | -999 | -999
5000 | Participating Unit | No | No | CHICPK_7_UNIT 1 | Chicago Park PH | 42 | PGAE | Nevada Irrigation District | WATER | HYDRO | HYDRO | NP15 | PGE3 | 1965-01-01 | South Yuba | 39 | A |  |  | -999 | -999 | -999 | -999 | -999 | -999 | -999 | -999 | -999 | -999
94000 | Participating Unit | Yes | Yes | HIGGNS_1_COMBIE | Combie South Powerhouse | 1.5 | PGAE | Nevada Irrigation District | WATER | HYDRO | HYDRO | NP15 | PGE3 |  |  | 1.5 | A |  |  | -999 | -999 | -999 | -999 | -999 | -999 | -999 | -999 | -999 | -999
8900 | Participating Unit | No | No | DUTCH2_7_UNIT 1 | Dutch Flat PH 2 Unit 1 | 26 | PGAE | Nevada Irrigation District | WATER | HYDRO | HYDRO | NP15 | PGE3 | 1965-01-01 | South Yuba | 24.57 | A |  |  | -999 | -999 | -999 | -999 | -999 | -999 | -999 | -999 | -999 | -999
28200 | Participating Unit | No | No | ROLLIN_6_UNIT | Rollins PH | 13.5 | PGAE | Nevada Irrigation District | WATER | HYDRO | HYDRO | NP15 | PGE3 | 1980-01-01 |  | 12.15 | A |  |  | -999 | -999 | -999 | -999 | -999 | -999 | -999 | -999 | -999 | -999
11400 | Participating Unit | No | No | FORBST_7_UNIT 1 | Forbestown PH | 37.5 | PGAE | OWID | WATER | HYDRO | HYDRO | NP15 | PGE3 | 1963-01-01 | SF Feather River | 39 | A |  |  | -999 | -999 | -999 | -999 | -999 | -999 | -999 | -999 | -999 | -999
18200 | Participating Unit | No | No | KELYRG_6_UNIT | Kelly Ridge PH | 11 | PGAE | OWID | WATER | HYDRO | HYDRO | NP15 | PGE3 | 1963-01-01 | SF Feather River | 11 | A |  |  | -999 | -999 | -999 | -999 | -999 | -999 | -999 | -999 | -999 | -999
30000 | Participating Unit | No | No | SLYCRK_1_UNIT 1 | Sly Creek PH | 13 | PGAE | OWID | WATER | HYDRO | HYDRO | NP15 | PGE3 | 1983-01-01 | SF Feather River | 13 | A |  |  | -999 | -999 | -999 | -999 | -999 | -999 | -999 | -999 | -999 | -999
33900 | Participating Unit | No | No | WDLEAF_7_UNIT 1 | Woodleaf PH | 60 | PGAE | OWID | WATER | HYDRO | HYDRO | NP15 | PGE3 | 1963-01-01 | SF Feather River | 60 | A |  |  | -999 | -999 | -999 | -999 | -999 | -999 | -999 | -999 | -999 | -999
55500 | Participating Unit | Yes | No | CLOVER_2_UNIT | Clover Creek | 0.99 | PGAE | Pacific Gas & Electric Company | WATER | HYDRO | HYDRO | NP15 | PGE3 | 1986-02-21 |  | 0.99 | A |  |  | -999 | -999 | -999 | -999 | -999 | -999 | -999 | -999 | -999 | -999
65512 | Participating Unit | Yes | No | DEADCK_1_UNIT | DEADWOOD CREEK (HYDRO SIERRA ENERGY, LLC) | 2 | PGAE | Pacific Gas & Electric Company | WATER | HYDRO | HYDRO | NP15 | PGE3 | 1990-01-29 | Deadwood Creek | 2 | A |  |  | -999 | -999 | -999 | -999 | -999 | -999 | -999 | -999 | -999 | -999
47100 | Participating Unit | Yes | Yes | FULTON_1_QF | FULTON AREA LUMPED QF UNITS | 1 | PGAE | Pacific Gas & Electric Company | WATER | HYDRO | HYDRO | NP15 | PGE3 | 1983-01-01 |  | 1 | A |  |  | -999 | -999 | -999 | -999 | -999 | -999 | -999 | -999 | -999 | -999
122800 | Participating Unit | Yes | No | HIGGNS_7_QFUNTS | HIGGINS QF Aggregate | 2 | PGAE | Pacific Gas & Electric Company | WATER | HYDRO | HYDRO | NP15 | PGE3 |  |  | 0.5 | A |  |  | -999 | -999 | -999 | -999 | -999 | -999 | -999 | -999 | -999 | -999
51500 | Participating Unit | Yes | No | FORKBU_6_UNIT | HYPOWER, INC. (a/k/a Forks of Butte) | 14.3 | PGAE | Pacific Gas & Electric Company | WATER | HYDRO | HYDRO | NP15 | PGE3 | 1992-03-16 |  | 14.3 | A |  |  | -999 | -999 | -999 | -999 | -999 | -999 | -999 | -999 | -999 | -999
52800 | Participating Unit | Yes | No | RIOBRV_6_UNIT 1 | KERN HYDRO (OLCESE) (aka RIO BRAVO HYDRO) | 18.4 | PGAE | Pacific Gas & Electric Company | WATER | HYDRO | HYDRO | ZP26 | PGE4 | 1989-05-18 |  | 18.4 | A |  |  | -999 | -999 | -999 | -999 | -999 | -999 | -999 | -999 | -999 | -999
93700 | Participating Unit | Yes | Yes | LOWGAP_7_QFUNTS | LOW GAP QF AGGREGATION | 2 | PGAE | Pacific Gas & Electric Company | WATER | HYDRO | HYDRO | NP15 | PGE3 | 2007-03-01 |  | 2 | A |  |  | -999 | -999 | -999 | -999 | -999 | -999 | -999 | -999 | -999 | -999
54900 | Participating Unit | Yes | No | MALCHQ_7_UNIT 1 | MALACHA HYDRO L.P. | 32.5 | PGAE | Pacific Gas & Electric Company | WATER | HYDRO | HYDRO | NP15 | PGE3 | 1988-12-07 |  | 32.5 | A |  |  | -999 | -999 | -999 | -999 | -999 | -999 | -999 | -999 | -999 | -999
59500 | Participating Unit | Yes | No | BOWMN_6_UNIT | NEVADA POWER AUTHORITY (BOWMAN) | 6.25 | PGAE | Pacific Gas & Electric Company | WATER | HYDRO | HYDRO | NP15 | PGE3 | 1986-08-18 |  | 6.25 | A |  |  | -999 | -999 | -999 | -999 | -999 | -999 | -999 | -999 | -999 | -999
61700 | Participating Unit | Yes | No | OLSEN_2_UNIT | OLSEN POWER PARTNERS | 5.8 | PGAE | Pacific Gas & Electric Company | WATER | HYDRO | HYDRO | NP15 | PGE3 | 1990-01-03 |  | 5.8 | A |  |  | -999 | -999 | -999 | -999 | -999 | -999 | -999 | -999 | -999 | -999
90200 | Participating Unit | Yes | Yes | PIT5_7_QFUNTS | PIT5 AREA LUMPED UNITS | 3.75 | PGAE | Pacific Gas & Electric Company | WATER | HYDRO | HYDRO | NP15 | PGE3 | 1987-08-15 |  | 3.75 | A |  |  | -999 | -999 | -999 | -999 | -999 | -999 | -999 | -999 | -999 | -999
27400 | Participating Unit | No | Yes | POTTER_6_UNITS | POTTER VALLEY PH (AGGREGATE) | 10.1 | PGAE | Pacific Gas & Electric Company | WATER | HYDRO | HYDRO | NP15 | PGE3 | 1910-01-01 | Eel | 9.8 | A |  |  | -999 | -999 | -999 | -999 | -999 | -999 | -999 | -999 | -999 | -999
66000 | Participating Unit | Yes | No | PLACVL_1_RCKCRE | ROCK CREEK L.P. | 5 | PGAE | Pacific Gas & Electric Company | WATER | HYDRO | HYDRO | NP15 | PGE3 | 1986-04-24 |  | 5 | A |  |  | -999 | -999 | -999 | -999 | -999 | -999 | -999 | -999 | -999 | -999
67300 | Participating Unit | Yes | No | SNDBAR_7_UNIT 1 | Sand Bar Hydro | 18.6 | PGAE | Pacific Gas & Electric Company | WATER | HYDRO | HYDRO | NP15 | PGE3 | 1986-05-19 | Stanislaus River | 18.6 | A |  |  | -999 | -999 | -999 | -999 | -999 | -999 | -999 | -999 | -999 | -999
35000 | Participating Unit | Yes | Yes | WRGHTP_7_AMENGY | SMALL QF AGGREGATION - LOS BANOS | 2.5 | PGAE | Pacific Gas & Electric Company | WATER | HYDRO | HYDRO | NP15 | PGE3 | 1986-02-01 |  | 2.5 | A |  |  | -999 | -999 | -999 | -999 | -999 | -999 | -999 | -999 | -999 | -999
50800 | Participating Unit | Yes | Yes | HUMBSB_1_QF | Small QF aggregation - Trinity | 1.25 | PGAE | Pacific Gas & Electric Company | WATER | HYDRO | HYDRO | NP15 | PGE1 |  |  | 1.25 | A |  |  | -999 | -999 | -999 | -999 | -999 | -999 | -999 | -999 | -999 | -999
43407 | Participating Unit | Yes | No | SPBURN_7_SNOWMT | SNOW MOUNTAIN HYDRO LLC (BURNEY CREEK) | 3 | PGAE | Pacific Gas & Electric Company | WATER | HYDRO | HYDRO | NP15 | PGE3 | 1990-03-28 |  | 3 | A |  |  | -999 | -999 | -999 | -999 | -999 | -999 | -999 | -999 | -999 | -999
70100 | Participating Unit | Yes | No | KANAKA_1_UNIT | STS HYDROPOWER LTD. (KANAKA) | 2.5 | PGAE | Pacific Gas & Electric Company | WATER | HYDRO | HYDRO | NP15 | PGE3 | 1989-02-13 |  | 2.5 | A |  |  | -999 | -999 | -999 | -999 | -999 | -999 | -999 | -999 | -999 | -999
49900 | Participating Unit | Yes | No | POTTER_7_VECINO | VECINO VINEYARDS LLC | 1.25 | PGAE | Pacific Gas & Electric Company | WATER | HYDRO | HYDRO | NP15 | PGE3 | 1990-03-27 |  | 1.25 | A |  |  | -999 | -999 | -999 | -999 | -999 | -999 | -999 | -999 | -999 | -999
75500 | Participating Unit | Yes | No | HILAND_7_YOLOWD | YOLO COUNTY FLOOD & WCD | 3.75 | PGAE | Pacific Gas & Electric Company | WATER | HYDRO | HYDRO | NP15 | PGE3 | 1985-09-07 |  | 3.75 | A |  |  | -999 | -999 | -999 | -999 | -999 | -999 | -999 | -999 | -999 | -999
11500 | Participating Unit | No | No | FMEADO_7_UNIT | French Meadows PH | 18 | PGAE | PCWA | WATER | HYDRO | HYDRO | NP15 | PGE3 | 1966-01-01 | American River | 18 | A |  |  | -999 | -999 | -999 | -999 | -999 | -999 | -999 | -999 | -999 | -999
21200 | Participating Unit | No | Yes | MDFKRL_2_PROJCT | MIDDLE FORK-RALSTON PROJECT (AGGREGATE) | 218.39 | PGAE | PCWA | WATER | HYDRO | HYDRO | NP15 | PGE3 | 1966-01-01 | American River | 220.7 | A |  |  | -999 | -999 | -999 | -999 | -999 | -999 | -999 | -999 | -999 | -999
24300 | Participating Unit | No | No | OXBOW_6_DRUM | Oxbow PH | 6 | PGAE | PCWA | WATER | HYDRO | HYDRO | NP15 | PGE3 | 1966-01-01 | American River | 6 | A |  |  | -999 | -999 | -999 | -999 | -999 | -999 | -999 | -999 | -999 | -999
1400 | Participating Unit | No | Yes | BNNIEN_7_ALTAPH | ALTA POWER HOUSE | 1 | PGAE | PG&E | WATER | HYDRO | HYDRO | NP15 | PGE3 | 1902-01-01 | Bear River | 1 | A |  |  | -999 | -999 | -999 | -999 | -999 | -999 | -999 | -999 | -999 | -999
1900 | Participating Unit | No | No | BALCHS_7_UNIT 1 | Balch 1 | 33 | PGAE | PG&E | WATER | HYDRO | HYDRO | NP15 | PGE3 | 1927-01-01 | Kings River | 34 | A |  |  | -999 | -999 | -999 | -999 | -999 | -999 | -999 | -999 | -999 | -999
2000 | Participating Unit | No | No | BALCHS_7_UNIT 2 | Balch 2 | 52.5 | PGAE | PG&E | WATER | HYDRO | HYDRO | NP15 | PGE3 | 1958-01-01 | Kings River | 52.5 | A |  |  | -999 | -999 | -999 | -999 | -999 | -999 | -999 | -999 | -999 | -999
2100 | Participating Unit | No | No | BALCHS_7_UNIT 3 | Balch 3 | 54.6 | PGAE | PG&E | WATER | HYDRO | HYDRO | NP15 | PGE3 | 1958-01-01 | Kings River | 54.6 | A |  |  | -999 | -999 | -999 | -999 | -999 | -999 | -999 | -999 | -999 | -999
2400 | Participating Unit | No | No | BELDEN_7_UNIT 1 | Belden PH | 119 | PGAE | PG&E | WATER | HYDRO | HYDRO | NP15 | PGE3 | 1969-01-01 | NF Feather River | 119 | A |  |  | -999 | -999 | -999 | -999 | -999 | -999 | -999 | -999 | -999 | -999
3900 | Participating Unit | No | Yes | BUCKCK_7_PL1X2 | BUCKS CREEK PH (AGGREGATE) | 59 | PGAE | PG&E | WATER | HYDRO | HYDRO | NP15 | PGE3 | 1928-01-01 | NF Feather River | 59 | A |  |  | -999 | -999 | -999 | -999 | -999 | -999 | -999 | -999 | -999 | -999
4000 | Participating Unit | No | No | BUTTVL_7_UNIT 1 | Butt Valley PH | 40 | PGAE | PG&E | WATER | HYDRO | HYDRO | NP15 | PGE3 | 1958-01-01 | NF Feather River | 41 | A |  |  | -999 | -999 | -999 | -999 | -999 | -999 | -999 | -999 | -999 | -999
4500 | Participating Unit | No | No | CARBOU_7_UNIT 1 | Caribou PH 1 Unit 1 | 24 | PGAE | PG&E | WATER | HYDRO | HYDRO | NP15 | PGE3 | 1921-01-01 | NF Feather River | 24 | A |  |  | -999 | -999 | -999 | -999 | -999 | -999 | -999 | -999 | -999 | -999
4600 | Participating Unit | No | Yes | CARBOU_7_PL2X3 | CARIBOU UNITS 2 & 3 (AGGREGATE) | 49 | PGAE | PG&E | WATER | HYDRO | HYDRO | NP15 | PGE3 | 1921-01-01 | NF Feather River | 48 | A |  |  | -999 | -999 | -999 | -999 | -999 | -999 | -999 | -999 | -999 | -999
4700 | Participating Unit | No | Yes | CARBOU_7_PL4X5 | CARIBOU UNITS 4 & 5 (AGGREGATE) | 122 | PGAE | PG&E | WATER | HYDRO | HYDRO | NP15 | PGE3 | 1958-01-01 | NF Feather River | 122 | A |  |  | -999 | -999 | -999 | -999 | -999 | -999 | -999 | -999 | -999 | -999
4800 | Participating Unit | No | Yes | CNTRVL_6_UNIT | CENTERVILLE | 6.4 | PGAE | PG&E | WATER | HYDRO | HYDRO | NP15 | PGE3 | 1899-12-31 |  | 5.9 | A |  |  | -999 | -999 | -999 | -999 | -999 | -999 | -999 | -999 | -999 | -999
5100 | Participating Unit | No | No | PLACVL_1_CHILIB | CHILI BAR | 8.4 | PGAE | PG&E | WATER | HYDRO | HYDRO | NP15 | PGE3 | 1965-01-01 |  | 7 | A |  |  | -999 | -999 | -999 | -999 | -999 | -999 | -999 | -999 | -999 | -999
5500 | Participating Unit | No | No | COLEMN_2_UNIT | COLEMAN | 13 | PGAE | PG&E | WATER | HYDRO | HYDRO | NP15 | PGE3 | 1979-01-01 | Battle Creek | 13 | A |  |  | -999 | -999 | -999 | -999 | -999 | -999 | -999 | -999 | -999 | -999
6800 | Participating Unit | No | Yes | COWCRK_2_UNIT | COW CREEK | 2 | PGAE | PG&E | WATER | HYDRO | HYDRO | NP15 | PGE3 | 1907-01-01 |  | 2 | A |  |  | -999 | -999 | -999 | -999 | -999 | -999 | -999 | -999 | -999 | -999
7000 | Participating Unit | No | No | CRNEVL_6_CRNVA | CRANE VALLEY | 0.9 | PGAE | PG&E | WATER | HYDRO | HYDRO | NP15 | PGE3 | 1919-01-01 |  | 0.9 | A |  |  | -999 | -999 | -999 | -999 | -999 | -999 | -999 | -999 | -999 | -999
7100 | Participating Unit | No | Yes | CRESTA_7_PL1X2 | CRESTA PH (AGGREGATE) | 70.4 | PGAE | PG&E | WATER | HYDRO | HYDRO | NP15 | PGE3 | 1949-01-01 | NF Feather River | 70.4 | A |  |  | -999 | -999 | -999 | -999 | -999 | -999 | -999 | -999 | -999 | -999
7300 | Participating Unit | No | No | DSABLA_7_UNIT | DE SABLA | 18.5 | PGAE | PG&E | WATER | HYDRO | HYDRO | NP15 | PGE3 | 1963-01-01 | Butte Creek | 18.5 | A |  |  | -999 | -999 | -999 | -999 | -999 | -999 | -999 | -999 | -999 | -999
7400 | Participating Unit | No | No | DEERCR_6_UNIT 1 | DEER CREEK | 7 | PGAE | PG&E | WATER | HYDRO | HYDRO | NP15 | PGE3 | 1908-01-01 |  | 7 | A |  |  | -999 | -999 | -999 | -999 | -999 | -999 | -999 | -999 | -999 | -999
8500 | Participating Unit | No | Yes | DRUM_7_PL1X2 | DRUM PH 1 UNIT 1 & 2 (AGGREGATE) | 26 | PGAE | PG&E | WATER | HYDRO | HYDRO | NP15 | PGE3 | 1913-01-01 | South Yuba | 26 | A |  |  | -999 | -999 | -999 | -999 | -999 | -999 | -999 | -999 | -999 | -999
8600 | Participating Unit | No | Yes | DRUM_7_PL3X4 | DRUM PH 1 UNIT 3 & 4 (AGGREGATE) | 28.9 | PGAE | PG&E | WATER | HYDRO | HYDRO | NP15 | PGE3 | 1922-01-01 | South Yuba | 28.9 | A |  |  | -999 | -999 | -999 | -999 | -999 | -999 | -999 | -999 | -999 | -999
8700 | Participating Unit | No | No | DRUM_7_UNIT 5 | Drum PH 2 Unit 5 | 50 | PGAE | PG&E | WATER | HYDRO | HYDRO | NP15 | PGE3 | 1965-01-01 | South Yuba | 50 | A |  |  | -999 | -999 | -999 | -999 | -999 | -999 | -999 | -999 | -999 | -999
8800 | Participating Unit | No | No | DUTCH1_7_UNIT 1 | Dutch Flat PH 1 Unit 1 | 22 | PGAE | PG&E | WATER | HYDRO | HYDRO | NP15 | PGE3 | 1943-01-01 | South Yuba | 22 | A |  |  | -999 | -999 | -999 | -999 | -999 | -999 | -999 | -999 | -999 | -999
9600 | Participating Unit | No | Yes | ELECTR_7_PL1X3 | ELECTRA PH (AGGREGATE) | 101.5 | PGAE | PG&E | WATER | HYDRO | HYDRO | NP15 | PGE3 | 1948-01-01 | Mokelumne River | 101.5 | A |  |  | -999 | -999 | -999 | -999 | -999 | -999 | -999 | -999 | -999 | -999
14300 | Participating Unit | No | No | GRIZLY_1_UNIT 1 | Grizzly PH | 20 | PGAE | PG&E | WATER | HYDRO | HYDRO | NP15 | PGE3 | 1993-01-01 | NF Feather River | 20 | A |  |  | -999 | -999 | -999 | -999 | -999 | -999 | -999 | -999 | -999 | -999
14500 | Participating Unit | No | Yes | HAASPH_7_PL1X2 | HAAS PH (AGGREGATE) | 144 | PGAE | PG&E | WATER | HYDRO | HYDRO | NP15 | PGE3 | 1958-01-01 | Kings River | 144 | A |  |  | -999 | -999 | -999 | -999 | -999 | -999 | -999 | -999 | -999 | -999
14600 | Participating Unit | No | No | HALSEY_6_UNIT | Halsey PH | 13.5 | PGAE | PG&E | WATER | HYDRO | HYDRO | NP15 | PGE3 | 1916-01-01 | South Yuba | 13.5 | A |  |  | -999 | -999 | -999 | -999 | -999 | -999 | -999 | -999 | -999 | -999
14700 | Participating Unit | No | Yes | HMLTBR_6_UNITS | HAMILTON BRANCH PH (Aggregate) | 4.9 | PGAE | PG&E | WATER | HYDRO | HYDRO | NP15 | PGE3 | 1921-01-01 | NF Feather River | 4.8 | A |  |  | -999 | -999 | -999 | -999 | -999 | -999 | -999 | -999 | -999 | -999
15000 | Participating Unit | No | No | HATCR1_7_UNIT | HAT CREEK 1 | 8.5 | PGAE | PG&E | WATER | HYDRO | HYDRO | NP15 | PGE3 | 1921-01-01 | Pit River | 8.5 | A |  |  | -999 | -999 | -999 | -999 | -999 | -999 | -999 | -999 | -999 | -999
15100 | Participating Unit | No | No | HATCR2_7_UNIT | HAT CREEK 2 | 8.5 | PGAE | PG&E | WATER | HYDRO | HYDRO | NP15 | PGE3 | 1921-01-01 | Pit River | 8.5 | A |  |  | -999 | -999 | -999 | -999 | -999 | -999 | -999 | -999 | -999 | -999
17300 | Participating Unit | No | No | INSKIP_2_UNIT | INSKIP | 8 | PGAE | PG&E | WATER | HYDRO | HYDRO | NP15 | PGE3 | 1979-01-01 | Battle Creek | 8 | A |  |  | -999 | -999 | -999 | -999 | -999 | -999 | -999 | -999 | -999 | -999
17400 | Participating Unit | No | No | BLACK_7_UNIT 1 | James B. Black 1 | 85 | PGAE | PG&E | WATER | HYDRO | HYDRO | NP15 | PGE3 | 1966-01-01 | Pit River | 85 | A |  |  | -999 | -999 | -999 | -999 | -999 | -999 | -999 | -999 | -999 | -999
17500 | Participating Unit | No | No | BLACK_7_UNIT 2 | James B. Black 2 | 84.1 | PGAE | PG&E | WATER | HYDRO | HYDRO | NP15 | PGE3 | 1965-01-01 | Pit River | 84.1 | A |  |  | -999 | -999 | -999 | -999 | -999 | -999 | -999 | -999 | -999 | -999
18300 | Participating Unit | No | No | KERKH1_7_UNIT 1 | Kerckhoff PH 1 Unit #1 | 13 | PGAE | PG&E | WATER | HYDRO | HYDRO | NP15 | PGE3 | 1920-01-01 | San Joaquin River | 13 | A |  |  | -999 | -999 | -999 | -999 | -999 | -999 | -999 | -999 | -999 | -999
18500 | Participating Unit | No | No | KERKH1_7_UNIT 3 | Kerckhoff PH 1 Unit #3 | 12.8 | PGAE | PG&E | WATER | HYDRO | HYDRO | NP15 | PGE3 | 1920-01-01 | San Joaquin River | 12.8 | A |  |  | -999 | -999 | -999 | -999 | -999 | -999 | -999 | -999 | -999 | -999
18600 | Participating Unit | No | No | KERKH2_7_UNIT 1 | Kerckhoff PH 2 Unit #1 | 153.9 | PGAE | PG&E | WATER | HYDRO | HYDRO | NP15 | PGE3 | 1983-01-01 | San Joaquin River | 153.9 | A |  |  | -999 | -999 | -999 | -999 | -999 | -999 | -999 | -999 | -999 | -999
18700 | Participating Unit | No | No | KRNCNY_6_UNIT | KERN CANYON | 11.5 | PGAE | PG&E | WATER | HYDRO | HYDRO | ZP26 | PGE4 | 1921-01-01 |  | 11.5 | A |  |  | -999 | -999 | -999 | -999 | -999 | -999 | -999 | -999 | -999 | -999
19000 | Participating Unit | No | Yes | KILARC_2_UNIT 1 | KILARC | 3.2 | PGAE | PG&E | WATER | HYDRO | HYDRO | NP15 | PGE3 | 1904-01-01 |  | 3.2 | A |  |  | -999 | -999 | -999 | -999 | -999 | -999 | -999 | -999 | -999 | -999
19200 | Participating Unit | No | No | KINGRV_7_UNIT 1 | Kings River Unit 1 | 51.2 | PGAE | PG&E | WATER | HYDRO | HYDRO | NP15 | PGE3 | 1962-01-01 | Kings River | 51.2 | A |  |  | -999 | -999 | -999 | -999 | -999 | -999 | -999 | -999 | -999 | -999
19500 | Participating Unit | No | Yes | CLRKRD_6_LIMESD | LIME SADDLE | 2 | PGAE | PG&E | WATER | HYDRO | HYDRO | NP15 | PGE3 | 1906-01-01 | West Branch Feather River | 2 | A |  |  | -999 | -999 | -999 | -999 | -999 | -999 | -999 | -999 | -999 | -999
21100 | Participating Unit | No | No | MERCFL_6_UNIT | Merced Falls | 3.5 | PGAE | PG&E | WATER | HYDRO | HYDRO | NP15 | PGE3 | 1930-01-01 |  | 3.5 | A |  |  | -999 | -999 | -999 | -999 | -999 | -999 | -999 | -999 | -999 | -999
23300 | Participating Unit | No | No | NAROW1_2_UNIT | Narrows PH 1 Unit | 12 | PGAE | PG&E | WATER | HYDRO | HYDRO | NP15 | PGE3 | 1942-01-01 | South Yuba | 12 | A |  |  | -999 | -999 | -999 | -999 | -999 | -999 | -999 | -999 | -999 | -999
23400 | Participating Unit | No | No | NWCSTL_7_UNIT 1 | Newcastle PH | 12 | PGAE | PG&E | WATER | HYDRO | HYDRO | NP15 | PGE3 | 1986-01-01 | South Yuba | 12 | A |  |  | -999 | -999 | -999 | -999 | -999 | -999 | -999 | -999 | -999 | -999
23500 | Participating Unit | No | No | BUCKCK_7_OAKFLT | OAK FLAT PH | 1.3 | PGAE | PG&E | WATER | HYDRO | HYDRO | NP15 | PGE3 | 1985-01-01 | North Fork Feather River | 1.3 | A |  |  | -999 | -999 | -999 | -999 | -999 | -999 | -999 | -999 | -999 | -999
24800 | Participating Unit | No | No | PHOENX_1_UNIT | PHOENIX PH | 2 | PGAE | PG&E | WATER | HYDRO | HYDRO | NP15 | PGE3 | 1940-01-01 | Tuolemne River | 2 | A |  |  | -999 | -999 | -999 | -999 | -999 | -999 | -999 | -999 | -999 | -999
25000 | Participating Unit | No | No | PIT1_7_UNIT 1 | Pit PH 1 Unit 1 | 32 | PGAE | PG&E | WATER | HYDRO | HYDRO | NP15 | PGE3 | 1922-01-01 | Pit River | 32 | A |  |  | -999 | -999 | -999 | -999 | -999 | -999 | -999 | -999 | -999 | -999
25100 | Participating Unit | No | No | PIT1_7_UNIT 2 | Pit PH 1 Unit 2 | 32 | PGAE | PG&E | WATER | HYDRO | HYDRO | NP15 | PGE3 | 1922-01-01 | Pit River | 32 | A |  |  | -999 | -999 | -999 | -999 | -999 | -999 | -999 | -999 | -999 | -999
25200 | Participating Unit | No | Yes | PIT3_7_PL1X3 | PIT PH 3 (AGGREGATE) | 70.6 | PGAE | PG&E | WATER | HYDRO | HYDRO | NP15 | PGE3 | 1925-01-01 | Pit River | 70.6 | A |  |  | -999 | -999 | -999 | -999 | -999 | -999 | -999 | -999 | -999 | -999
25300 | Participating Unit | No | Yes | PIT4_7_PL1X2 | PIT PH 4 (AGGREGATE) | 95 | PGAE | PG&E | WATER | HYDRO | HYDRO | NP15 | PGE3 | 1955-01-01 | Pit River | 95 | A |  |  | -999 | -999 | -999 | -999 | -999 | -999 | -999 | -999 | -999 | -999
25400 | Participating Unit | No | Yes | PIT5_7_PL1X2 | PIT PH 5 UNITS 1 & 2 (AGGREGATE) | 82 | PGAE | PG&E | WATER | HYDRO | HYDRO | NP15 | PGE3 | 1944-01-01 | Pit River | 82 | A |  |  | -999 | -999 | -999 | -999 | -999 | -999 | -999 | -999 | -999 | -999
25500 | Participating Unit | No | Yes | PIT5_7_PL3X4 | PIT PH 5 UNITS 3 & 4 (AGGREGATE) | 82 | PGAE | PG&E | WATER | HYDRO | HYDRO | NP15 | PGE3 | 1944-01-01 | Pit River | 82 | A |  |  | -999 | -999 | -999 | -999 | -999 | -999 | -999 | -999 | -999 | -999
25600 | Participating Unit | No | No | PIT6_7_UNIT 1 | Pit PH 6 Unit 1 | 39 | PGAE | PG&E | WATER | HYDRO | HYDRO | NP15 | PGE3 | 1965-01-01 | Pit River | 39 | A |  |  | -999 | -999 | -999 | -999 | -999 | -999 | -999 | -999 | -999 | -999
25700 | Participating Unit | No | No | PIT6_7_UNIT 2 | Pit PH 6 Unit 2 | 40 | PGAE | PG&E | WATER | HYDRO | HYDRO | NP15 | PGE3 | 1965-01-01 | Pit River | 40 | A |  |  | -999 | -999 | -999 | -999 | -999 | -999 | -999 | -999 | -999 | -999
25800 | Participating Unit | No | No | PIT7_7_UNIT 1 | Pit PH 7 Unit 1 | 55.7 | PGAE | PG&E | WATER | HYDRO | HYDRO | NP15 | PGE3 | 1965-01-01 | Pit River | 55.7 | A |  |  | -999 | -999 | -999 | -999 | -999 | -999 | -999 | -999 | -999 | -999
25900 | Participating Unit | No | No | PIT7_7_UNIT 2 | Pit PH 7 Unit 2 | 54.6 | PGAE | PG&E | WATER | HYDRO | HYDRO | NP15 | PGE3 | 1965-01-01 | Pit River | 54.6 | A |  |  | -999 | -999 | -999 | -999 | -999 | -999 | -999 | -999 | -999 | -999
26700 | Participating Unit | No | No | POEPH_7_UNIT 1 | Poe PH Unit 1 | 69 | PGAE | PG&E | WATER | HYDRO | HYDRO | NP15 | PGE3 | 1958-01-01 | NF Feather River | 68 | A |  |  | -999 | -999 | -999 | -999 | -999 | -999 | -999 | -999 | -999 | -999
26800 | Participating Unit | No | No | POEPH_7_UNIT 2 | Poe PH Unit 2 | 68.5 | PGAE | PG&E | WATER | HYDRO | HYDRO | NP15 | PGE3 | 1958-01-01 | NF Feather River | 68.5 | A |  |  | -999 | -999 | -999 | -999 | -999 | -999 | -999 | -999 | -999 | -999
28000 | Participating Unit | No | No | RCKCRK_7_UNIT 1 | Rock Creek Unit 1 | 57 | PGAE | PG&E | WATER | HYDRO | HYDRO | NP15 | PGE3 | 1950-01-01 | NF Feather River | 57 | A |  |  | -999 | -999 | -999 | -999 | -999 | -999 | -999 | -999 | -999 | -999
28100 | Participating Unit | No | No | RCKCRK_7_UNIT 2 | Rock Creek Unit 2 | 56.9 | PGAE | PG&E | WATER | HYDRO | HYDRO | NP15 | PGE3 | 1950-01-01 | NF Feather River | 56.9 | A |  |  | -999 | -999 | -999 | -999 | -999 | -999 | -999 | -999 | -999 | -999
28600 | Participating Unit | No | Yes | SALTSP_7_UNITS | SALT SPRINGS PH (AGGREGATE) | 46 | PGAE | PG&E | WATER | HYDRO | HYDRO | NP15 | PGE3 | 1931-01-01 | Mokelumne River | 46 | A |  |  | -999 | -999 | -999 | -999 | -999 | -999 | -999 | -999 | -999 | -999
30400 | Participating Unit | No | No | SOUTH_2_UNIT | SOUTH PH | 7.1 | PGAE | PG&E | WATER | HYDRO | HYDRO | NP15 | PGE3 | 1979-01-01 |  | 7.1 | A |  |  | -999 | -999 | -999 | -999 | -999 | -999 | -999 | -999 | -999 | -999
31000 | Participating Unit | No | No | SPAULD_6_UNIT 3 | Spaulding Unit 3 | 6.5 | PGAE | PG&E | WATER | HYDRO | HYDRO | NP15 | PGE3 | 1928-01-01 | South Yuba | 6.5 | A |  |  | -999 | -999 | -999 | -999 | -999 | -999 | -999 | -999 | -999 | -999
31100 | Participating Unit | No | Yes | SPAULD_6_UNIT12 | SPAULDING UNITS 1 & 2 (AGGREGATE) | 11.4 | PGAE | PG&E | WATER | HYDRO | HYDRO | NP15 | PGE3 | 1929-01-01 | South Yuba | 11.4 | A |  |  | -999 | -999 | -999 | -999 | -999 | -999 | -999 | -999 | -999 | -999
31300 | Participating Unit | No | No | SPRGAP_1_UNIT 1 | Spring Gap Unit 1 | 7 | PGAE | PG&E | WATER | HYDRO | HYDRO | NP15 | PGE3 | 1921-01-01 |  | 7 | A |  |  | -999 | -999 | -999 | -999 | -999 | -999 | -999 | -999 | -999 | -999
31400 | Participating Unit | No | No | STANIS_7_UNIT 1 | Stanislaus Unit 1 | 91 | PGAE | PG&E | WATER | HYDRO | HYDRO | NP15 | PGE3 | 1963-01-01 | Stanislaus River | 91 | A |  |  | -999 | -999 | -999 | -999 | -999 | -999 | -999 | -999 | -999 | -999
32200 | Participating Unit | No | Yes | TIGRCK_7_UNITS | TIGER CREEK PH (AGGREGATE) | 62 | PGAE | PG&E | WATER | HYDRO | HYDRO | NP15 | PGE3 | 1931-01-01 | Mokelumne River | 62 | A |  |  | -999 | -999 | -999 | -999 | -999 | -999 | -999 | -999 | -999 | -999
32300 | Participating Unit | No | No | TOADTW_6_UNIT | TOADTOWN PH | 1.5 | PGAE | PG&E | WATER | HYDRO | HYDRO | NP15 | PGE3 | 1986-01-01 |  | 1.5 | A |  |  | -999 | -999 | -999 | -999 | -999 | -999 | -999 | -999 | -999 | -999
93800 | Participating Unit | Yes | Yes | VOLTA_7_QFUNTS | VOLTA QF AGGREGATION | 1.5 | PGAE | PG&E | WATER | HYDRO | HYDRO | NP15 | PGE3 | 2007-03-01 |  | 1.5 | A |  |  | -999 | -999 | -999 | -999 | -999 | -999 | -999 | -999 | -999 | -999
32900 | Participating Unit | No | No | VOLTA_2_UNIT 1 | VOLTA UNIT 1 | 9.1 | PGAE | PG&E | WATER | HYDRO | HYDRO | NP15 | PGE3 | 1980-01-01 |  | 9.1 | A |  |  | -999 | -999 | -999 | -999 | -999 | -999 | -999 | -999 | -999 | -999
33000 | Participating Unit | No | No | VOLTA_2_UNIT 2 | VOLTA UNIT 2 | 1 | PGAE | PG&E | WATER | HYDRO | HYDRO | NP15 | PGE3 | 1981-01-01 |  | 1 | A |  |  | -999 | -999 | -999 | -999 | -999 | -999 | -999 | -999 | -999 | -999
33200 | Participating Unit | No | No | WESTPT_2_UNIT | West Point PH | 14 | PGAE | PG&E | WATER | HYDRO | HYDRO | NP15 | PGE3 | 1948-01-01 | Mokelumne River | 14 | A |  |  | -999 | -999 | -999 | -999 | -999 | -999 | -999 | -999 | -999 | -999
33600 | Participating Unit | No | No | WISE_1_UNIT 1 | Wise Unit 1 | 14.5 | PGAE | PG&E | WATER | HYDRO | HYDRO | NP15 | PGE1 | 1917-01-01 | South Yuba | 14.5 | A |  |  | -999 | -999 | -999 | -999 | -999 | -999 | -999 | -999 | -999 | -999
33700 | Participating Unit | No | No | WISE_1_UNIT 2 | Wise Unit 2 | 3.2 | PGAE | PG&E | WATER | HYDRO | HYDRO | NP15 | PGE1 | 1986-01-01 | South Yuba | 3.2 | A |  |  | -999 | -999 | -999 | -999 | -999 | -999 | -999 | -999 | -999 | -999
33800 | Participating Unit | No | Yes | WISHON_6_UNITS | WISHON/SAN JOAQUIN 1-A (AGGREGATE) | 18.4 | PGAE | PG&E | WATER | HYDRO | HYDRO | NP15 | PGE3 | 1910-01-01 | San Joaquin River | 18.4 | A |  |  | -999 | -999 | -999 | -999 | -999 | -999 | -999 | -999 | -999 | -999
28800 | Participating Unit | No | No | CRNEVL_6_SJQN 2 | San Joaquin PH 2 | 3.2 | PGAE | PGAE | WATER | HYDRO | HYDRO | NP15 | PGE3 | 1917-01-01 |  | 3.2 | A |  |  | -999 | -999 | -999 | -999 | -999 | -999 | -999 | -999 | -999 | -999
28900 | Participating Unit | No | No | CRNEVL_6_SJQN 3 | San Joaquin PH 3 | 4.2 | PGAE | PGAE | WATER | HYDRO | HYDRO | NP15 | PGE3 | 1923-01-01 |  | 4.2 | A |  |  | -999 | -999 | -999 | -999 | -999 | -999 | -999 | -999 | -999 | -999
65509 | Participating Unit | Yes | No | FMEADO_6_HELLHL | Hell Hole Powerhouse | 0.6 | PGAE | Placer County Water Agency | WATER | HYDRO | HYDRO | NP15 | PGE3 | 1983-04-30 |  | 0.6 | A |  |  | -999 | -999 | -999 | -999 | -999 | -999 | -999 | -999 | -999 | -999
120600 | Participating Unit | Yes | No | ALLGNY_6_HYDRO1 | Salmon Creek Hydroelectric Project | 0.52 | PGAE | Salmon Creek Hydroelectric Company, LLC | WATER | HYDRO | HYDRO | NP15 | PGE3 | 2014-12-03 |  | 0.54 | A |  |  | -999 | -999 | -999 | -999 | -999 | -999 | -999 | -999 | -999 | -999
76200 | Participating Unit | No | No | CAMPFW_7_FARWST | Camp Far West | 8 | PGAE | SMUD | WATER | HYDRO | HYDRO | NP15 | PGE3 | 1985-01-01 |  | 7.9 | A |  |  | -999 | -999 | -999 | -999 | -999 | -999 | -999 | -999 | -999 | -999
84800 | Participating Unit | No | No | APLHIL_1_SLABCK | SLAB CREEK HYDRO | 1 | PGAE | SMUD | WATER | HYDRO | HYDRO | NP15 | PGE3 |  |  | 0.4 | A |  |  | -999 | -999 | -999 | -999 | -999 | -999 | -999 | -999 | -999 | -999
98700 | Participating Unit | No | No | HATLOS_6_LSCRK | Lost Creek 1 & 2 Hydro Conversion | 1.7 | PGAE | Snow Mountain Hydro, LLC. | WATER | HYDRO | HYDRO | NP15 | PGE3 | 1989-06-15 |  | 1.7 | A |  |  | -999 | -999 | -999 | -999 | -999 | -999 | -999 | -999 | -999 | -999
22000 | Participating Unit | No | Yes | MONTPH_7_UNITS | MONTICELLO PH (Aggregate) | 12.5 | PGAE | Solano Irrigation District | WATER | HYDRO | HYDRO | NP15 | PGE3 | 1974-01-01 |  | 12.5 | A |  |  | -999 | -999 | -999 | -999 | -999 | -999 | -999 | -999 | -999 | -999
74200 | Participating Unit | Yes | No | GYSRVL_7_WSPRNG | Warm Springs | 3.75 | PGAE | Sonoma County Water Agency (04H009) | WATER | HYDRO | HYDRO | NP15 | PGE3 | 1988-12-22 |  | 3.75 | A |  |  | -999 | -999 | -999 | -999 | -999 | -999 | -999 | -999 | -999 | -999
70200 | Participating Unit | Yes | No | KEKAWK_6_UNIT | Kekawaka Creek Hydroelectic Facility | 5.5 | PGAE | STS HydroPower, Ltd | WATER | HYDRO | HYDRO | NP15 | PGE1 | 1989-12-27 |  | 5.5 | A |  |  | -999 | -999 | -999 | -999 | -999 | -999 | -999 | -999 | -999 | -999
93400 | Participating Unit | No | Yes | FROGTN_7_UTICA | UTICA POWER HYDRO AGGREGATE | 6.2 | PGAE | UTICA POWER AUTHORITY | WATER | HYDRO | HYDRO | NP15 | PGE3 |  | Stanislaus River | 5.5 | A |  |  | -999 | -999 | -999 | -999 | -999 | -999 | -999 | -999 | -999 | -999
43400 | Participating Unit | Yes | Yes | CTNWDP_1_QF | COTTONWOOD AREA (BURNEY) LUMPED QF UNITS | 0.5 | PGAE | VARIOUS | WATER | HYDRO | HYDRO | NP15 | PGE3 | 1982-01-01 |  | 0.5 | A |  |  | -999 | -999 | -999 | -999 | -999 | -999 | -999 | -999 | -999 | -999
90100 | Participating Unit | Yes | Yes | COVERD_2_QFUNTS | COVE ROAD AREA LUMPED UNITS | 20.26 | PGAE | VARIOUS | WATER | HYDRO | HYDRO | NP15 | PGE3 | 1987-01-05 |  | 20.26 | A |  |  | -999 | -999 | -999 | -999 | -999 | -999 | -999 | -999 | -999 | -999
90300 | Participating Unit | Yes | Yes | HATLOS_6_QFUNTS | HAT CREEK AREA LUMPED UNITS | 2.75 | PGAE | VARIOUS | WATER | HYDRO | HYDRO | NP15 | PGE3 | 1989-06-15 |  | 2.75 | A |  |  | -999 | -999 | -999 | -999 | -999 | -999 | -999 | -999 | -999 | -999
90400 | Participating Unit | Yes | Yes | HAYPRS_6_QFUNTS | HAYPRESS HYDROELECTRIC (Aggregate) | 18.75 | PGAE | VARIOUS | WATER | HYDRO | HYDRO | NP15 | PGE3 | 1989-04-11 |  | 18.75 | A |  |  | -999 | -999 | -999 | -999 | -999 | -999 | -999 | -999 | -999 | -999
55300 | Participating Unit | Yes | Yes | MCCALL_1_QF | MCCALL AREA LUMPED QF UNITS | 2.5 | PGAE | VARIOUS | WATER | HYDRO | HYDRO | NP15 | PGE3 | 1990-01-01 |  | 1.45 | A |  |  | -999 | -999 | -999 | -999 | -999 | -999 | -999 | -999 | -999 | -999
56300 | Participating Unit | Yes | Yes | MESAP_1_QF | MESA AREA LUMPED QF UNITS | 1 | PGAE | VARIOUS | WATER | HYDRO | HYDRO | ZP26 | PGE4 |  |  | 1 | A |  |  | -999 | -999 | -999 | -999 | -999 | -999 | -999 | -999 | -999 | -999
56600 | Participating Unit | Yes | Yes | METCLF_1_QF | METCALF AREA LUMPED QF UNITS | 1.25 | PGAE | VARIOUS | WATER | HYDRO | HYDRO | NP15 | PGE3 |  |  | 0.8 | A |  |  | -999 | -999 | -999 | -999 | -999 | -999 | -999 | -999 | -999 | -999
65500 | Participating Unit | Yes | Yes | RIOOSO_1_QF | RIO OSO AREA LUMPED QF UNITS | 1.7 | PGAE | VARIOUS | WATER | AGGREGATION | HYDRO | NP15 | PGE3 | 1984-01-01 |  | 2.5 | A |  |  | -999 | -999 | -999 | -999 | -999 | -999 | -999 | -999 | -999 | -999
70600 | Participating Unit | Yes | Yes | TBLMTN_6_QF | TABLE MOUNTAIN AREA LUMPED QF UNITS | 3.6 | PGAE | VARIOUS | WATER | HYDRO | HYDRO | NP15 | PGE3 | 1983-01-01 |  | 5.8 | A |  |  | -999 | -999 | -999 | -999 | -999 | -999 | -999 | -999 | -999 | -999
70800 | Participating Unit | Yes | Yes | TESLA_1_QF | TESLA AREA LUMPED QF UNITS | 2 | PGAE | VARIOUS | WATER | HYDRO | HYDRO | NP15 | PGE3 | 1982-01-01 |  | 2.46 | A |  |  | -999 | -999 | -999 | -999 | -999 | -999 | -999 | -999 | -999 | -999
43402 | Participating Unit | Yes | No | CEDRCK_6_UNIT | Water Wheel Ranch | 0.98 | PGAE | Water Wheel Ranch | WATER | HYDRO | HYDRO | NP15 | PGE3 | 1984-03-22 |  | 0.98 | A |  |  | -999 | -999 | -999 | -999 | -999 | -999 | -999 | -999 | -999 | -999
23200 | Participating Unit | No | No | NAROW2_2_UNIT | NARROWS PH 2 UNIT | 55 | PGAE | YCWA | WATER | HYDRO | HYDRO | NP15 | PGE3 | 1969-01-01 | North Yuba River | 55 | A |  |  | -999 | -999 | -999 | -999 | -999 | -999 | -999 | -999 | -999 | -999
51800 | Participating Unit | Yes | No | INDVLY_1_UNITS | INDIAN VALLEY HYDRO | 3.01 | PGAE | Yolo County Flood & WCD | WATER | HYDRO | HYDRO | NP15 | PGE3 | 1983-09-15 |  | 3.01 | A |  |  | -999 | -999 | -999 | -999 | -999 | -999 | -999 | -999 | -999 | -999
5600 | Participating Unit | No | No | COLGAT_7_UNIT 1 | Colgate PH Unit 1 | 176.72 | PGAE | Yuba County Water Agency | WATER | HYDRO | HYDRO | NP15 | PGE3 | 1969-01-01 | North Yuba River | 157.5 | A |  |  | -999 | -999 | -999 | -999 | -999 | -999 | -999 | -999 | -999 | -999
5700 | Participating Unit | No | No | COLGAT_7_UNIT 2 | Colgate PH Unit 2 | 175.67 | PGAE | Yuba County Water Agency | WATER | HYDRO | HYDRO | NP15 | PGE3 | 1969-01-01 | North Yuba River | 157.5 | A |  |  | -999 | -999 | -999 | -999 | -999 | -999 | -999 | -999 | -999 | -999
93900 | Participating Unit | Yes | Yes | FTSWRD_7_QFUNTS | FORT SEWARD QF AGGREGATION | 1.6 | PGAE |  | WATER | AGGREGATION | HYDRO | NP15 | PGE3 |  |  | 0.3 | A |  |  | -999 | -999 | -999 | -999 | -999 | -999 | -999 | -999 | -999 | -999
94200 | Participating Unit | Yes | Yes | OILFLD_7_QFUNTS | OIL FIELDS QF AGGREGATION | 3.8 | PGAE |  | WATER | HYDRO | HYDRO | NP15 | PGE3 |  |  | 3.8 | A |  |  | -999 | -999 | -999 | -999 | -999 | -999 | -999 | -999 | -999 | -999
69300 | Participating Unit | No | No | COTTLE_2_FRNKNH | SOUTH SAN JOAQUIN ID (FRANKENHEIMER) | 5.3 | PGAE |  | WATER | HYDRO | HYDRO | NP15 | PGE3 | 1983-02-12 |  | 8.75 | A |  |  | -999 | -999 | -999 | -999 | -999 | -999 | -999 | -999 | -999 | -999
69400 | Participating Unit | No | No | VLYHOM_7_SSJID | SOUTH SAN JOAQUIN ID (WOODWARD) | 3 | PGAE |  | WATER | HYDRO | HYDRO | NP15 | PGE3 | 1982-04-16 |  | 5 | A |  |  | -999 | -999 | -999 | -999 | -999 | -999 | -999 | -999 | -999 | -999
16900 | Participating Unit | No | Yes | HYTTHM_2_UNITS | HYATT-THERMALITO P-G PROJECT (AGGREGATE) | 933.1 | PGAE | CDWR | WATER | PUMPED STORAGE | HYDRO | NP15 | PGE3 | 1968-01-01 |  | 941.4 | A |  |  | -999 | -999 | -999 | -999 | -999 | -999 | -999 | -999 | -999 | -999
15300 | Participating Unit | No | No | HELMPG_7_UNIT 1 | Helms PGP Unit 1 | 407 | PGAE | PG&E | WATER | PUMPED STORAGE | HYDRO | NP15 | PGE3 | 1984-01-01 | Kings River | 407 | A |  |  | -999 | -999 | -999 | -999 | -999 | -999 | -999 | -999 | -999 | -999
15400 | Participating Unit | No | No | HELMPG_7_UNIT 2 | Helms PGP Unit 2 | 407 | PGAE | PG&E | WATER | PUMPED STORAGE | HYDRO | NP15 | PGE3 | 1984-01-01 | Kings River | 407 | A |  |  | -999 | -999 | -999 | -999 | -999 | -999 | -999 | -999 | -999 | -999
15500 | Participating Unit | No | No | HELMPG_7_UNIT 3 | Helms PGP Unit 3 | 404 | PGAE | PG&E | WATER | PUMPED STORAGE | HYDRO | NP15 | PGE3 | 1984-01-01 | Kings River | 404 | A |  |  | -999 | -999 | -999 | -999 | -999 | -999 | -999 | -999 | -999 | -999
79400 | Participating Unit | No | Yes | ONLLPP_6_UNITS | ONEILL P-G PLANT (AGGREGATE) | 14 | PGAE | USBR | WATER | PUMPED STORAGE | HYDRO | NP15 | PGE3 | 1967-01-01 |  | 14.4 | A |  |  | -999 | -999 | -999 | -999 | -999 | -999 | -999 | -999 | -999 | -999
29000 | Participating Unit | No | Yes | SLUISP_2_UNITS | SAN LUIS (GIANELLI) P-G PLANT (AGGREGATE) | 374.43 | PGAE | CDWR | WATER | PUMPED STORAGE | HYDRO | NP15 | PGE3 | 1967-01-01 |  | 424 | A |  |  | -999 | -999 | -999 | -999 | -999 | -999 | -999 | -999 | -999 | -999
100100 | Participating Unit | No | No | HATRDG_2_WIND | Hatchet Ridge Wind Farm | 102 | PGAE | Hatchet Ridge Wind, LLC | WIND | WIND | WIND | NP15 | PGE3 | 2010-11-19 |  | 101.2 | A |  |  | -999 | -999 | -999 | -999 | -999 | -999 | -999 | -999 | -999 | -999
51700 | Participating Unit | Yes | Yes | IGNACO_1_QF | IGNACIO AREA LUMPED QF UNITS | 0.5 | PGAE | Pacific Gas & Electric Company | WIND | WIND | WIND | NP15 | PGE3 | 1985-01-01 |  | 0.3 | A |  |  | -999 | -999 | -999 | -999 | -999 | -999 | -999 | -999 | -999 | -999
52000 | Participating Unit | Yes | No | INTTRB_6_UNIT | INTERNATIONAL TURBINE RESEARCH | 21.25 | PGAE | Pacific Gas & Electric Company | WIND | WIND | WIND | NP15 | PGE3 | 1988-06-14 |  | 21.25 | A |  |  | -999 | -999 | -999 | -999 | -999 | -999 | -999 | -999 | -999 | -999
103700 | Participating Unit | No | No | BRDSLD_2_MTZUM2 | Montezuma II | 78.2 | PGAE | NextEra Energy Montezuma Wind II, LLC | WIND | WIND | WIND | NP15 | PGE2 | 2012-02-01 |  | 78.2 | A |  |  | -999 | -999 | -999 | -999 | -999 | -999 | -999 | -999 | -999 | -999
59700 | Participating Unit | Yes | Yes | NEWARK_1_QF | NEWARK AREA LUMPED QF UNITS | 1.1 | PGAE | Pacific Gas & Electric Company | WIND | WIND | WIND | NP15 | PGE3 |  |  | 1.1 | A |  |  | -999 | -999 | -999 | -999 | -999 | -999 | -999 | -999 | -999 | -999
103300 | Participating Unit | No | No | BRDSLD_2_SHLO3A | Shiloh III - Phase A | 102.5 | PGAE | Shiloh III Wind Project, LLC | WIND | WIND | WIND | NP15 | PGE3 | 2011-12-22 |  | 100 | A |  |  | -999 | -999 | -999 | -999 | -999 | -999 | -999 | -999 | -999 | -999
80400 | Participating Unit | No | No | USWNDR_2_SMUD | SOLANO WIND | 102.18 | PGAE | SMUD | WIND | WIND | WIND | NP15 | PGE3 | 1994-01-01 |  | 102.18 | A |  |  | -999 | -999 | -999 | -999 | -999 | -999 | -999 | -999 | -999 | -999
113800 | Participating Unit | No | No | USWNDR_2_SMUD2 | Solano Wind Project Phase 3 | 127.8 | PGAE | Solano 3 Wind, LLC | WIND | WIND | WIND | NP15 | PGE3 | 2012-04-18 |  | 127.8 | A |  |  | -999 | -999 | -999 | -999 | -999 | -999 | -999 | -999 | -999 | -999
115800 | Participating Unit | Yes | No | NZWIND_6_CALWND | Wind Resource I | 9 | PGAE | CalWind Resources, Inc. | WIND | WIND | WIND | NP15 | PGE2 | 2012-03-24 |  | 9 | A |  |  | -999 | -999 | -999 | -999 | -999 | -999 | -999 | -999 | -999 | -999
92200 | Participating Unit | Yes | Yes | LASSEN_6_UNITS | LASSEN AREA QF AGGREGATION | 32 | PGAE | Various | WOOD WASTE | STEAM | THERMAL | NP15 | PGE3 | 2005-12-01 |  | 32 | A | 0.696 |  | -999 | -999 | -999 | -999 | -999 | -999 | -999 | -999 | -999 | -999
58500 | Participating Unit | No | No | MTNPOS_1_UNIT | MT. POSO COGENERATION CO. | 46.64 | PGAE | Mt. Poso Cogeneration Company | WOOD WASTE | STEAM | COGENERATION | ZP26 | PGE4 | 1989-04-01 |  | 63.33 | A | 0.474 |  | -999 | -999 | -999 | -999 | -999 | -999 | -999 | -999 | -999 | -999
75000 | Participating Unit | Yes | No | WSENGY_1_UNIT 1 | WHEELABRATOR SHASTA | 63 | PGAE | Pacific Gas & Electric Company | WOOD WASTE | STEAM | BIOMASS | NP15 | PGE3 | 1987-10-30 |  | 63 | A | 0.7 |  | -999 | -999 | -999 | -999 | -999 | -999 | -999 | -999 | -999 | -999
37500 | Participating Unit | Yes | No | BURNYF_2_UNIT 1 | BURNEY FOREST PRODUCTS | 35.7 | PGAE | Pacific Gas & Electric Company | WOOD WASTE | STEAM | BIOMASS | NP15 | PGE3 | 1989-10-17 |  | 35.7 | A | 0.79 |  | -999 | -999 | -999 | -999 | -999 | -999 | -999 | -999 | -999 | -999
46000 | Participating Unit | Yes | No | FAIRHV_6_UNIT | FAIRHAVEN POWER CO. | 19.9 | PGAE | Pacific Gas & Electric Company | WOOD WASTE | STEAM | BIOMASS | NP15 | PGE1 | 1986-09-15 |  | 19.9 | A | 0.752 |  | -999 | -999 | -999 | -999 | -999 | -999 | -999 | -999 | -999 | -999
61200 | Participating Unit | Yes | No | ULTPCH_1_UNIT 1 | OGDEN POWER PACIFIC, INC. (CHINESE STATION) | 22 | PGAE | Pacific Gas & Electric Company | WOOD WASTE | STEAM | BIOMASS | NP15 | PGE3 | 1986-06-04 |  | 22 | A | 0.696 |  | -999 | -999 | -999 | -999 | -999 | -999 | -999 | -999 | -999 | -999
62100 | Participating Unit | Yes | No | PACLUM_6_UNIT | PACIFIC LUMBER CO. | 28.8 | PGAE | Pacific Gas & Electric Company | WOOD WASTE | STEAM | BIOMASS | NP15 | PGE1 | 1986-03-22 |  | 26.25 | A | 0.696 |  | -999 | -999 | -999 | -999 | -999 | -999 | -999 | -999 | -999 | -999
65100 | Participating Unit | Yes | No | ULTPFR_1_UNIT 1 | RIO BRAVO FRESNO (aka ULTRAPOWER) | 30.5 | PGAE | Pacific Gas & Electric Company | WOOD WASTE | STEAM | BIOMASS | NP15 | PGE3 | 1988-07-20 |  | 30.5 | A | 0.787 |  | -999 | -999 | -999 | -999 | -999 | -999 | -999 | -999 | -999 | -999
65400 | Participating Unit | Yes | No | ULTRCK_2_UNIT | RIO BRAVO ROCKLIN | 28.8 | PGAE | Pacific Gas & Electric Company | WOOD WASTE | STEAM | BIOMASS | NP15 | PGE3 | 1989-06-09 |  | 28.8 | A | 0.777 |  | -999 | -999 | -999 | -999 | -999 | -999 | -999 | -999 | -999 | -999
113000 | Participating Unit | No | No | JAKVAL_6_UNITG1 | Buena Vista Biomass | 17.84 | PGAE | Buena Vista Biomass Power, LLC | WOOD WASTE | STEAM | BIOMASS | NP15 | PGE2 | 2013-01-03 |  | 20 | A | 0.54 |  | -999 | -999 | -999 | -999 | -999 | -999 | -999 | -999 | -999 | -999
126900 | Participating Unit | No | No | SPIAND_1_ANDSN2 | SPI Anderson 2 | 27.15 | PGAE | Sierra Pacific Industries | WOOD WASTE | STEAM | BIOMASS | NP15 | PGE2 | 2015-09-09 |  | 30.15 | A | 0.696 |  | -999 | -999 | -999 | -999 | -999 | -999 | -999 | -999 | -999 | -999
29400 | Participating Unit | Yes | No | SPBURN_2_UNIT 1 | Burney Biomass | 22 | PGAE | Sierra Pacific Industries | WOOD WASTE | STEAM | BIOMASS | NP15 | PGE3 | 1986-01-01 |  | 20 | A | 0.696 |  | -999 | -999 | -999 | -999 | -999 | -999 | -999 | -999 | -999 | -999
29500 | Participating Unit | Yes | No | SPI LI_2_UNIT 1 | Lincoln Biomass | 17.2 | PGAE | Sierra Pacific Industries | WOOD WASTE | STEAM | BIOMASS | NP15 | PGE3 | 1986-06-03 |  | 19.2 | A | 0.696 |  | -999 | -999 | -999 | -999 | -999 | -999 | -999 | -999 | -999 | -999
29600 | Participating Unit | Yes | No | SPQUIN_6_SRPCQU | Quincy Biomass | 22 | PGAE | Sierra Pacific Industries | WOOD WASTE | STEAM | BIOMASS | NP15 | PGE3 | 1983-01-14 |  | 27.5 | A | 0.696 |  | -999 | -999 | -999 | -999 | -999 | -999 | -999 | -999 | -999 | -999
29700 | Participating Unit | Yes | No | SPIFBD_1_PL1X2 | Sonora | 7.5 | PGAE | Sierra Pacific Industries | WOOD WASTE | STEAM | BIOMASS | NP15 | PGE3 | 2001-05-29 |  | 7.5 | A | 0.696 |  | -999 | -999 | -999 | -999 | -999 | -999 | -999 | -999 | -999 | -999
63400 | Participating Unit | No | No | COGNAT_1_UNIT | Stockton Biomas | 48 | PGAE | DTE Stockton, LLC | WOOD WASTE | STEAM | BIOMASS | NP15 | PGE3 | 2014-02-12 |  | 50 | A | 0.696 |  | -999 | -999 | -999 | -999 | -999 | -999 | -999 | -999 | -999 | -999
71700 | Participating Unit | Yes | No | THMENG_1_UNIT 1 | Tracy Biomass | 18.5 | PGAE | Thermal Energy Development Partnership L.P. | WOOD WASTE | STEAM | BIOMASS | NP15 | PGE3 | 1990-04-26 |  | 23 | A | 0.696 |  | -999 | -999 | -999 | -999 | -999 | -999 | -999 | -999 | -999 | -999
75300 | Participating Unit | No | No | BIOMAS_1_UNIT 1 | WOODLAND BIOMASS | 28.8 | PGAE | WOODLAND BIOMASS POWER, LLC | WOOD WASTE | STEAM | BIOMASS | NP15 | PGE3 | 1989-08-31 |  | 28 | A | 0.748 |  | -999 | -999 | -999 | -999 | -999 | -999 | -999 | -999 | -999 | -999
Note on B7: jdkern: Yellow units are ones for which there was no eGRID data; heat rates estimated as class average.

## TAC SF
ISO Index | Classification | QF | Aggregate | Resource ID | Generating Unit Name / Description | Net Capacity (MW) | PTO Area | Owner or QF ID | Fuel Type | Unit Type | ISO Classification | Zone | Demand Zone | Operating Date | River System | Nameplate Capacity | Status - A=Active; C - Contracted outside CAISO | Capacity Factor | Average Heat Rate | Segment1 | Segment2 | Segment3 | MinCap | RampRate | MinUP | MinDOWN | VariableO&M | NoLOAD (x Fuel Price) | StartCost
32400 | Participating Unit | Yes | No | UNCHEM_1_UNIT | CONTRA COSTA CARBON PLANT | 19 | PGAE | ConocoPhillips Co. (formerly Tosco) | COAL | STEAM | COGENERATION | NP15 | PGE3 | 1983-01-01 |  | 20 | A |  | 14.68 | 15.58 | 15.98 | 16.38 | 8 | 19 | 6 | 6 | 2 | 6.6856e-14 | 1330 | 2.6199 | 3.9187e+13
7200 | Participating Unit | No | No | CROKET_7_UNIT | CROCKETT COGEN | 240 | PGAE | PG&E | NATURAL GAS | COMBINED CYCLE | COGENERATION | NP15 | PGE3 | 1995-12-20 |  | 240 | A |  | 5.7541 | 4.3658 | 4.6267 | 4.8877 | 96 | 240 | 5 | 5 | 2 | 298.8805 | 16800 | 110.3134 | 2.7094
96900 | Participating Unit | No | No | GATWAY_2_PL1X3 | Gateway Generating Station | 562.5 | PGAE | PG&E | NATURAL GAS | COMBINED CYCLE | THERMAL | NP15 | PGE3 | 2009-01-04 |  | 619 | A |  | 7.3036 | 5.9153 | 6.1762 | 6.4372 | 225 | 563 | 1 | 1 | 2 | 700.5011 | 39375 | 258.547 | 2.7094
91800 | Participating Unit | No | Yes | METEC_2_PL1X3 | METCALF ENERGY CENTER | 593.16 | PGAE | Calpine | NATURAL GAS | COMBINED CYCLE | THERMAL | NP15 | PGE3 | 2005-05-27 |  | 617 | A |  | 7.361 | 5.9727 | 6.2336 | 6.4946 | 238 | 594 | 2 | 2 | 2 | 738.6831 | 41521.2 | 272.6396 | 2.7094
48100 | Participating Unit | Yes | Yes | GILROY_1_UNIT | GILROY COGEN | 120 | PGAE | Calpine Gilroy Cogen, L.P. | NATURAL GAS | COMBINED CYCLE | COGENERATION | NP15 | PGE3 | 1987-01-01 |  | 140 | A |  | 8.026 | 6.6377 | 6.8987 | 7.1596 | 48 | 120 | 6 | 6 | 2 | 149.4402 | 8400 | 55.1567 | 2.7094
55100 | Participating Unit | No | Yes | TIDWTR_2_UNITS | Martinez Cogen Limited Partnership | 114.8 | PGAE | Martinez Cogen Limited Partnership (MCLP) | NATURAL GAS | COMBINED CYCLE | COGENERATION | NP15 | PGE3 | 1987-02-23 |  | 99.9 | A |  | 8.026 | 6.6377 | 6.8987 | 7.1596 | 46 | 115 | 6 | 6 | 2 | 142.9645 | 8036 | 52.7666 | 2.7094
42300 | Participating Unit | Yes | Yes | CONTAN_1_UNIT | Graphic Packaging Cogen | 27.7 | PGAE | City of Santa Clara DBA Silicon Valley Power | NATURAL GAS | COMBINED CYCLE | COGENERATION | NP15 | CSC1 |  |  | 27.8 | A |  | 8.026 | 6.6377 | 6.8987 | 7.1596 | 12 | 28 | 1 | 1 | 2 | 34.4958 | 1939 | 12.732 | 2.7094
39900 | Participating Unit | No | Yes | STOILS_1_UNITS | CHEVRON RICHMOND REFINERY | 113.9 | PGAE | Chevron Products Company | NATURAL GAS | COMBINED CYCLE | COGENERATION | NP15 | PGE3 | 1992-08-31 |  | 155 | A |  | 8.51 | 7.1217 | 7.3826 | 7.6436 | 46 | 114 | 5 | 5 | 2 | 141.8437 | 7973 | 52.3529 | 2.7094
91400 | Participating Unit | No | Yes | DUANE_1_PL1X3 | DONALD VON RAESFELD POWER PLANT | 147.8 | PGAE | City of Santa Clara DBA Silicon Valley Power | NATURAL GAS | COMBINED CYCLE | THERMAL | NP15 | NCP1 | 2005-03-24 |  | 154.4 | A |  | 9.2486 | 7.8602 | 8.1212 | 8.3821 | 60 | 148 | 2 | 2 | 2 | 184.0606 | 10346 | 67.9347 | 2.7094
20100 | Participating Unit | No | Yes | LMEC_1_PL1X3 | LOS MEDANOS ENERGY CENTER (AGGREGATE) | 561.29 | PGAE | Calpine | NATURAL GAS | COMBINED CYCLE | THERMAL | NP15 | PGE3 | 2001-06-09 |  | 519.99 | A |  | 9.75 | 8.3617 | 8.6226 | 8.8836 | 225 | 562 | 4 | 4 | 2 | 698.9942 | 39290.3 | 257.9909 | 2.7094
29200 | Participating Unit | Yes | Yes | SHELRF_1_UNITS | Martinez Refining Company (Aggregate) | 100 | PGAE | Martinez Refining Co. | NATURAL GAS | COMBINED CYCLE | THERMAL | NP15 | PGE3 | 1995-01-01 |  | 100 | A |  | 10.2615 | 8.8732 | 9.1341 | 9.3951 | 40 | 100 | 5 | 5 | 2 | 124.5335 | 7000 | 45.9639 | 2.7094
112900 | Participating Unit | No | Yes | RUSCTY_2_UNITS | Russell City Energy Center | 620 | PGAE | Russell City Energy Company, LLC | NATURAL GAS | COMBINED CYCLE | THERMAL | NP15 | PGE3 | 2013-08-08 |  | 600 | A |  | 11.4508 | 10.0625 | 10.3234 | 10.5843 | 248 | 620 | 1 | 1 | 2 | 772.1079 | 43400 | 284.9763 | 2.7094
7600 | Participating Unit | No | Yes | DELTA_2_PL1X4 | DELTA ENERGY CENTER (AGGREGATE) | 880 | PGAE | Delta Energy Center, LLC | NATURAL GAS | COMBINED CYCLE | THERMAL | NP15 | PGE3 | 2002-06-17 |  | 943.5 | A |  | 11.6112 | 10.2229 | 10.4839 | 10.7448 | 352 | 880 | 4 | 4 | 2 | 1095.895 | 61600 | 404.4825 | 2.7094
72000 | Participating Unit | Yes | Yes | UNOCAL_1_UNITS | Phillips 66 - Rodeo Plant | 57.3 | PGAE | TOSCO | NATURAL GAS | COMBUSTION TURBINE | COGENERATION | NP15 | PGE3 | 1987-05-21 |  | 49.85 | A |  | 8.2858 | 6.3749 | 6.4399 | 6.505 | 21 | 58 | 1 | 1 | 3.17 | 88.1789 | 4011 | 24.1427 | 3.6524
69700 | Participating Unit | Yes | No | SRINTL_6_UNIT | SRI INTERNATIONAL | 6.9 | PGAE | Pacific Gas & Electric Company | NATURAL GAS | COMBUSTION TURBINE | COGENERATION | NP15 | PGE3 | 1987-03-10 |  | 6.9 | A |  | 9.3147 | 7.4039 | 7.4689 | 7.5339 | 3 | 7 | 1 | 1 | 3.17 | 10.6184 | 483 | 2.9072 | 3.6524
64800 | Participating Unit | Yes | No | STAUFF_1_UNIT | RHODIA INC. (RHONE-POULENC) | 4.6 | PGAE | Pacific Gas & Electric Company | NATURAL GAS | COMBUSTION TURBINE | COGENERATION | NP15 | PGE3 | 1977-06-01 |  | 4.6 | A |  | 9.9292 | 8.0183 | 8.0833 | 8.1484 | 2 | 5 | 1 | 1 | 3.17 | 7.0789 | 322 | 1.9382 | 3.6524
105300 | Participating Unit | No | Yes | KELSO_2_UNITS | Mariposa Energy Project | 196 | PGAE | Mariposa Energy, LLC | NATURAL GAS | COMBUSTION TURBINE | PEAKER | NP15 | PGE3 | 2012-10-01 |  | 195.9 | A |  | 10.5542 | 8.6433 | 8.7083 | 8.7734 | 69 | 196 | 1 | 1 | 3.17 | 301.624 | 13720 | 82.5823 | 3.6524
109400 | Participating Unit | No | No | COCOPP_2_CTG1 | GENON MARSH LANDING GEN STATION UNIT 1 | 204.2 | PGAE | GENON MARSH LANDING, LLC | NATURAL GAS | COMBUSTION TURBINE | THERMAL | NP15 | PGE3 | 2013-05-01 |  | 222 | A |  | 10.5631 | 8.6522 | 8.7172 | 8.7823 | 72 | 205 | 1 | 1 | 3.17 | 314.243 | 14294 | 86.0372 | 3.6524
109500 | Participating Unit | No | No | COCOPP_2_CTG2 | GENON MARSH LANDING GEN STATION UNIT 2 | 202.7 | PGAE | GENON MARSH LANDING, LLC | NATURAL GAS | COMBUSTION TURBINE | THERMAL | NP15 | PGE3 | 2013-05-01 |  | 222 | A |  | 10.5631 | 8.6522 | 8.7172 | 8.7823 | 71 | 203 | 1 | 1 | 3.17 | 311.9346 | 14189 | 85.4052 | 3.6524
109600 | Participating Unit | No | No | COCOPP_2_CTG3 | GENON MARSH LANDING GEN STATION UNIT 3 | 208.96 | PGAE | GENON MARSH LANDING, LLC | NATURAL GAS | COMBUSTION TURBINE | THERMAL | NP15 | PGE3 | 2013-05-01 |  | 222 | A |  | 10.5631 | 8.6522 | 8.7172 | 8.7823 | 74 | 209 | 1 | 1 | 3.17 | 321.5681 | 14627.2 | 88.0428 | 3.6524
109700 | Participating Unit | No | No | COCOPP_2_CTG4 | GENON MARSH LANDING GEN STATION UNIT 4 | 204.29 | PGAE | GENON MARSH LANDING, LLC | NATURAL GAS | COMBUSTION TURBINE | THERMAL | NP15 | PGE3 | 2013-05-01 |  | 222 | A |  | 10.5631 | 8.6522 | 8.7172 | 8.7823 | 72 | 205 | 1 | 1 | 3.17 | 314.3815 | 14300.3 | 86.0752 | 3.6524
83000 | Participating Unit | No | No | RVRVEW_1_UNITA1 | RIVERVIEW ENERGY CENTER | 48.7 | PGAE | Riverview Energy Center LLC | NATURAL GAS | COMBUSTION TURBINE | PEAKER | NP15 | PGE3 | 2003-05-02 |  | 49.9 | A |  | 11.2207 | 9.3098 | 9.3749 | 9.4399 | 18 | 49 | 1 | 1 | 3.17 | 74.9443 | 3409 | 20.5192 | 3.6524
81700 | Participating Unit | No | No | LMBEPK_2_UNITA2 | CREED ENERGY CENTER | 48 | PGAE | Creed Energy Center LLC (Calpine) | NATURAL GAS | COMBUSTION TURBINE | PEAKER | NP15 | PGE3 | 2003-01-06 |  | 49.9 | A |  | 11.3783 | 9.4674 | 9.5324 | 9.5974 | 17 | 48 | 1 | 1 | 3.17 | 73.8671 | 3360 | 20.2242 | 3.6524
81900 | Participating Unit | No | No | LMBEPK_2_UNITA3 | GOOSE HAVEN ENERGY CENTER | 48 | PGAE | Goose Haven Energy Center LLC (Calpine) | NATURAL GAS | COMBUSTION TURBINE | PEAKER | NP15 | PGE3 | 2003-01-06 |  | 49.9 | A |  | 11.5801 | 9.6692 | 9.7342 | 9.7993 | 17 | 48 | 1 | 1 | 3.17 | 73.8671 | 3360 | 20.2242 | 3.6524
400 | Participating Unit | No | No | ALMEGT_1_UNIT 1 | Alameda GT Unit 1 | 23.8 | PGAE | NCPA (MSS Agreement - S14) | NATURAL GAS | COMBUSTION TURBINE | PEAKER | NP15 | NCP1 | 1986-01-01 |  | 25.4 | A |  | 13.3978 | 11.4869 | 11.5519 | 11.617 | 9 | 24 | 1 | 1 | 3.17 | 36.6258 | 1666 | 10.0278 | 3.6524
500 | Participating Unit | No | No | ALMEGT_1_UNIT 2 | Alameda GT Unit 2 | 25.4 | PGAE | NCPA (MSS Agreement - S14) | NATURAL GAS | COMBUSTION TURBINE | PEAKER | NP15 | NCP1 | 1986-01-01 |  | 25.4 | A |  | 13.3978 | 11.4869 | 11.5519 | 11.617 | 9 | 26 | 1 | 1 | 3.17 | 39.088 | 1778 | 10.702 | 3.6524
13900 | Participating Unit | No | No | GILRPP_1_PL3X4 | Gilroy Energy Center Unit 3 | 46.2 | PGAE | CALPINE | NATURAL GAS | COMBUSTION TURBINE | PEAKER | NP15 | PGE3 | 2002-02-28 |  | 49.9 | A |  | 13.8124 | 11.9015 | 11.9665 | 12.0316 | 17 | 47 | 1 | 1 | 3.17 | 71.0971 | 3234 | 19.4658 | 3.6524
14000 | Participating Unit | No | Yes | GILRPP_1_PL1X2 | GILROY ENERGY CENTER UNITS 1 & 2 (AGGREGATE) | 95.4 | PGAE | CALPINE | NATURAL GAS | COMBUSTION TURBINE | PEAKER | NP15 | PGE3 | 2002-01-29 |  | 99.8 | A |  | 13.8124 | 11.9015 | 11.9665 | 12.0316 | 34 | 96 | 1 | 1 | 3.17 | 146.8109 | 6678 | 40.1957 | 3.6524
82700 | Participating Unit | No | Yes | LECEF_1_UNITS | LOS ESTEROS ENERGY FACILITY (AGGREGATE) | 294 | PGAE | Calpine | NATURAL GAS | COMBUSTION TURBINE | PEAKER | NP15 | PGE3 | 2013-07-31 |  | 319.6 | A |  | 13.8124 | 11.9015 | 11.9665 | 12.0316 | 103 | 294 | 1 | 1 | 3.17 | 452.436 | 20580 | 123.8734 | 3.6524
95800 | Participating Unit | No | Yes | PALALT_7_COBUG | Cooperatively Owned Back Up Generator | 4.5 | PGAE | NCPA (MSS Agreement - S14) | NATURAL GAS | COMBUSTION TURBINE | PEAKER | NP15 | NCP1 | 2007-10-15 |  | 4.8 | A |  | 13.8124 | 11.9015 | 11.9665 | 12.0316 | 2 | 5 | 1 | 1 | 3.17 | 6.925 | 315 | 1.896 | 3.6524
67600 | Participating Unit | No | Yes | CSCCOG_1_UNIT 1 | SANTA CLARA COGEN | 7 | PGAE | City of Santa Clara DBA Silicon Valley Power | NATURAL GAS | COMBUSTION TURBINE | COGENERATION | NP15 | CSC1 | 1981-01-01 |  | 7 | A |  | 20.3292 | 18.4184 | 18.4834 | 18.5484 | 3 | 7 | 1 | 1 | 3.17 | 10.7723 | 490 | 2.9494 | 3.6524
13700 | Participating Unit | No | No | CSCGNR_1_UNIT 1 | Gianera GT 1 | 24.75 | PGAE | City of Santa Clara DBA Silicon Valley Power | NATURAL GAS | COMBUSTION TURBINE | PEAKER | NP15 | CSC1 | 1987-01-01 |  | 24.75 | A |  | 32.7595 | 30.8486 | 30.9136 | 30.9787 | 9 | 25 | 1 | 1 | 3.17 | 38.0877 | 1732.5 | 10.4281 | 3.6524
13800 | Participating Unit | No | No | CSCGNR_1_UNIT 2 | Gianera GT 2 | 24.75 | PGAE | City of Santa Clara DBA Silicon Valley Power | NATURAL GAS | COMBUSTION TURBINE | PEAKER | NP15 | CSC1 | 1986-01-01 |  | 24.75 | A |  | 32.7595 | 30.8486 | 30.9136 | 30.9787 | 9 | 25 | 1 | 1 | 3.17 | 38.0877 | 1732.5 | 10.4281 | 3.6524
26400 | Participating Unit | No | No | PITTSP_7_UNIT 5 | Pittsburg Unit 5 | 312 | PGAE | Mirant | NATURAL GAS | STEAM | THERMAL | NP15 | PGE3 | 1960-01-01 |  | 320 | A |  | 13.9652 | 12.153 | 12.858 | 13.5629 | 125 | 312 | 6 | 6 | 2 | 527.8416 | 21840 | 64.5335 | 8.1793
26500 | Participating Unit | No | No | PITTSP_7_UNIT 6 | Pittsburg Unit 6 | 317 | PGAE | Mirant | NATURAL GAS | STEAM | THERMAL | NP15 | PGE3 | 1961-01-01 |  | 325 | A |  | 13.9652 | 12.153 | 12.858 | 13.5629 | 127 | 317 | 6 | 6 | 2 | 536.3006 | 22190 | 65.5677 | 8.1793
26600 | Participating Unit | No | No | PITTSP_7_UNIT 7 | Pittsburg Unit 7 | 530 | PGAE | Mirant | NATURAL GAS | STEAM | THERMAL | NP15 | PGE3 | 1972-01-01 |  | 712 | A |  | 13.9652 | 12.153 | 12.858 | 13.5629 | 212 | 530 | 6 | 6 | 2 | 896.6541 | 37100 | 109.6242 | 8.1793
23600 | Participating Unit | No | No | OAK C_7_UNIT 1 | Oakland GT #1 | 55 | PGAE | Dynegy Oakland LLC | OIL | COMBUSTION TURBINE | PEAKER | NP15 | PGE3 | 1978-01-01 |  | 74.5 | A |  | 15.6 | 13.6891 | 13.7541 | 13.8192 | 20 | 55 | 1 | 1 | 3.17 | 84.6394 | 3850 | 0 | #DIV/0!
23700 | Participating Unit | No | No | OAK C_7_UNIT 2 | Oakland GT #2 | 55 | PGAE | Dynegy Oakland LLC | OIL | COMBUSTION TURBINE | PEAKER | NP15 | PGE3 | 1978-01-01 |  | 74.5 | A |  | 15.6 | 13.6891 | 13.7541 | 13.8192 | 20 | 55 | 1 | 1 | 3.17 | 84.6394 | 3850 | 0 | #DIV/0!
23800 | Participating Unit | No | No | OAK C_7_UNIT 3 | Oakland GT #3 | 55 | PGAE | Dynegy Oakland LLC | OIL | COMBUSTION TURBINE | PEAKER | NP15 | PGE3 | 1978-01-01 |  | 74.5 | A |  | 15.6 | 13.6891 | 13.7541 | 13.8192 | 20 | 55 | 1 | 1 | 3.17 | 84.6394 | 3850 | 0 | #DIV/0!
45200 | Participating Unit | Yes | No | OAK L_1_GTG1 | MWWTP PGS 2 - Turbine | 4.6 | PGAE | East Bay Municipal Utility District | DIGESTER GAS | COMBUSTION TURBINE | BIOGAS | NP15 | PGE3 | 1991-10-21 |  | 4.6 | A | 0.5062 |  | -999 | -999 | -999 | -999 | -999 | -999 | -999 | -999 | -999 | -999 | 0 | #DIV/0!
129300 | Participating Unit | No | Yes | DIXNLD_1_LNDFL | Zero Waste Energy | 1.6 | PGAE | Zero Waste Energy Development Company LLC | DIGESTER GAS | RECIPROCATING ENGINE | BIOGAS | NP15 | PGE3 | 2015-11-13 |  | 1.6 | A | 0.5062 |  | -999 | -999 | -999 | -999 | -999 | -999 | -999 | -999 | -999 | -999 | 0 | #DIV/0!
122900 | Participating Unit | Yes | Yes | OAK C_1_EBMUD | MWWTP PGS 1 - ENGINES | 6.9 | PGAE | East Bay Municipal Utility District | LANDFILL GAS | INTERNAL COMBUSTION | THERMAL | NP15 | PGE3 | 1991-10-21 |  | 6.9 | A | 0.28 |  | -999 | -999 | -999 | -999 | -999 | -999 | -999 | -999 | -999 | -999 | 0 | #DIV/0!
47200 | Participating Unit | Yes | No | HIWAY_7_ACANYN | GAS RECOVERY SYS. (AMERICAN CYN) | 2.5 | PGAE | Pacific Gas & Electric Company | LANDFILL GAS | RECIPROCATING ENGINE | BIOMASS | NP15 | PGE3 | 1985-12-27 |  | 2.5 | A | 0.7385 |  | -999 | -999 | -999 | -999 | -999 | -999 | -999 | -999 | -999 | -999 | 0 | #DIV/0!
97800 | Participating Unit | No | No | KIRKER_7_KELCYN | KELLER CANYON LANDFILL GEN FACILITY | 3.56 | PGAE | Ameresco Keller Canyon, LLC | LANDFILL GAS | RECIPROCATING ENGINE | BIOMASS | NP15 | NCP1 | 2009-08-01 |  | 3.8 | A | 0.7385 |  | -999 | -999 | -999 | -999 | -999 | -999 | -999 | -999 | -999 | -999 | 0 | #DIV/0!
97200 | Participating Unit | No | No | OXMTN_6_LNDFIL | Ox Mountain Landfill | 10.62 | PGAE | Ameresco Half Moon Bay LLC | LANDFILL GAS | RECIPROCATING ENGINE | BIOMASS | NP15 | PGE3 | 2009-04-01 |  | 11.4 | A | 0.7385 |  | -999 | -999 | -999 | -999 | -999 | -999 | -999 | -999 | -999 | -999 | 0 | #DIV/0!
2200 | Participating Unit | Yes | No | RICHMN_7_BAYENV | BAY EVIRONMENTAL MANAGEMENT | 2.5 | PGAE | Bay Environmental Mgt. (formerly 01P070) | LANDFILL GAS | RECIPROCATING ENGINE | BIOMASS | NP15 | PGE3 | 1985-01-01 |  | 3 | A | 0.7385 |  | -999 | -999 | -999 | -999 | -999 | -999 | -999 | -999 | -999 | -999 | 0 | #DIV/0!
43600 | Participating Unit | Yes | Yes | SNMALF_6_UNITS | Central Disposal Site LFG Power Plant | 7.5 | PGAE | County of Sonoma | LANDFILL GAS | RECIPROCATING ENGINE | BIOMASS | NP15 | PGE3 | 1993-04-30 |  | 8 | A | 0.7385 |  | -999 | -999 | -999 | -999 | -999 | -999 | -999 | -999 | -999 | -999 | 0 | #DIV/0!
132400 | Participating Unit | Yes | Yes | PEABDY_2_LNDFL1 | Potrero Hills Energy Producers | 8 | PGAE | Potrero Hills Energy Producers, LLC | LANDFILL GAS | RECIPROCATING ENGINE | BIOGAS | NP15 | PGE3 | 2016-04-07 |  | 8 | A | 0.7385 |  | -999 | -999 | -999 | -999 | -999 | -999 | -999 | -999 | -999 | -999 | 0 | #DIV/0!
31800 | Participating Unit | No | Yes | LAWRNC_7_SUNYVL | SUNNYVALE LANDFILL GAS POWER GENERATION FACILITY | 0.3 | PGAE | City of Sunnyvale | LANDFILL GAS | RECIPROCATING ENGINE | BIOMASS | NP15 | PGE3 | 1999-01-01 |  | 1.6 | A | 0.608 |  | -999 | -999 | -999 | -999 | -999 | -999 | -999 | -999 | -999 | -999 | 0 | #DIV/0!
131400 | Participating Unit | No | No | SWIFT_1_NAS | YERBA BUENA BATTERY | 4 | PGAE | Pacific Gas and Electric Company | LESR | BATTERY | STORAGE | NP15 | PGE3 | 2016-01-21 |  | 4.8 | A |  |  | -999 | -999 | -999 | -999 | -999 | -999 | -999 | -999 | -999 | -999 | 0 | #DIV/0!
124900 | Participating Unit | No | No | ELCAP_1_SOLAR | 2097 Helton | 1.5 | PGAE | Pristine Sun, LLC | SUN | PHOTO VOLTAIC | SOLAR | NP15 | PGE3 | 2015-05-01 |  | 1.5 | A |  |  | -999 | -999 | -999 | -999 | -999 | -999 | -999 | -999 | -999 | -999 | 0 | #DIV/0!
130000 | Participating Unit | No | No | MNDOTA_1_SOLAR2 | Citizen Solar B | 5 | PGAE | Citizen Solar B LLC | SUN | PHOTO VOLTAIC | SOLAR | NP15 | PGE3 | 2015-12-11 |  | 5 | A |  |  | -999 | -999 | -999 | -999 | -999 | -999 | -999 | -999 | -999 | -999 | 0 | #DIV/0!
127400 | Participating Unit | No | No | CUMBIA_1_SOLAR | Columbia Solar Energy II | 19 | PGAE | Columbia Solar Energy, LLC | SUN | PHOTO VOLTAIC | SOLAR | NP15 | PGE3 | 2015-10-21 |  | 19 | A |  |  | -999 | -999 | -999 | -999 | -999 | -999 | -999 | -999 | -999 | -999 | 0 | #DIV/0!
110900 | Participating Unit | No | No | COCOSB_6_SOLAR | Oakley Solar Project | 1.5 | PGAE | Hayworth-Fabian, LLC | SUN | PHOTO VOLTAIC | SOLAR | NP15 | PGE3 | 2013-06-12 |  | 1.5 | A |  |  | -999 | -999 | -999 | -999 | -999 | -999 | -999 | -999 | -999 | -999 | 0 | #DIV/0!
37400 | Participating Unit | No | No | WNDMAS_2_UNIT 1 | BUENA VISTA ENERGY, LLC | 38 | PGAE | Buena Vista Energy, LLC | WIND | WIND | WIND | NP15 | PGE3 | 1983-12-24 |  | 38 | A |  |  | -999 | -999 | -999 | -999 | -999 | -999 | -999 | -999 | -999 | -999 | 0 | #DIV/0!
90900 | Participating Unit | No | No | FLOWD2_2_FPLWND | DIABLO WINDS | 18.6 | PGAE | DIABLO WINDS, LLC | WIND | WIND | WIND | NP15 | PGE3 | 2005-05-01 |  | 18 | A |  |  | -999 | -999 | -999 | -999 | -999 | -999 | -999 | -999 | -999 | -999 | 0 | #DIV/0!
100600 | Participating Unit | No | No | BRDSLD_2_MTZUMA | FPL Energy Montezuma Wind | 36.8 | PGAE | FPL Energy Montezuma Wind, LLC | WIND | WIND | WIND | NP15 | PGE3 | 2011-01-25 |  | 36.8 | A |  |  | -999 | -999 | -999 | -999 | -999 | -999 | -999 | -999 | -999 | -999 | 0 | #DIV/0!
48600 | Participating Unit | No | Yes | USWPJR_2_UNITS | GREEN RIDGE POWER (JACKSON) | 78.2 | PGAE | Vasco Wind, LLC | WIND | WIND | WIND | NP15 | PGE3 | 1988-01-01 |  | 78.2 | A |  |  | -999 | -999 | -999 | -999 | -999 | -999 | -999 | -999 | -999 | -999 | 0 | #DIV/0!
48900 | Participating Unit | Yes | Yes | USWNDR_2_UNITS | GREEN RIDGE POWER LLC- RUSSELL (Aggregate) | 59.6 | PGAE | Pacific Gas & Electric Company | WIND | WIND | WIND | NP15 | PGE3 | 1994-01-01 |  | 59.6 | A |  |  | -999 | -999 | -999 | -999 | -999 | -999 | -999 | -999 | -999 | -999 | 0 | #DIV/0!
48800 | Participating Unit | Yes | Yes | USWND4_2_UNITS | GREEN RIDGE POWER LLC-RALPH (Aggregate) | 80.2 | PGAE | Pacific Gas & Electric Company | WIND | WIND | WIND | NP15 | PGE3 | 1987-01-01 |  | 80.2 | A |  |  | -999 | -999 | -999 | -999 | -999 | -999 | -999 | -999 | -999 | -999 | 0 | #DIV/0!
84500 | Participating Unit | No | No | BRDSLD_2_HIWIND | HIGH WINDS PROJECT | 162 | PGAE | High Winds, LLC | WIND | WIND | WIND | NP15 | PGE3 | 2003-12-23 |  | 162 | A |  |  | -999 | -999 | -999 | -999 | -999 | -999 | -999 | -999 | -999 | -999 | 0 | #DIV/0!
92900 | Participating Unit | No | No | BRDSLD_2_SHILO1 | SHILOH I WIND PROJECT | 150 | PGAE | Shiloh I Wind Project LLC | WIND | WIND | WIND | NP15 | PGE3 | 2006-03-30 |  | 150 | A |  |  | -999 | -999 | -999 | -999 | -999 | -999 | -999 | -999 | -999 | -999 | 0 | #DIV/0!
106400 | Participating Unit | No | No | BRDSLD_2_SHLO3B | Shiloh IV Wind Project | 100 | PGAE | Shiloh IV Wind Project, LLC | WIND | WIND | WIND | NP15 | PGE3 | 2012-12-07 |  | 100 | A |  |  | -999 | -999 | -999 | -999 | -999 | -999 | -999 | -999 | -999 | -999 | 0 | #DIV/0!
97300 | Participating Unit | No | No | BRDSLD_2_SHILO2 | Shiloh Wind Project 2 | 150 | PGAE | Shiloh Wind Project 2, LLC | WIND | WIND | WIND | NP15 | PGE3 | 2009-01-27 |  | 150 | A |  |  | -999 | -999 | -999 | -999 | -999 | -999 | -999 | -999 | -999 | -999 | 0 | #DIV/0!
34600 | Participating Unit | Yes | Yes | FLOWD2_2_UNIT 1 | ALTAMONT POWER (AGGREGATE) | 42.1 | PGAE | Pacific Gas & Electric Company | WIND | WIND | WIND | NP15 | PGE3 | 1985-01-01 |  | 42.1 | A |  |  | -999 | -999 | -999 | -999 | -999 | -999 | -999 | -999 | -999 | -999 | 0 | #DIV/0!
76000 | Participating Unit | No | No | ZOND_6_UNIT | Santa Clara Wind Project | 17.1 | PGAE | Seawest Power Resources, LLC (formerly QFID 01W017) | WIND | WIND | WIND | NP15 | PGE3 | 1985-12-30 |  | 24.1 | A |  |  | -999 | -999 | -999 | -999 | -999 | -999 | -999 | -999 | -999 | -999 | 0 | #DIV/0!
48300 | Participating Unit | Yes | No | GOLDHL_1_QF | GOLD HILL AREA LUMPED QF UNITS | 1.25 | PGAE | Pacific Gas & Electric Company | WIND | WIND | WIND | NP15 | PGE3 | 1992-11-18 |  | 1.25 | A |  |  | -999 | -999 | -999 | -999 | -999 | -999 | -999 | -999 | -999 | -999 | 0 | #DIV/0!
130100 | Participating Unit | No | No | USWND2_1_WIND1 | Golden Hills A | 42.96 | PGAE | Golden Hills Wind, LLC | WIND | WIND | WIND | NP15 | PGE3 | 2015-12-18 |  | 4.3 | A |  |  | -999 | -999 | -999 | -999 | -999 | -999 | -999 | -999 | -999 | -999 | 0 | #DIV/0!
130200 | Participating Unit | No | No | USWND2_1_WIND2 | Golden Hills B | 42.96 | PGAE | Golden Hills Wind, LLC | WIND | WIND | WIND | NP15 | PGE3 | 2015-12-18 |  | 42.96 | A |  |  | -999 | -999 | -999 | -999 | -999 | -999 | -999 | -999 | -999 | -999 | 0 | #DIV/0!
94100 | Participating Unit | Yes | Yes | MLPTAS_7_QFUNTS | MILPITAS QF AGGREGATION | 2.3 | PGAE |  | WOOD WASTE | STEAM | BIOMASS | NP15 | PGE3 |  |  | 2.3 | A | 0.696 |  | -999 | -999 | -999 | -999 | -999 | -999 | -999 | -999 | -999 | -999 | 0 | #DIV/0!

## TAC South
ISO Index | Classification | QF | Aggregate | Resource ID | Name | NetCap | PTO Area | Owner or QF ID | Fuel Type | Unit Type | ISO Classification | Zone | Demand Zone | Operating Date | River System | Nameplate Capacity | Status - A=Active; C - Contracted outside CAISO | Capacity Factor | Average Heat Rate | Segment1 | Segment2 | Segment3 | MinCap | RampRate | MinUP | MinDOWN | VariableO&M | NoLOAD (x Fuel Price) | StartCost
44800 | Participating Unit | Yes | Yes | DIVSON_6_NSQF | Division | 47 | SDGE | SDG&E Exempt | NATURAL GAS | COMBINED CYCLE | COGENERATION | SP15 | SDG1 | 1989-01-01 |  | 48.6 | A |  | 8.026 | 6.6377 | 6.8987 | 7.1596 | 19 | 47 | 6 | 6 | 2 | 58.5308 | 3290
93000 | Participating Unit | No | Yes | PALOMR_2_PL1X3 | PALOMAR ENERGY CENTER | 575 | SDGE | San Diego Gas & Electric | NATURAL GAS | COMBINED CYCLE | THERMAL | SP15 | SDG1 | 2006-03-31 |  | 595 | A |  | 11.0858 | 9.6975 | 9.9584 | 10.2194 | 230 | 575 | 2 | 2 | 2 | 716.0678 | 40250
98000 | Participating Unit | No | No | OTMESA_2_PL1X3 | Otay | 603.68 | SDGE | Otay Mesa Energy Center, LLC | NATURAL GAS | COMBINED CYCLE | THERMAL | SP15 | SDG1 | 2009-10-03 |  | 669 | A |  | 11.0084 | 9.6201 | 9.8811 | 10.142 | 242 | 604 | 1 | 1 | 2 | 751.784 | 42257.6
83900 | Participating Unit | No | Yes | LAROA2_2_UNITA1 | CENTRAL LA ROSITA II COMBINED CYCLE (AGGREGATE) | 322 | SDGE | Energia de Baja California | NATURAL GAS | COMBINED CYCLE | THERMAL | SP15 | SDG1 | 2003-07-22 |  | 336.5 | A |  | 9.2486 | 7.8602 | 8.1212 | 8.3821 | 129 | 322 | 4 | 4 | 2 | 400.998 | 22540
84300 | Participating Unit | No | Yes | TERMEX_2_PL1X3 | TERMOELCTRICA DE MEXICALI (Aggregate) | 625 | SDGE | Termoelectrica De Mexicali | NATURAL GAS | COMBINED CYCLE | THERMAL | SP15 | SDG1 | 2003-07-30 |  | 668 | A |  | 9.2486 | 7.8602 | 8.1212 | 8.3821 | 250 | 625 | 4 | 4 | 2 | 778.3345 | 43750
60500 | Participating Unit | Yes | No | PTLOMA_6_NTCQF | NTC/MCRD COGENERATION | 22.3 | SDGE | SDG&E Exempt | NATURAL GAS | COMBUSTION TURBINE | COGENERATION | SP15 | SDG1 | 1989-01-01 |  | 22.3 | A |  | 10.5377 | 8.6268 | 8.6918 | 8.7568 | 17 | 23 | 1 | 1 | 3.17 | 34.3174 | 1561
43900 | Participating Unit | Yes | Yes | SAMPSN_6_KELCO1 | CPK | 25 | SDGE | CP Kelco U.S., Inc. | NATURAL GAS | COMBUSTION TURBINE | COGENERATION | SP15 | SDG1 | 2014-03-05 |  | 26.95 | A |  | 9.9292 | 8.0183 | 8.0833 | 8.1484 | 202 | 25 | 1 | 1 | 3.17 | 38.4724 | 1750
60100 | Participating Unit | Yes | No | NIMTG_6_NIQF | North Island | 42.7 | SDGE | SDG&E Exempt | NATURAL GAS | COMBUSTION TURBINE | COGENERATION | SP15 | SDG1 | 1989-01-01 |  | 34.5 | A |  | 9.5521 | 7.6412 | 7.7063 | 7.7713 | 212 | 43 | 1 | 1 | 3.17 | 65.7109 | 2989
48200 | Participating Unit | Yes | No | ESCO_6_GLMQF | Goal Line | 49.9 | SDGE | Goal Line, L.P. | NATURAL GAS | COMBUSTION TURBINE | COGENERATION | SP15 | SDG1 | 1994-01-01 |  | 52.2 | A |  | 8.882 | 6.9711 | 7.0361 | 7.1012 | 113 | 50 | 1 | 1 | 3.17 | 76.791 | 3493
96300 | Participating Unit | No | No | OTAY_6_PL1X2 | Chula Vista Energy Center | 35.5 | SDGE | Chula Vista Energy Center, LLC | NATURAL GAS | COMBUSTION TURBINE | PEAKER | SP15 | SDG1 | 2006-06-08 |  | 44.02 | A |  | 21.2383 | 19.3275 | 19.3925 | 19.4575 | 8 | 36 | 1 | 1 | 3.17 | 54.6309 | 2485
9100 | Participating Unit | No | No | ELCAJN_7_GT1 | El Cajon | 16.36 | SDGE | Cabrillo Power II, LLC | NATURAL GAS | COMBUSTION TURBINE | PEAKER | SP15 | SDG1 | 1968-01-01 |  | 15 | A |  | 19.0614 | 17.1505 | 17.2155 | 17.2806 | 9 | 17 | 1 | 1 | 3.17 | 25.1764 | 1145.2
9800 | Participating Unit | No | No | ENCINA_7_GT1 | Encina | 14.5 | SDGE | Cabrillo Power I, LLC | NATURAL GAS | COMBUSTION TURBINE | PEAKER | SP15 | SDG1 | 1968-01-01 |  | 18 | A |  | 18.1835 | 16.2726 | 16.3376 | 16.4026 | 15 | 15 | 1 | 1 | 3.17 | 22.314 | 1015
21600 | Participating Unit | No | Yes | MRGT_7_UNITS | Miramar | 36 | SDGE | Cabrillo Power I, LLC | NATURAL GAS | COMBUSTION TURBINE | PEAKER | SP15 | SDG1 | 1972-01-01 |  | 36 | A |  | 17.2231 | 15.3122 | 15.3772 | 15.4422 | 18 | 36 | 1 | 1 | 3.17 | 55.4003 | 2520
18100 | Participating Unit | No | Yes | KEARNY_7_KY3 | Kearny | 61 | SDGE | DYNEGY | NATURAL GAS | COMBUSTION TURBINE | PEAKER | SP15 | SDG1 | 1969-01-01 |  | 61 | A |  | 16.1429 | 14.232 | 14.297 | 14.362 | 13 | 61 | 1 | 1 | 3.17 | 93.8728 | 4270
3400 | Participating Unit | No | No | BORDER_6_UNITA1 | BORDER | 51.25 | SDGE | CalPeak Power LLC | NATURAL GAS | COMBUSTION TURBINE | PEAKER | SP15 | SDG1 | 2001-10-26 |  | 49.96 | A |  | 13.8124 | 11.9015 | 11.9665 | 12.0316 | 13 | 52 | 1 | 1 | 3.17 | 78.8685 | 3587.5
9000 | Participating Unit | No | No | ELCAJN_6_UNITA1 | Cuyamaca Peak Energy Plant | 45.42 | SDGE | San Diego Gas & Electric | NATURAL GAS | COMBUSTION TURBINE | PEAKER | SP15 | SDG1 | 2002-05-29 |  | 47.3 | A |  | 13.8124 | 11.9015 | 11.9665 | 12.0316 | 6 | 46 | 1 | 1 | 3.17 | 69.8967 | 3179.4
10400 | Participating Unit | No | No | ESCNDO_6_UNITB1 | Enterprise | 48.04 | SDGE | CalPeak Power LLC | NATURAL GAS | COMBUSTION TURBINE | PEAKER | SP15 | SDG1 | 2001-10-23 |  | 46.9 | A |  | 13.8124 | 11.9015 | 11.9665 | 12.0316 | 6 | 49 | 1 | 1 | 3.17 | 73.9287 | 3362.8
19300 | Participating Unit | No | No | LARKSP_6_UNIT 1 | Larkspur 1 | 46.1 | SDGE | Wildflower Energy | NATURAL GAS | COMBUSTION TURBINE | PEAKER | SP15 | SDG1 | 2001-09-13 |  | 45 | A |  | 13.8124 | 11.9015 | 11.9665 | 12.0316 | 13 | 47 | 1 | 1 | 3.17 | 70.9432 | 3227
19400 | Participating Unit | No | No | LARKSP_6_UNIT 2 | Larkspur 2 | 47.98 | SDGE | Wildflower Energy | NATURAL GAS | COMBUSTION TURBINE | PEAKER | SP15 | SDG1 | 2001-09-13 |  | 45 | A |  | 13.8124 | 11.9015 | 11.9665 | 12.0316 | 22 | 48 | 1 | 1 | 3.17 | 73.8363 | 3358.6
99200 | Participating Unit | No | Yes | OGROVE_6_PL1X2 | Orange Grove Energy Center | 96 | SDGE | Orange Grove Energy, L.P. | NATURAL GAS | COMBUSTION TURBINE | PEAKER | SP15 | SDG1 | 2010-06-17 |  | 100 | A |  | 13.8124 | 11.9015 | 11.9665 | 12.0316 | 18 | 96 | 1 | 1 | 3.17 | 147.7342 | 6720
99100 | Participating Unit | No | No | ELCAJN_6_LM6K | El Cajon Energy Center | 48.1 | SDGE | El Cajon Energy, LLC | NATURAL GAS | COMBUSTION TURBINE | PEAKER | SP15 | SDG1 | 2010-06-16 |  | 49.9 | A |  | 10.045 | 8.1341 | 8.1991 | 8.2641 | 16 | 49 | 1 | 1 | 3.17 | 74.021 | 3367
97700 | Participating Unit | No | No | MRGT_6_MEF2 | Miramar | 47.9 | SDGE | SDG&E | NATURAL GAS | COMBUSTION TURBINE | PEAKER | SP15 | SDG1 | 2009-08-07 |  | 49.5 | A |  | 9.8097 | 7.8988 | 7.9638 | 8.0288 | 17 | 48 | 1 | 1 | 3.17 | 73.7132 | 3353
92100 | Participating Unit | No | No | MRGT_6_MMAREF | Miramar | 48 | SDGE | San Diego Gas & Electric | NATURAL GAS | COMBUSTION TURBINE | PEAKER | SP15 | SDG1 | 2005-07-27 |  | 46.7 | A |  | 9.8097 | 7.8988 | 7.9638 | 8.0288 | 17 | 48 | 1 | 1 | 3.17 | 73.8671 | 3360
137200 | Participating Unit | No | No | PIOPIC_2_CTG1 | Pio Pico | 106 | SDGE | Pio Pico Energy Center | NATURAL GAS | COMBUSTION TURBINE | THERMAL | SP15 | SDG1 | 2016-11-03 |  | 106 | A |  | 9.7825 | 7.8716 | 7.9366 | 8.0017 | 17 | 106 | 1 | 1 | 3.17 | 163.1232 | 7420
137300 | Participating Unit | No | No | PIOPIC_2_CTG2 | Pio Pico | 106 | SDGE | Pio Pico Energy Center | NATURAL GAS | COMBUSTION TURBINE | THERMAL | SP15 | SDG1 | 2016-11-03 |  | 106 | A |  | 9.7825 | 7.8716 | 7.9366 | 8.0017 | 34 | 106 | 1 | 1 | 3.17 | 163.1232 | 7420
137400 | Participating Unit | No | No | PIOPIC_2_CTG3 | Pio Pico | 106 | SDGE | Pio Pico Energy Center | NATURAL GAS | COMBUSTION TURBINE | THERMAL | SP15 | SDG1 | 2016-11-03 |  | 106 | A |  | 9.7825 | 7.8716 | 7.9366 | 8.0017 | 17 | 106 | 1 | 1 | 3.17 | 163.1232 | 7420
135400 | Participating Unit | No | No | VESTAL_2_UNIT1 | CALGREN-PIXLEY | 11.2 | SDGE | GFP Ethanol LLC | NATURAL GAS | COMBUSTION TURBINE | THERMAL | SP15 | SCE1 | 2016-06-30 |  | 5 | A |  | 9.5418 | 7.6309 | 7.6959 | 7.7609 | 17 | 12 | 1 | 1 | 3.17 | 17.2357 | 784
84000 | Participating Unit | No | No | LAROA1_2_UNITA1 | CICLO COMBINADO MEXICALI | 180 | SDGE | Energia Azteca X | NATURAL GAS | COMBUSTION TURBINE | THERMAL | SP15 | SDG1 | 2003-07-20 |  | 181.5 | A |  | 9.5418 | 7.6309 | 7.6959 | 7.7609 | 17 | 180 | 1 | 1 | 3.17 | 277.0016 | 12600
94900 | Participating Unit | No | Yes | ESCNDO_6_PL1X2 | Escondido Energy Center | 48.71 | SDGE | Escondido Energy Center, LLC | NATURAL GAS | COMBUSTION TURBINE | THERMAL | SP15 | SDG1 | 2006-06-07 |  | 49.5 | A |  | 9.5418 | 7.6309 | 7.6959 | 7.7609 | 38 | 49 | 1 | 1 | 3.17 | 74.9597 | 3409.7
9900 | Participating Unit | No | No | ENCINA_7_EA1 | Encina | 106 | SDGE | Cabrillo Power I, LLC | NATURAL GAS | STEAM | THERMAL | SP15 | SDG1 | 1954-01-01 |  | 106.25 | A |  | 13.7435 | 11.9314 | 12.6363 | 13.3413 | 43 | 106 | 6 | 6 | 2 | 179.3308 | 7420
10000 | Participating Unit | No | No | ENCINA_7_EA2 | Encina | 104 | SDGE | Cabrillo Power I, LLC | NATURAL GAS | STEAM | THERMAL | SP15 | SDG1 | 1956-01-01 |  | 110.25 | A |  | 13.7435 | 11.9314 | 12.6363 | 13.3413 | 42 | 104 | 6 | 6 | 2 | 175.9472 | 7280
10100 | Participating Unit | No | No | ENCINA_7_EA3 | Encina | 110 | SDGE | Cabrillo Power I, LLC | NATURAL GAS | STEAM | THERMAL | SP15 | SDG1 | 1958-01-01 |  | 110.25 | A |  | 13.7435 | 11.9314 | 12.6363 | 13.3413 | 44 | 110 | 6 | 6 | 2 | 186.098 | 7700
10200 | Participating Unit | No | No | ENCINA_7_EA4 | Encina | 300 | SDGE | Cabrillo Power I, LLC | NATURAL GAS | STEAM | THERMAL | SP15 | SDG1 | 1973-01-01 |  | 306 | A |  | 13.7435 | 11.9314 | 12.6363 | 13.3413 | 120 | 300 | 6 | 6 | 2 | 507.54 | 21000
10300 | Participating Unit | No | No | ENCINA_7_EA5 | Encina | 330 | SDGE | Cabrillo Power I, LLC | NATURAL GAS | STEAM | THERMAL | SP15 | SDG1 | 1978-01-01 |  | 345.6 | A |  | 13.7435 | 11.9314 | 12.6363 | 13.3413 | 132 | 330 | 6 | 6 | 2 | 558.2941 | 23100
60300 | Participating Unit | Yes | No | NIMTG_6_NICOGN | North Island | 4.05 | SDGE | SDG&E Exempt | HEAT RECOVERY | STEAM | COGENERATION | SP15 | SDG1 | 1989-01-01 |  | 4.05 | A | 0.70433 |  | -999 | -999 | -999 | -999 | -999 | -999 | -999 | -999 | 0 | -999
60600 | Participating Unit | Yes | No | PTLOMA_6_NTCCGN | AEI MCRD STEAM TURBINE | 2.58 | SDGE | SDG&E Exempt | HEAT RECOVERY | STEAM | COGENERATION | SP15 | SDG1 | 1989-01-01 |  | 2.58 | A | 0.70433 |  | -999 | -999 | -999 | -999 | -999 | -999 | -999 | -999 | 0 | -999
101400 | Participating Unit | No | No | CHILLS_1_SYCENG | Sycamore Energy 1 | 1.5 | SDGE | Sycamore Energy 1 LLC | LANDFILL GAS | COMBUSTION TURBINE | BIOMASS | SP15 | SDG1 | 2011-05-19 |  | 1.9 | A | 0.308 |  | -999 | -999 | -999 | -999 | -999 | -999 | -999 | -999 | 0 | -999
57300 | Participating Unit | Yes | No | MSHGTS_6_MMARLF | MIRAMAR LANDFILL | 5 | SDGE | MM San Diego, LLC (Formerly QFID 450) | LANDFILL GAS | COMBUSTION TURBINE | BIOMASS | SP15 | SDG1 | 2003-05-21 |  | 6.5 | A | 0.70433 |  | -999 | -999 | -999 | -999 | -999 | -999 | -999 | -999 | 0 | -999
94500 | Participating Unit | No | Yes | OTAY_7_UNITC1 | Otay 3 Landfill Generation Facility | 3.3 | SDGE | Otay Landfill Gas, LLC | LANDFILL GAS | COMBUSTION TURBINE | BIOMASS | SP15 | SDG1 | 2007-03-08 |  | 3.75 | A | 0.779 |  | -999 | -999 | -999 | -999 | -999 | -999 | -999 | -999 | 0 | -999
117600 | Participating Unit | Yes | No | OTAY_6_LNDFL5 | Otay 5 | 1.5 | SDGE | Otay Landfill Gas, LLC | LANDFILL GAS | COMBUSTION TURBINE | BIOMASS | SP15 | SDG1 | 2014-03-14 |  | 1.5 | A | 0.779 |  | -999 | -999 | -999 | -999 | -999 | -999 | -999 | -999 | 0 | -999
117700 | Participating Unit | Yes | No | OTAY_6_LNDFL6 | Otay 6 | 1.5 | SDGE | Otay Landfill Gas, LLC | LANDFILL GAS | COMBUSTION TURBINE | BIOMASS | SP15 | SDG1 | 2014-03-14 |  | 1.5 | A | 0.779 |  | -999 | -999 | -999 | -999 | -999 | -999 | -999 | -999 | 0 | -999
62000 | Participating Unit | Yes | Yes | OTAY_6_UNITB1 | OTAY LANDFILL UNITS AGGREGATE | 3 | SDGE | Otay Landfill Gas, LLC | LANDFILL GAS | COMBUSTION TURBINE | BIOMASS | SP15 | SDG1 | 1987-01-01 |  | 3 | A | 0.779 |  | -999 | -999 | -999 | -999 | -999 | -999 | -999 | -999 | 0 | -999
63800 | Participating Unit | Yes | Yes | CBRLLO_6_PLSTP1 | POINT LOMA WASTEWATER TREATMENT PLANT | 4.83 | SDGE | City of San Diego (Formerly QFID 464) | LANDFILL GAS | COMBUSTION TURBINE | BIOMASS | SP15 | SDG1 | 1985-01-01 |  | 7.12 | A | 0.70433 |  | -999 | -999 | -999 | -999 | -999 | -999 | -999 | -999 | 0 | -999
63600 | Participating Unit | Yes | No | CPSTNO_7_PRMADS | PRIMA DESHECHA LANDFILL | 6.1 | SDGE | MM Biogas Power, LLC (Formerly QF ID 448) | LANDFILL GAS | COMBUSTION TURBINE | BIOMASS | SP15 | SDG1 | 1999-01-01 |  | 6.1 | A | 0.802 |  | -999 | -999 | -999 | -999 | -999 | -999 | -999 | -999 | 0 | -999
101500 | Participating Unit | No | No | SMRCOS_6_LNDFIL | San Marcos Energy | 1.5 | SDGE | San Marcos Energy LLC | LANDFILL GAS | COMBUSTION TURBINE | BIOMASS | SP15 | SDG1 | 2011-05-20 |  | 1.6 | A | 0.70433 |  | -999 | -999 | -999 | -999 | -999 | -999 | -999 | -999 | 0 | -999
90600 | Participating Unit | No | No | CHILLS_7_UNITA1 | SYCAMORE CANYON LANDFILL PLANT B | 2 | SDGE | Gas Recovery Systems | LANDFILL GAS | COMBUSTION TURBINE | BIOMASS | SP15 | SDG1 | 2004-07-14 |  | 3 | A | 0.70433 |  | -999 | -999 | -999 | -999 | -999 | -999 | -999 | -999 | 0 | -999
107700 | Participating Unit | No | No | BREGGO_6_SOLAR | NRG Borrego Solar One | 26 | SDGE | NRG Solar Borrego I LLC | SUN | PHOTO VOLTAIC | SOLAR | ZP26 | SDG1 | 2013-02-12 |  | 26 | A |  |  | -999 | -999 | -999 | -999 | -999 | -999 | -999 | -999 | 0 | -999
103500 | Participating Unit | No | No | AGUCAL_5_SOLAR1 | Agua Caliente Solar | 290 | SDGE | Agua Caliente Solar, LLC | SUN | PHOTO VOLTAIC | SOLAR | SP15 | PGE3 | 2014-06-10 |  | 290 | A |  |  | -999 | -999 | -999 | -999 | -999 | -999 | -999 | -999 | 0 | -999
110000 | Participating Unit | No | No | CPVERD_2_SOLAR | Campo Verde Solar | 139 | SDGE | Campo Verde Solar, LLC | SUN | PHOTO VOLTAIC | SOLAR | SP15 | SDG1 | 2013-10-22 |  | 150 | A |  |  | -999 | -999 | -999 | -999 | -999 | -999 | -999 | -999 | 0 | -999
119600 | Participating Unit | No | No | CNTNLA_2_SOLAR2 | Centinela Solar Energy 2 | 45.6 | SDGE | Centinela Solar Energy, LLC | SUN | PHOTO VOLTAIC | SOLAR | SP15 | SDG1 | 2014-08-15 |  | 45.6 | A |  |  | -999 | -999 | -999 | -999 | -999 | -999 | -999 | -999 | 0 | -999
110100 | Participating Unit | No | No | CNTNLA_2_SOLAR1 | Centinela Solar Energy Facility (Phase I) | 125 | SDGE | Centinela Solar Energy, LLC | SUN | PHOTO VOLTAIC | SOLAR | SP15 | SDG1 | 2014-07-30 |  | 127 | A |  |  | -999 | -999 | -999 | -999 | -999 | -999 | -999 | -999 | 0 | -999
138400 | Participating Unit | No | No | VLCNTR_6_VCSLR | Cole Grade | 2.33 | SDGE | NLP Valley Center Solar, LLC | SUN | PHOTO VOLTAIC | SOLAR | SP15 | SDG1 | 2016-12-07 |  | 2.33 | A |  |  | -999 | -999 | -999 | -999 | -999 | -999 | -999 | -999 | 0 | -999
121000 | Participating Unit | No | No | BREGGO_6_DEGRSL | Desert Green Solar Farm | 6.3 | SDGE | Desert Green Solar Farm, LLC | SUN | PHOTO VOLTAIC | SOLAR | SP15 | SDG1 | 2014-11-26 |  | 6.5 | A |  |  | -999 | -999 | -999 | -999 | -999 | -999 | -999 | -999 | 0 | -999
127000 | Participating Unit | No | No | IVWEST_2_SOLAR1 | Imperial Solar Energy Center West | 150 | SDGE | CSolar IV West, LLC | SUN | PHOTO VOLTAIC | SOLAR | SP15 | SDG1 | 2016-01-21 |  | 153.6 | A |  |  | -999 | -999 | -999 | -999 | -999 | -999 | -999 | -999 | 0 | -999
109800 | Participating Unit | No | No | CSLR4S_2_SOLAR | Imperial Valley (Csolar IV) | 130 | SDGE | CSOLAR IV South, LLC | SUN | PHOTO VOLTAIC | SOLAR | SP15 | SDG1 | 2013-10-11 |  | 130 | A |  |  | -999 | -999 | -999 | -999 | -999 | -999 | -999 | -999 | 0 | -999
136400 | Participating Unit | No | No | LILIAC_6_SOLAR | Mesa Crest | 3 | SDGE | NLP Granger A82, LLC | SUN | PHOTO VOLTAIC | SOLAR | SP15 | SDG1 | 2016-09-17 |  | 3 | A |  |  | -999 | -999 | -999 | -999 | -999 | -999 | -999 | -999 | 0 | -999
138100 | Participating Unit | No | No | MSOLAR_2_SOLAR3 | Mesquite Solar 3, LLC | 152 | SDGE | Mesquite Solar 3, LLC | SUN | PHOTO VOLTAIC | SOLAR | SP15 | SDG1 |  |  | 152 | A |  |  | -999 | -999 | -999 | -999 | -999 | -999 | -999 | -999 | 0 | -999
115600 | Participating Unit | No | No | CRELMN_6_RAMON1 | Ramona 1 | 2 | SDGE | Sol Orchard San Diego 20, LLC | SUN | PHOTO VOLTAIC | SOLAR | SP15 | SDG1 | 2013-12-31 |  | 2 | A |  |  | -999 | -999 | -999 | -999 | -999 | -999 | -999 | -999 | 0 | -999
115700 | Participating Unit | No | No | CRELMN_6_RAMON2 | Ramona 2 | 5 | SDGE | Sol Orchard San Diego 21, LLC | SUN | PHOTO VOLTAIC | SOLAR | SP15 | SDG1 | 2013-12-31 |  | 5 | A |  |  | -999 | -999 | -999 | -999 | -999 | -999 | -999 | -999 | 0 | -999
110200 | Participating Unit | No | No | IVSLRP_2_SOLAR1 | Silver Ridge Mount Signal | 200 | SDGE | Silver Ridge Mount Signal | SUN | PHOTO VOLTAIC | SOLAR | SP15 | SDG1 | 2014-03-04 |  | 200 | A |  |  | -999 | -999 | -999 | -999 | -999 | -999 | -999 | -999 | 0 | -999
115400 | Participating Unit | No | No | VLCNTR_6_VCSLR1 | Valley Center 1 | 2.5 | SDGE | Sol Orchard San Diego 22, LLC | SUN | PHOTO VOLTAIC | SOLAR | SP15 | SDG1 | 2013-12-31 |  | 2.5 | A |  |  | -999 | -999 | -999 | -999 | -999 | -999 | -999 | -999 | 0 | -999
115500 | Participating Unit | No | No | VLCNTR_6_VCSLR2 | Valley Center 2 | 5 | SDGE | Sol Orchard San Diego 23, LLC | SUN | PHOTO VOLTAIC | SOLAR | SP15 | SDG1 | 2013-12-31 |  | 5 | A |  |  | -999 | -999 | -999 | -999 | -999 | -999 | -999 | -999 | 0 | -999
94800 | Participating Unit | No | No | CCRITA_7_RPPCHF | Rancho Penasquitos Hydro Facility | 5.25 | SDGE | San Diego County Water Authority | WATER | HYDRO | HYDRO | SP15 | SDG1 | 2007-01-23 |  | 4.65 | A |  |  | -999 | -999 | -999 | -999 | -999 | -999 | -999 | -999 | 0 | -999
57400 | Participating Unit | Yes | Yes | MSSION_2_QF | MISSION AREA LUMPED UNITS | 50 | SDGE | VARIOUS | WATER | HYDRO | VARIOUS | SP15 | SDG1 | 1980-01-01 |  | 19.03 | A |  |  | -999 | -999 | -999 | -999 | -999 | -999 | -999 | -999 | 0 | -999
102300 | Participating Unit | No | No | LAKHDG_6_UNIT 1 | Lake Hodges Pump Station 1 - Unit 1 | 20 | SDGE | San Diego County Water Authority | WATER | PUMPED STORAGE | HYDRO | SP15 | SDG1 | 2011-09-08 |  | 20 | A |  |  | -999 | -999 | -999 | -999 | -999 | -999 | -999 | -999 | 0 | -999
105500 | Participating Unit | No | No | LAKHDG_6_UNIT 2 | Lake Hodges Pumped Storage-Unit2 | 20.15 | SDGE | San Diego County Water Authority | WATER | PUMPED STORAGE | HYDRO | SP15 | SDG1 | 2012-08-27 |  | 20 | A |  |  | -999 | -999 | -999 | -999 | -999 | -999 | -999 | -999 | 0 | -999
124200 | Participating Unit | No | No | ENERSJ_2_WIND | ESJ Wind Energy | 155.1 | SDGE | Energia Sierra Juarez, S. de R.L. de C.V. | WIND | WIND | WIND | SP15 | SDG1 |  |  | 155.1 | A |  |  | -999 | -999 | -999 | -999 | -999 | -999 | -999 | -999 | 0 | -999
92600 | Participating Unit | No | No | CRSTWD_6_KUMYAY | KUMEYAAY WIND FARM | 50 | SDGE | Kumeyaay Wind LLC | WIND | WIND | WIND | SP15 | SDG1 | 2005-12-21 |  | 50 | A |  |  | -999 | -999 | -999 | -999 | -999 | -999 | -999 | -999 | 0 | -999
112500 | Participating Unit | No | No | OCTILO_5_WIND | Ocotillo Wind Energy Facility | 265 | SDGE | Ocotillo Express LLC | WIND | WIND | WIND | SP15 | SDG1 | 2013-07-30 |  | 265.4 | A |  |  | -999 | -999 | -999 | -999 | -999 | -999 | -999 | -999 | 0 | -999
104800 | Participating Unit | No | No | ROSMDW_2_WIND1 | Pacific Wind - Phase 1 | 140 | SDGE | Pacific Wind, LLC | WIND | WIND | WIND | SP15 | SDG1 |  |  | 140 | A |  |  | -999 | -999 | -999 | -999 | -999 | -999 | -999 | -999 | 0 | -999
38.9148
38.7547
38.6915
38.8305
38.6957
38.5777
20.6456
40.6296
40.8319
40.7223
40.6549
40.7223
153.3228
160.2995
66.1882
66.1882
36.1057
36.1967
68.7075
69.4293
102.9991
102.3848
13.4445
46.6937
46.704
36.9971
36.1967
104.6518
102.571
44.4702
44.5302
8.6181
32.5418
14.7541
18.8908
5.2398

## TAC East Central
ISO Index | Classification | QF | Aggregate | Resource ID | Generating Unit Name / Description | Net Capacity (MW) | PTO Area | Owner or QF ID | Fuel Type | Unit Type | ISO Classification | Zone | Demand Zone | Operating Date | River System | Nameplate Capacity | Status - A=Active; C - Contracted outside CAISO | Capacity Factor | Average Heat Rate | Segment1 | Segment2 | Segment3 | MinCap | RampRate | MinUP | MinDOWN | VariableO&M | NoLOAD (x Fuel Price) | StartCost
58300 | Participating Unit | Yes | Yes | MOORPK_6_QF | MOORE PARK AREA LUMPED UNITS | 34.8 | SCE | VARIOUS | NATURAL GAS | COMBINED CYCLE | VARIOUS | SP15 | SCE1 | 1976-01-01 |  | 30.02 | A |  | 8.51 | 7.1217 | 7.3826 | 7.6436 | 14 | 35 | 6 | 6 | 2 | 43.3377 | 2436
38900 | Participating Unit | Yes | Yes | CENTER_2_QF | CENTER AREA LUMPED UNITS | 31 | SCE | COGENERATION | NATURAL GAS | COMBINED CYCLE | COGENERATION | SP15 | SCE1 | 1987-01-01 |  | 31.01 | A |  | 8.51 | 7.1217 | 7.3826 | 7.6436 | 13 | 31 | 6 | 6 | 2 | 38.6054 | 2170
74400 | Participating Unit | Yes | Yes | ARCOGN_2_UNITS | WATSON COGENERATION COMPANY | 416.6 | SCE | Watson Cogeneration Company | NATURAL GAS | COMBINED CYCLE | COGENERATION | SP15 | SCE1 | 1987-12-04 |  | 405.78 | A |  | 7.3988 | 6.0105 | 6.2715 | 6.5324 | 167 | 417 | 5 | 5 | 2 | 518.8067 | 29162
40000 | Participating Unit | Yes | Yes | CHEVMN_2_UNITS | Chevron CIC | 124.87 | SCE | Chevron USA, Inc. | NATURAL GAS | COMBINED CYCLE | COGENERATION | SP15 | SCE1 | 1987-12-29 |  | 170.7 | A |  | 8.026 | 6.6377 | 6.8987 | 7.1596 | 50 | 125 | 5 | 5 | 2 | 155.505 | 8740.9
43500 | Participating Unit | Yes | No | SAUGUS_6_PTCHGN | COUNTY OF LOS ANGELES (PITCHESS HONOR RANCH) | 29.8 | SCE | Southern California Edison Company | NATURAL GAS | COMBINED CYCLE | COGENERATION | SP15 | SCE1 | 1988-07-14 |  | 28.71 | A |  | 9.51 | 8.1217 | 8.3826 | 8.6436 | 12 | 30 | 5 | 5 | 2 | 37.111 | 2086
66400 | Participating Unit | Yes | Yes | SBERDO_2_QF | SAN BERNARDINO AREA LUMPED UNITS | 10.6 | SCE | VARIOUS | NATURAL GAS | COMBINED CYCLE | COGENERATION | SP15 | SCE1 | 1989-01-01 |  | 11.85 | A |  | 8.51 | 7.1217 | 7.3826 | 7.6436 | 5 | 11 | 5 | 5 | 2 | 13.2006 | 742
90700 | Participating Unit | No | Yes | HARBGN_7_UNITS | HARBOR COGEN COMBINED CYCLE PLANT | 109.01 | SCE | Harbor Cogeneration Company | NATURAL GAS | COMBINED CYCLE | THERMAL | SP15 | SCE1 | 2001-06-14 |  | 107.45 | A |  | 12.0368 | 10.6484 | 10.9094 | 11.1703 | 44 | 110 | 4 | 4 | 2 | 135.754 | 7630.7
82800 | Participating Unit | No | Yes | HIDSRT_2_UNITS | HIGH DESERT POWER PROJECT (AGGREGATE) | 830 | SCE | High Desert Power, LLC | NATURAL GAS | COMBINED CYCLE | THERMAL | SP15 | SCE1 | 2003-04-21 |  | 854.9 | A |  | 8.6827 | 7.2944 | 7.5553 | 7.8162 | 332 | 830 | 4 | 4 | 2 | 1033.6283 | 58100
91300 | Participating Unit | No | Yes | CORONS_6_CLRWTR | Clearwater Power Plant | 28 | SCE | City of Riverside (MSSA) | NATURAL GAS | COMBINED CYCLE | THERMAL | SP15 | SCE1 | 2005-02-28 |  | 32.27 | A |  | 8.8821 | 7.4938 | 7.7547 | 8.0157 | 12 | 28 | 4 | 4 | 2 | 34.8694 | 1960
91700 | Participating Unit | No | Yes | LEBECS_2_UNITS | PASTORIA ENERGY FACILITY | 799.47 | SCE | Calpine | NATURAL GAS | COMBINED CYCLE | THERMAL | SP15 | SCE1 | 2005-05-04 |  | 800 | A |  | 11.0107 | 9.6224 | 9.8833 | 10.1443 | 320 | 800 | 3 | 3 | 2 | 995.6082 | 55962.9
92500 | Participating Unit | No | Yes | VERNON_6_MALBRG | Malburg Generating Station | 134 | SCE | City of Vernon | NATURAL GAS | COMBINED CYCLE | THERMAL | SP15 | VRN1 | 2005-10-17 |  | 134 | A |  | 9.2486 | 7.8602 | 8.1212 | 8.3821 | 54 | 134 | 3 | 3 | 2 | 166.8749 | 9380
92400 | Participating Unit | No | Yes | SBERDO_2_PSP3 | MOUNTAINVIEW POWER PLANT POWER BLOCK 3 | 525 | SCE | Monutainview Power Company. LLC | NATURAL GAS | COMBINED CYCLE | THERMAL | SP15 | SCE1 | 2005-12-10 |  | 543 | A |  | 7.2172 | 5.8289 | 6.0898 | 6.3508 | 210 | 525 | 2 | 2 | 2 | 653.801 | 36750
92700 | Participating Unit | No | Yes | SBERDO_2_PSP4 | MOUNTAINVIEW POWER PLANT POWER BLOCK 4 | 525 | SCE | Mountainview Power Company | NATURAL GAS | COMBINED CYCLE | THERMAL | SP15 | SCE1 | 2006-01-19 |  | 543 | A |  | 7.2172 | 5.8289 | 6.0898 | 6.3508 | 210 | 525 | 2 | 2 | 2 | 653.801 | 36750
97600 | Participating Unit | No | No | INLDEM_5_UNIT 1 | Inland Empire Energy Center, Unit 1 | 376.2 | SCE | Inland Empire Energy Center, LLC | NATURAL GAS | COMBINED CYCLE | THERMAL | SP15 | SCE1 | 2009-06-29 |  | 405 | A |  | 7.0098 | 5.6215 | 5.8824 | 6.1434 | 151 | 377 | 2 | 2 | 2 | 468.4951 | 26334
99000 | Participating Unit | No | No | INLDEM_5_UNIT 2 | Inland Empire Energy Center, L.L.C. Unit 2 | 366.32 | SCE | Inland Empire Energy Center, L.L.C. | NATURAL GAS | COMBINED CYCLE | THERMAL | SP15 | SCE1 | 2010-06-08 |  | 405 | A |  | 7.0098 | 5.6215 | 5.8824 | 6.1434 | 147 | 367 | 1 | 1 | 2 | 456.1912 | 25642.4
98900 | Participating Unit | No | Yes | BUCKBL_2_PL1X3 | Blythe Energy Project | 493.63 | SCE | Blythe Energy, LLC | NATURAL GAS | COMBINED CYCLE | THERMAL | SP15 | SCE1 | 2010-06-11 |  | 537 | A |  | 11.298 | 9.9097 | 10.1706 | 10.4315 | 198 | 494 | 1 | 1 | 2 | 614.7349 | 34554.1
105700 | Participating Unit | No | Yes | MRCHNT_2_PL1X3 | Desert Star Energy Center | 494.58 | SCE | Desert Start Energy Center | NATURAL GAS | COMBINED CYCLE | THERMAL | SP15 | SCE1 | 2012-06-18 |  | 506 | A |  | 7.2272 | 5.8389 | 6.0998 | 6.3608 | 198 | 495 | 1 | 1 | 2 | 615.9179 | 34620.6
111600 | Participating Unit | No | Yes | ELSEGN_2_UN1011 | El Segundo Energy Center 5/6 | 263 | SCE | El Segundo Energy Center LLC | NATURAL GAS | COMBINED CYCLE | THERMAL | SP15 | SCE1 | 2013-06-29 |  | 348 | A |  | 10.6788 | 9.2905 | 9.5514 | 9.8123 | 106 | 263 | 1 | 1 | 2 | 327.5232 | 18410
111400 | Participating Unit | No | No | ELSEGN_2_UN2021 | El Segundo Energy Center 7/8 | 263.68 | SCE | El Segundo Energy Center LLC | NATURAL GAS | COMBINED CYCLE | THERMAL | SP15 | SCE1 | 2013-06-29 |  | 348 | A |  | 10.6788 | 9.2905 | 9.5514 | 9.8123 | 106 | 264 | 1 | 1 | 2 | 328.37 | 18457.6
45900 | Participating Unit | Yes | No | GOLETA_6_EXGEN | EXXON COMPANY, USA | 48.2 | SCE | Southern California Edison Company | NATURAL GAS | COMBUSTION TURBINE | COGENERATION | SP15 | SCE1 | 1993-08-19 |  | 49 | A |  | 11.5 | 9.5891 | 9.6541 | 9.7192 | 17 | 49 | 1 | 1 | 3.17 | 74.1749 | 3374
96700 | Participating Unit | No | No | RVSIDE_6_RERCU1 | Riverside Energy Res. Ctr Unit 1 | 48.35 | SCE | City of Riverside (MSSA) | NATURAL GAS | COMBUSTION TURBINE | COGENERATION | SP15 | RVD1 | 2006-06-01 |  | 48.5 | A |  | 10.4011 | 8.4902 | 8.5552 | 8.6202 | 17 | 49 | 1 | 1 | 3.17 | 74.4057 | 3384.5
96800 | Participating Unit | No | No | RVSIDE_6_RERCU2 | Riverside Energy Res. Ctr Unit 2 | 48.5 | SCE | City of Riverside (MSSA) | NATURAL GAS | COMBUSTION TURBINE | COGENERATION | SP15 | RVD1 | 2006-06-01 |  | 48.5 | A |  | 10.4011 | 8.4902 | 8.5552 | 8.6202 | 17 | 49 | 1 | 1 | 3.17 | 74.6366 | 3395
42500 | Participating Unit | Yes | No | MIRLOM_6_DELGEN | CORONA ENERGY PARTNERS, LTD. | 50.05 | SCE | Southern California Edison Company | NATURAL GAS | COMBUSTION TURBINE | COGENERATION | SP15 | SCE1 | 1988-05-21 |  | 35 | A |  | 10.0007 | 8.0898 | 8.1548 | 8.2199 | 18 | 51 | 1 | 1 | 3.17 | 77.0218 | 3503.5
72200 | Participating Unit | Yes | No | HOLGAT_1_BORAX | U.S. BORAX AND CHEMICAL CORP. (#1) | 48.2 | SCE | Southern California Edison Company | NATURAL GAS | COMBUSTION TURBINE | COGENERATION | SP15 | SCE1 | 1984-06-01 |  | 22 | A |  | 9.9738 | 8.0629 | 8.1279 | 8.1929 | 17 | 49 | 1 | 1 | 3.17 | 74.1749 | 3374
65600 | Participating Unit | Yes | No | CHINO_6_SMPPAP | AltaGas Pomona Energy Inc. | 44 | SCE | AltaGas Pomona Energy Inc. | NATURAL GAS | COMBUSTION TURBINE | COGENERATION | SP15 | SCE1 | 1985-11-18 |  | 44 | A |  | 9.9292 | 8.0183 | 8.0833 | 8.1484 | 16 | 44 | 1 | 1 | 3.17 | 67.7115 | 3080
38700 | Participating Unit | Yes | No | LGHTHP_6_ICEGEN | CARSON COGENERATION COMPANY | 48 | SCE | CARSON COGENERATION COMPANY | NATURAL GAS | COMBUSTION TURBINE | COGENERATION | SP15 | SCE1 | 1989-12-22 |  | 48.9 | A |  | 9.9292 | 8.0183 | 8.0833 | 8.1484 | 17 | 48 | 1 | 1 | 3.17 | 73.8671 | 3360
45801 | Participating Unit | Yes | No | ETIWND_2_UNIT1 | New-Indy Ontario, LLC | 33.6 | SCE | New-Indy Ontario, LLC | NATURAL GAS | COMBUSTION TURBINE | COGENERATION | SP15 | SCE1 | 1985-09-01 |  | 36.6 | A |  | 9.9292 | 8.0183 | 8.0833 | 8.1484 | 12 | 34 | 1 | 1 | 3.17 | 51.707 | 2352
75100 | Participating Unit | Yes | No | SNCLRA_2_UNIT1 | New-Indy Oxnard LLC | 27.8 | SCE | New-Indy Oxnard LLC | NATURAL GAS | COMBUSTION TURBINE | COGENERATION | SP15 | SCE1 | 1986-03-14 |  | 27.8 | A |  | 9.9292 | 8.0183 | 8.0833 | 8.1484 | 10 | 28 | 1 | 1 | 3.17 | 42.7814 | 1946
63700 | Participating Unit | Yes | No | SNCLRA_6_PROCGN | PROCTER & GAMBLE PAPER PROD. (OXNARD II) | 49.5 | SCE | Southern California Edison Company | NATURAL GAS | COMBUSTION TURBINE | COGENERATION | SP15 | SCE1 | 1998-11-17 |  | 46.1 | A |  | 9.9292 | 8.0183 | 8.0833 | 8.1484 | 18 | 50 | 1 | 1 | 3.17 | 76.1755 | 3465
52901 | Participating Unit | No | No | OMAR_2_UNIT 1 | KERN RIVER COGENERATION UNIT 1 | 78 | SCE | Chevron Power Holdings, Inc. | NATURAL GAS | COMBUSTION TURBINE | COGENERATION | SP15 | SCE1 | 1985-05-01 |  | 85 | A |  | 9.3455 | 7.4346 | 7.4996 | 7.5646 | 28 | 78 | 1 | 1 | 3.17 | 120.034 | 5460
52902 | Participating Unit | No | No | OMAR_2_UNIT 2 | KERN RIVER COGENERATION UNIT 2 | 78.11 | SCE | Chevron Power Holdings, Inc. | NATURAL GAS | COMBUSTION TURBINE | COGENERATION | SP15 | SCE1 | 1985-05-01 |  | 85 | A |  | 9.3455 | 7.4346 | 7.4996 | 7.5646 | 28 | 79 | 1 | 1 | 3.17 | 120.2033 | 5467.7
52903 | Participating Unit | No | No | OMAR_2_UNIT 3 | KERN RIVER COGENERATION UNIT 3 | 81.41 | SCE | Chevron Power Holdings, Inc. | NATURAL GAS | COMBUSTION TURBINE | COGENERATION | SP15 | SCE1 | 1985-05-01 |  | 85 | A |  | 9.3455 | 7.4346 | 7.4996 | 7.5646 | 29 | 82 | 1 | 1 | 3.17 | 125.2817 | 5698.7
52904 | Participating Unit | No | No | OMAR_2_UNIT 4 | KERN RIVER COGENERATION UNIT 4 | 81.44 | SCE | Chevron Power Holdings, Inc. | NATURAL GAS | COMBUSTION TURBINE | COGENERATION | SP15 | SCE1 | 1985-05-01 |  | 85 | A |  | 9.3455 | 7.4346 | 7.4996 | 7.5646 | 29 | 82 | 1 | 1 | 3.17 | 125.3279 | 5700.8
70401 | Participating Unit | No | No | SYCAMR_2_UNIT 1 | SYCAMORE COGENERATION UNIT 1 | 85 | SCE | Chevron Power Holdings, Inc. | NATURAL GAS | COMBUSTION TURBINE | COGENERATION | SP15 | SCE1 | 1987-01-01 |  | 90 | A |  | 9.2412 | 7.3303 | 7.3953 | 7.4603 | 30 | 85 | 1 | 1 | 3.17 | 130.8063 | 5950
70402 | Participating Unit | No | No | SYCAMR_2_UNIT 2 | SYCAMORE COGENERATION UNIT 2 | 85 | SCE | Chevron Power Holdings, Inc. | NATURAL GAS | COMBUSTION TURBINE | COGENERATION | SP15 | SCE1 | 1987-01-01 |  | 90 | A |  | 9.2412 | 7.3303 | 7.3953 | 7.4603 | 30 | 85 | 1 | 1 | 3.17 | 130.8063 | 5950
70403 | Participating Unit | No | No | SYCAMR_2_UNIT 3 | SYCAMORE COGENERATION UNIT 3 | 85 | SCE | Chevron Power Holdings, Inc. | NATURAL GAS | COMBUSTION TURBINE | COGENERATION | SP15 | SCE1 | 1987-01-01 |  | 90 | A |  | 9.2412 | 7.3303 | 7.3953 | 7.4603 | 30 | 85 | 1 | 1 | 3.17 | 130.8063 | 5950
70404 | Participating Unit | No | No | SYCAMR_2_UNIT 4 | SYCAMORE COGENERATION UNIT 4 | 85 | SCE | Chevron Power Holdings, Inc. | NATURAL GAS | COMBUSTION TURBINE | COGENERATION | SP15 | SCE1 | 1987-01-01 |  | 90 | A |  | 9.2412 | 7.3303 | 7.3953 | 7.4603 | 30 | 85 | 1 | 1 | 3.17 | 130.8063 | 5950
98600 | Participating Unit | Yes | Yes | TENGEN_2_PL1X2 | Berry Cogen 42 | 40.2 | SCE | Berry Petroleum Co | NATURAL GAS | COMBUSTION TURBINE | COGENERATION | SP15 | SCE1 | 1990-03-06 |  | 43.52 | A |  | 9.1666 | 7.2557 | 7.3208 | 7.3858 | 15 | 41 | 1 | 1 | 3.17 | 61.8637 | 2814
45100 | Participating Unit | Yes | No | SNCLRA_6_OXGEN | E. F. OXNARD, INCORPORATED | 48.9 | SCE | Southern California Edison Company | NATURAL GAS | COMBUSTION TURBINE | COGENERATION | SP15 | SCE1 | 1990-04-13 |  | 47.7 | A |  | 9.1384 | 7.2275 | 7.2925 | 7.3575 | 18 | 49 | 1 | 1 | 3.17 | 75.2521 | 3423
60900 | Participating Unit | Yes | No | CHINO_6_CIMGEN | O.L.S. ENERGY COMPANY- CHINO-MENS INST. | 31.6 | SCE | Southern California Edison Company | NATURAL GAS | COMBUSTION TURBINE | COGENERATION | SP15 | SCE1 | 1987-12-24 |  | 27.6 | A |  | 8.8451 | 6.9342 | 6.9992 | 7.0642 | 12 | 32 | 1 | 1 | 3.17 | 48.6292 | 2212
12200 | Participating Unit | Yes | Yes | GOLETA_6_GAVOTA | GAVIOTA OIL HEATING FACILITY | 9.9 | SCE | POINT ARGUELLO PIPELINE COMPANY | NATURAL GAS | COMBUSTION TURBINE | COGENERATION | SP15 | SCE1 | 1987-01-01 |  | 10.5 | A |  | 7.6304 | 5.7195 | 5.7845 | 5.8496 | 4 | 10 | 1 | 1 | 3.17 | 15.2351 | 693
20800 | Participating Unit | No | No | MNDALY_7_UNIT 3 | Mandalay 3 GT | 130 | SCE | RRI Energy Mandalay, Inc. | NATURAL GAS | COMBUSTION TURBINE | PEAKER | SP15 | SCE1 |  |  | 130 | A |  | 30.2423 | 28.3314 | 28.3964 | 28.4614 | 46 | 130 | 1 | 1 | 3.17 | 200.0567 | 9100
95000 | Participating Unit | No | No | HINSON_6_LBECH1 | Long Beach - Unit 1 | 65 | SCE | Long Beach Generation LLC | NATURAL GAS | COMBUSTION TURBINE | PEAKER | SP15 | SCE1 | 2007-08-01 |  | 70 | A |  | 16.6733 | 14.7625 | 14.8275 | 14.8925 | 23 | 65 | 1 | 1 | 3.17 | 100.0284 | 4550
95100 | Participating Unit | No | No | HINSON_6_LBECH2 | Long Beach - Unit 2 | 65 | SCE | Long Beach Generation LLC | NATURAL GAS | COMBUSTION TURBINE | PEAKER | SP15 | SCE1 | 2007-08-01 |  | 70 | A |  | 16.6733 | 14.7625 | 14.8275 | 14.8925 | 23 | 65 | 1 | 1 | 3.17 | 100.0284 | 4550
95200 | Participating Unit | No | No | HINSON_6_LBECH3 | Long Beach - Unit 3 | 65 | SCE | Long Beach Generation LLC | NATURAL GAS | COMBUSTION TURBINE | PEAKER | SP15 | SCE1 | 2007-08-01 |  | 70 | A |  | 16.6733 | 14.7625 | 14.8275 | 14.8925 | 23 | 65 | 1 | 1 | 3.17 | 100.0284 | 4550
95300 | Participating Unit | No | No | HINSON_6_LBECH4 | Long Beach - Unit 4 | 65 | SCE | Long Beach Generation LLC | NATURAL GAS | COMBUSTION TURBINE | PEAKER | SP15 | SCE1 | 2007-08-01 |  | 70 | A |  | 16.6733 | 14.7625 | 14.8275 | 14.8925 | 23 | 65 | 1 | 1 | 3.17 | 100.0284 | 4550
8400 | Participating Unit | No | Yes | DREWS_6_PL1X4 | DREWS (AGGREGATE) | 41.4 | SCE | Colton Power, LP | NATURAL GAS | COMBUSTION TURBINE | PEAKER | SP15 | SCE1 | 2001-08-14 |  | 43 | A |  | 15.5843 | 13.6734 | 13.7384 | 13.8035 | 15 | 42 | 1 | 1 | 3.17 | 63.7104 | 2898
4900 | Participating Unit | No | Yes | CENTRY_6_PL1X4 | CENTURY (AGGREGATE) | 41.4 | SCE | Colton Power, LP | NATURAL GAS | COMBUSTION TURBINE | PEAKER | SP15 | SCE1 | 2001-09-17 |  | 43 | A |  | 15.0725 | 13.1617 | 13.2267 | 13.2917 | 15 | 42 | 1 | 1 | 3.17 | 63.7104 | 2898
88800 | Participating Unit | No | No | VERNON_6_GONZL1 | H. GONZALES GAS TURBINE 1 | 5.75 | SCE | City of Vernon | NATURAL GAS | COMBUSTION TURBINE | PEAKER | SP15 | VRN1 |  |  | 5.75 | A |  | 14.614 | 12.7031 | 12.7682 | 12.8332 | 3 | 6 | 1 | 1 | 3.17 | 8.8487 | 402.5
88900 | Participating Unit | No | No | VERNON_6_GONZL2 | H. GONZALES GAS TURBINE 2 | 5.75 | SCE | City of Vernon | NATURAL GAS | COMBUSTION TURBINE | PEAKER | SP15 | VRN1 |  |  | 5.75 | A |  | 14.614 | 12.7031 | 12.7682 | 12.8332 | 3 | 6 | 1 | 1 | 3.17 | 8.8487 | 402.5
80700 | Participating Unit | No | Yes | RVSIDE_6_SPRING | Springs Generation Project | 36 | SCE | City of Riverside (MSSA) | NATURAL GAS | COMBUSTION TURBINE | PEAKER | SP15 | SCE1 | 2002-06-13 |  | 38 | A |  | 14.1922 | 12.2813 | 12.3463 | 12.4113 | 13 | 36 | 1 | 1 | 3.17 | 55.4003 | 2520
83400 | Participating Unit | No | No | COLTON_6_AGUAM1 | AGUA MANSA GENERATING FACILITY | 43 | SCE | City of Colton | NATURAL GAS | COMBUSTION TURBINE | PEAKER | SP15 | SCE1 | 2003-06-27 |  | 43 | A |  | 13.8124 | 11.9015 | 11.9665 | 12.0316 | 16 | 43 | 1 | 1 | 3.17 | 66.1726 | 3010
1500 | Participating Unit | No | No | ANAHM_7_CT | ANAHEIM COMBUSTION TURBINE | 42.81 | SCE | City of Anaheim (MSS Agreement - S14) | NATURAL GAS | COMBUSTION TURBINE | PEAKER | SP15 | ANA1 | 1990-01-01 |  | 49.2 | A |  | 13.8124 | 11.9015 | 11.9665 | 12.0316 | 15 | 43 | 1 | 1 | 3.17 | 65.8802 | 2996.7
95500 | Participating Unit | No | Yes | BARRE_6_PEAKER | Barre Peaker | 47 | SCE | SCE | NATURAL GAS | COMBUSTION TURBINE | PEAKER | SP15 | SCE1 | 2007-09-20 |  | 49 | A |  | 13.8124 | 11.9015 | 11.9665 | 12.0316 | 17 | 47 | 1 | 1 | 3.17 | 72.3282 | 3290
95700 | Participating Unit | No | No | CENTER_6_PEAKER | Center Peaker | 47 | SCE | SCE | NATURAL GAS | COMBUSTION TURBINE | PEAKER | SP15 | SCE1 | 2007-09-20 |  | 49 | A |  | 13.8124 | 11.9015 | 11.9665 | 12.0316 | 17 | 47 | 1 | 1 | 3.17 | 72.3282 | 3290
95400 | Participating Unit | No | No | ETIWND_6_GRPLND | Grapeland Peaker | 46 | SCE | SCE | NATURAL GAS | COMBUSTION TURBINE | PEAKER | SP15 | SCE1 | 2007-09-20 |  | 49 | A |  | 13.8124 | 11.9015 | 11.9665 | 12.0316 | 17 | 46 | 1 | 1 | 3.17 | 70.7893 | 3220
17000 | Participating Unit | No | No | INDIGO_1_UNIT 1 | Indigo Energy 1 | 44 | SCE | Wildflower Energy | NATURAL GAS | COMBUSTION TURBINE | PEAKER | SP15 | SCE1 | 2001-09-19 |  | 45 | A |  | 13.8124 | 11.9015 | 11.9665 | 12.0316 | 16 | 44 | 1 | 1 | 3.17 | 67.7115 | 3080
17100 | Participating Unit | No | No | INDIGO_1_UNIT 2 | Indigo Energy 2 | 44.53 | SCE | Wildflower Energy | NATURAL GAS | COMBUSTION TURBINE | PEAKER | SP15 | SCE1 | 2001-09-19 |  | 45 | A |  | 13.8124 | 11.9015 | 11.9665 | 12.0316 | 16 | 45 | 1 | 1 | 3.17 | 68.5271 | 3117.1
17200 | Participating Unit | No | No | INDIGO_1_UNIT 3 | Indigo Energy 3 | 43.69 | SCE | Wildflower Energy | NATURAL GAS | COMBUSTION TURBINE | PEAKER | SP15 | SCE1 | 2001-09-19 |  | 45 | A |  | 13.8124 | 11.9015 | 11.9665 | 12.0316 | 16 | 44 | 1 | 1 | 3.17 | 67.2345 | 3058.3
106700 | Participating Unit | No | No | MNDALY_6_MCGRTH | McGrath Beach Peaker | 47.2 | SCE | Southern California edison | NATURAL GAS | COMBUSTION TURBINE | PEAKER | SP15 | SCE1 | 2012-11-01 |  | 47.2 | A |  | 13.8124 | 11.9015 | 11.9665 | 12.0316 | 17 | 48 | 1 | 1 | 3.17 | 72.636 | 3304
9700 | Participating Unit | No | No | GOLETA_6_ELLWOD | Ellwood Generating Station | 54 | SCE | RRI Energy Coolwater, Inc. | NATURAL GAS | COMBUSTION TURBINE | PEAKER | SP15 | SCE1 |  |  | 56 | A |  | 13.4428 | 11.5319 | 11.5969 | 11.662 | 19 | 54 | 1 | 1 | 3.17 | 83.1005 | 3780
101000 | Participating Unit | No | No | RVSIDE_2_RERCU3 | Riverside Energy Resource Center (RERC) Unit 3 | 49 | SCE | City of Riverside (MSSA) | NATURAL GAS | COMBUSTION TURBINE | PEAKER | SP15 | RVD1 | 2011-04-01 |  | 48.5 | A |  | 10.4011 | 8.4902 | 8.5552 | 8.6202 | 18 | 49 | 1 | 1 | 3.17 | 75.406 | 3430
101100 | Participating Unit | No | No | RVSIDE_2_RERCU4 | Riverside Energy Resource Center (RERC) Unit 4 | 49 | SCE | City of Riverside (MSSA) | NATURAL GAS | COMBUSTION TURBINE | PEAKER | SP15 | RVD1 | 2011-04-01 |  | 48.5 | A |  | 10.4011 | 8.4902 | 8.5552 | 8.6202 | 18 | 49 | 1 | 1 | 3.17 | 75.406 | 3430
102500 | Participating Unit | No | No | ANAHM_2_CANYN1 | Canyon Power Plant Unit 1 | 49.4 | SCE | City of Anaheim (MSS Agreement - S14) | NATURAL GAS | COMBUSTION TURBINE | PEAKER | SP15 | SCE1 | 2011-09-16 |  | 49.4 | A |  | 10.2606 | 8.3497 | 8.4147 | 8.4797 | 18 | 50 | 1 | 1 | 3.17 | 76.0216 | 3458
102600 | Participating Unit | No | No | ANAHM_2_CANYN2 | Canyon Power Plant Unit 2 | 49.4 | SCE | City of Anaheim (MSS Agreement - S14) | NATURAL GAS | COMBUSTION TURBINE | PEAKER | SP15 | SCE1 | 2011-09-16 |  | 49.4 | A |  | 10.2606 | 8.3497 | 8.4147 | 8.4797 | 18 | 50 | 1 | 1 | 3.17 | 76.0216 | 3458
101900 | Participating Unit | No | No | ANAHM_2_CANYN3 | Canyon Power Plant Unit 3 | 49.4 | SCE | City of Anaheim (MSS Agreement - S14) | NATURAL GAS | COMBUSTION TURBINE | PEAKER | SP15 | ANA1 | 2011-07-30 |  | 49.4 | A |  | 10.2606 | 8.3497 | 8.4147 | 8.4797 | 18 | 50 | 1 | 1 | 3.17 | 76.0216 | 3458
102000 | Participating Unit | No | No | ANAHM_2_CANYN4 | Canyon Power Plant Unit 4 | 49.4 | SCE | City of Anaheim (MSS Agreement - S14) | NATURAL GAS | COMBUSTION TURBINE | PEAKER | SP15 | ANA1 | 2011-07-30 |  | 49.4 | A |  | 10.2606 | 8.3497 | 8.4147 | 8.4797 | 18 | 50 | 1 | 1 | 3.17 | 76.0216 | 3458
14100 | Participating Unit | No | No | GLNARM_7_UNIT 1 | Glen Arm Power Plant 1 | 22.07 | SCE | City of Pasadena | NATURAL GAS | COMBUSTION TURBINE | PEAKER | SP15 | PAS1 | 1976-01-01 |  | 30.58 | A |  | 9.9735 | 8.0626 | 8.1276 | 8.1926 | 8 | 23 | 1 | 1 | 3.17 | 33.9635 | 1544.9
14200 | Participating Unit | No | No | GLNARM_7_UNIT 2 | Glen Arm Power Plant 2 | 22.3 | SCE | City of Pasadena | NATURAL GAS | COMBUSTION TURBINE | PEAKER | SP15 | PAS1 | 1976-01-01 |  | 30.58 | A |  | 9.9735 | 8.0626 | 8.1276 | 8.1926 | 8 | 23 | 1 | 1 | 3.17 | 34.3174 | 1561
89000 | Participating Unit | No | No | GLNARM_7_UNIT 3 | Glen Arm Power Plant 3 | 44.83 | SCE | City of Pasadena | NATURAL GAS | COMBUSTION TURBINE | PEAKER | SP15 | PAS1 | 2004-01-08 |  | 47.3 | A |  | 9.9735 | 8.0626 | 8.1276 | 8.1926 | 16 | 45 | 1 | 1 | 3.17 | 68.9888 | 3138.1
89300 | Participating Unit | No | No | GLNARM_7_UNIT 4 | Glen Arm Power Plant 4 | 42.42 | SCE | City of Pasadena | NATURAL GAS | COMBUSTION TURBINE | PEAKER | SP15 | PAS1 | 2004-01-08 |  | 47.3 | A |  | 9.9735 | 8.0626 | 8.1276 | 8.1926 | 15 | 43 | 1 | 1 | 3.17 | 65.2801 | 2969.4
95600 | Participating Unit | No | Yes | MIRLOM_6_PEAKER | Mira Loma Peaker | 46 | SCE | SCE | NATURAL GAS | COMBUSTION TURBINE | PEAKER | SP15 | SCE1 | 2007-09-20 |  | 49 | A |  | 9.5098 | 7.5989 | 7.6639 | 7.7289 | 17 | 46 | 1 | 1 | 3.17 | 70.7893 | 3220
119700 | Participating Unit | Yes | No | SNCLRA_2_HOWLNG | Houweling Nurseries Oxnard, Inc | 13 | SCE | Houweling Nurseries Oxnard, Inc | NATURAL GAS | COMBUSTION TURBINE | THERMAL | SP15 | SCE1 | 2013-06-14 |  | 13.2 | A |  | 10.575 | 8.6641 | 8.7291 | 8.7942 | 5 | 13 | 1 | 1 | 3.17 | 20.0057 | 910
109201 | Participating Unit | No | No | SENTNL_2_CTG1 | CPV Sentinel Unit 1 | 92.09 | SCE | CPV Sentinel, LLC | NATURAL GAS | COMBUSTION TURBINE | THERMAL | SP15 | SCE1 | 2013-05-06 |  | 106.5 | A |  | 9.5418 | 7.6309 | 7.6959 | 7.7609 | 33 | 93 | 1 | 1 | 3.17 | 141.7171 | 6446.3
109202 | Participating Unit | No | No | SENTNL_2_CTG2 | CPV Sentinel Unit 2 | 92.4 | SCE | CPV Sentinel, LLC | NATURAL GAS | COMBUSTION TURBINE | THERMAL | SP15 | SCE1 | 2013-05-06 |  | 106.5 | A |  | 9.5418 | 7.6309 | 7.6959 | 7.7609 | 33 | 93 | 1 | 1 | 3.17 | 142.1942 | 6468
109203 | Participating Unit | No | No | SENTNL_2_CTG3 | CPV Sentinel Unit 3 | 92.36 | SCE | CPV Sentinel, LLC | NATURAL GAS | COMBUSTION TURBINE | THERMAL | SP15 | SCE1 | 2013-05-06 |  | 106.5 | A |  | 9.5418 | 7.6309 | 7.6959 | 7.7609 | 33 | 93 | 1 | 1 | 3.17 | 142.1326 | 6465.2
109204 | Participating Unit | No | No | SENTNL_2_CTG4 | CPV Sentinel Unit 4 | 91.98 | SCE | CPV Sentinel, LLC | NATURAL GAS | COMBUSTION TURBINE | THERMAL | SP15 | SCE1 | 2013-05-06 |  | 106.5 | A |  | 9.5418 | 7.6309 | 7.6959 | 7.7609 | 33 | 92 | 1 | 1 | 3.17 | 141.5478 | 6438.6
109205 | Participating Unit | No | No | SENTNL_2_CTG5 | CPV Sentinel Unit 5 | 91.83 | SCE | CPV Sentinel, LLC | NATURAL GAS | COMBUSTION TURBINE | THERMAL | SP15 | SCE1 | 2013-05-06 |  | 106.5 | A |  | 9.5418 | 7.6309 | 7.6959 | 7.7609 | 33 | 92 | 1 | 1 | 3.17 | 141.317 | 6428.1
109206 | Participating Unit | No | No | SENTNL_2_CTG6 | CPV Sentinel Unit 6 | 92.16 | SCE | CPV Sentinel, LLC | NATURAL GAS | COMBUSTION TURBINE | THERMAL | SP15 | SCE1 | 2013-05-06 |  | 106.5 | A |  | 9.5418 | 7.6309 | 7.6959 | 7.7609 | 33 | 93 | 1 | 1 | 3.17 | 141.8248 | 6451.2
109207 | Participating Unit | No | No | SENTNL_2_CTG7 | CPV Sentinel Unit 7 | 91.84 | SCE | CPV Sentinel, LLC | NATURAL GAS | COMBUSTION TURBINE | THERMAL | SP15 | SCE1 | 2013-05-06 |  | 106.5 | A |  | 9.5418 | 7.6309 | 7.6959 | 7.7609 | 33 | 92 | 1 | 1 | 3.17 | 141.3324 | 6428.8
109208 | Participating Unit | No | No | SENTNL_2_CTG8 | CPV Sentinel Unit 8 | 91.56 | SCE | CPV Sentinel, LLC | NATURAL GAS | COMBUSTION TURBINE | THERMAL | SP15 | SCE1 | 2013-05-06 |  | 106.5 | A |  | 9.5418 | 7.6309 | 7.6959 | 7.7609 | 33 | 92 | 1 | 1 | 3.17 | 140.9015 | 6409.2
107600 | Participating Unit | No | No | VESTAL_2_WELLHD | Wellhead Power Delano | 49 | SCE | Wellhead Power Delano, LLC | NATURAL GAS | COMBUSTION TURBINE | THERMAL | SP15 | SCE1 | 2013-01-16 |  | 49 | A |  | 9.5418 | 7.6309 | 7.6959 | 7.7609 | 18 | 49 | 1 | 1 | 3.17 | 75.406 | 3430
108600 | Participating Unit | No | No | WALCRK_2_CTG1 | Walnut Creek Energy Park Unit 1 | 96.43 | SCE | Walnut Creek Energy, LLC | NATURAL GAS | COMBUSTION TURBINE | THERMAL | SP15 | SCE1 | 2013-03-21 |  | 100.1 | A |  | 9.285 | 7.3742 | 7.4392 | 7.5042 | 34 | 97 | 1 | 1 | 3.17 | 148.3959 | 6750.1
108700 | Participating Unit | No | No | WALCRK_2_CTG2 | Walnut Creek Energy Park Unit 2 | 96.91 | SCE | Walnut Creek Energy, LLC | NATURAL GAS | COMBUSTION TURBINE | THERMAL | SP15 | SCE1 | 2013-03-21 |  | 100.1 | A |  | 9.285 | 7.3742 | 7.4392 | 7.5042 | 34 | 97 | 1 | 1 | 3.17 | 149.1346 | 6783.7
108800 | Participating Unit | No | No | WALCRK_2_CTG3 | Walnut Creek Energy Park Unit 3 | 96.65 | SCE | Walnut Creek Energy, LLC | NATURAL GAS | COMBUSTION TURBINE | THERMAL | SP15 | SCE1 | 2013-03-21 |  | 100.1 | A |  | 9.285 | 7.3742 | 7.4392 | 7.5042 | 34 | 97 | 1 | 1 | 3.17 | 148.7345 | 6765.5
108500 | Participating Unit | No | No | WALCRK_2_CTG4 | Walnut Creek Energy Park Unit 4 | 96.49 | SCE | Walnut Creek Energy, LLC | NATURAL GAS | COMBUSTION TURBINE | THERMAL | SP15 | SCE1 | 2013-03-29 |  | 100.1 | A |  | 9.285 | 7.3742 | 7.4392 | 7.5042 | 34 | 97 | 1 | 1 | 3.17 | 148.4883 | 6754.3
109300 | Participating Unit | No | No | WALCRK_2_CTG5 | Walnut Creek Energy Park Unit 5 | 96.65 | SCE | Walnut Creek Energy, LLC | NATURAL GAS | COMBUSTION TURBINE | THERMAL | SP15 | SCE1 | 2013-04-30 |  | 100 | A |  | 9.285 | 7.3742 | 7.4392 | 7.5042 | 34 | 97 | 1 | 1 | 3.17 | 148.7345 | 6765.5
24100 | Participating Unit | No | No | ORMOND_7_UNIT 1 | Ormond Beach Unit 1 | 741.27 | SCE | RRI Energy Ormond Beach, Inc. | NATURAL GAS | STEAM | THERMAL | SP15 | SCE1 | 1971-01-01 |  | 750 | A |  | 13.3018 | 11.4897 | 12.1947 | 12.8996 | 297 | 742 | 6 | 6 | 2 | 1254.0807 | 51888.9
24200 | Participating Unit | No | No | ORMOND_7_UNIT 2 | Ormond Beach Unit 2 | 775 | SCE | RRI Energy Ormond Beach, Inc. | NATURAL GAS | STEAM | THERMAL | SP15 | SCE1 | 1971-01-01 |  | 750 | A |  | 13.3018 | 11.4897 | 12.1947 | 12.8996 | 310 | 775 | 6 | 6 | 2 | 1311.1451 | 54250
10800 | Participating Unit | No | No | ETIWND_7_UNIT 3 | ETIWANDA UNIT 3 | 320 | SCE | RRI Energy Etiwanda, Inc. | NATURAL GAS | STEAM | THERMAL | SP15 | SCE1 |  |  | 333 | A |  | 13.0769 | 11.2648 | 11.9698 | 12.6747 | 128 | 320 | 6 | 6 | 2 | 541.376 | 22400
10900 | Participating Unit | No | No | ETIWND_7_UNIT 4 | ETIWANDA UNIT 4 | 320 | SCE | RRI Energy Etiwanda, Inc. | NATURAL GAS | STEAM | THERMAL | SP15 | SCE1 |  |  | 333 | A |  | 13.0769 | 11.2648 | 11.9698 | 12.6747 | 128 | 320 | 6 | 6 | 2 | 541.376 | 22400
600 | Participating Unit | No | No | ALAMIT_7_UNIT 1 | Alamitos 1 | 174.56 | SCE | AES | NATURAL GAS | STEAM | THERMAL | SP15 | SCE1 | 1956-01-01 |  | 175 | A |  | 12.9984 | 11.1863 | 11.8912 | 12.5962 | 70 | 175 | 6 | 6 | 2 | 295.3206 | 12219.2
700 | Participating Unit | No | No | ALAMIT_7_UNIT 2 | Alamitos 2 | 175 | SCE | AES | NATURAL GAS | STEAM | THERMAL | SP15 | SCE1 | 1957-01-01 |  | 176 | A |  | 12.9984 | 11.1863 | 11.8912 | 12.5962 | 70 | 175 | 6 | 6 | 2 | 296.065 | 12250
800 | Participating Unit | No | No | ALAMIT_7_UNIT 3 | Alamitos 3 | 332.18 | SCE | AES | NATURAL GAS | STEAM | THERMAL | SP15 | SCE1 | 1961-01-01 |  | 322 | A |  | 12.9984 | 11.1863 | 11.8912 | 12.5962 | 133 | 333 | 6 | 6 | 2 | 561.9822 | 23252.6
900 | Participating Unit | No | No | ALAMIT_7_UNIT 4 | Alamitos 4 | 335.67 | SCE | AES | NATURAL GAS | STEAM | THERMAL | SP15 | SCE1 | 1962-01-01 |  | 320 | A |  | 12.9984 | 11.1863 | 11.8912 | 12.5962 | 135 | 336 | 6 | 6 | 2 | 567.8866 | 23496.9
1000 | Participating Unit | No | No | ALAMIT_7_UNIT 5 | Alamitos 5 | 497.97 | SCE | AES | NATURAL GAS | STEAM | THERMAL | SP15 | SCE1 | 1999-01-01 |  | 482 | A |  | 12.9984 | 11.1863 | 11.8912 | 12.5962 | 200 | 498 | 6 | 6 | 2 | 842.4657 | 34857.9
1100 | Participating Unit | No | No | ALAMIT_7_UNIT 6 | Alamitos 6 | 495 | SCE | AES | NATURAL GAS | STEAM | THERMAL | SP15 | SCE1 | 1966-01-01 |  | 481 | A |  | 12.9984 | 11.1863 | 11.8912 | 12.5962 | 198 | 495 | 6 | 6 | 2 | 837.4411 | 34650
3800 | Participating Unit | No | No | BRDWAY_7_UNIT 3 | Broadway 3 | 65 | SCE | PAS | NATURAL GAS | STEAM | THERMAL | SP15 | PAS1 | 1965-01-01 |  | 65 | A |  | 12.9984 | 11.1863 | 11.8912 | 12.5962 | 26 | 65 | 6 | 6 | 2 | 109.967 | 4550
16500 | Participating Unit | No | No | HNTGBH_7_UNIT 1 | Huntington Beach 1 | 225.75 | SCE | AES | NATURAL GAS | STEAM | THERMAL | SP15 | SCE1 |  |  | 226 | A |  | 12.9984 | 11.1863 | 11.8912 | 12.5962 | 91 | 226 | 6 | 6 | 2 | 381.9239 | 15802.5
16600 | Participating Unit | No | No | HNTGBH_7_UNIT 2 | Huntington Beach 2 | 225.8 | SCE | AES | NATURAL GAS | STEAM | THERMAL | SP15 | SCE1 |  |  | 226 | A |  | 12.9984 | 11.1863 | 11.8912 | 12.5962 | 91 | 226 | 6 | 6 | 2 | 382.0085 | 15806
27600 | Participating Unit | No | No | REDOND_7_UNIT 5 | Redondo Unit 5 | 178.87 | SCE | AES | NATURAL GAS | STEAM | THERMAL | SP15 | SCE1 | 1954-01-01 |  | 175 | A |  | 12.9984 | 11.1863 | 11.8912 | 12.5962 | 72 | 179 | 6 | 6 | 2 | 302.6123 | 12520.9
27700 | Participating Unit | No | No | REDOND_7_UNIT 6 | Redondo Unit 6 | 175 | SCE | AES | NATURAL GAS | STEAM | THERMAL | SP15 | SCE1 | 1957-01-01 |  | 175 | A |  | 12.9984 | 11.1863 | 11.8912 | 12.5962 | 70 | 175 | 6 | 6 | 2 | 296.065 | 12250
27800 | Participating Unit | No | No | REDOND_7_UNIT 7 | Redondo Unit 7 | 505.96 | SCE | AES | NATURAL GAS | STEAM | THERMAL | SP15 | SCE1 | 1967-01-01 |  | 480 | A |  | 12.9984 | 11.1863 | 11.8912 | 12.5962 | 203 | 506 | 6 | 6 | 2 | 855.9832 | 35417.2
27900 | Participating Unit | No | No | REDOND_7_UNIT 8 | Redondo Unit 8 | 495.9 | SCE | AES | NATURAL GAS | STEAM | THERMAL | SP15 | SCE1 | 1967-01-01 |  | 480 | A |  | 12.9984 | 11.1863 | 11.8912 | 12.5962 | 199 | 496 | 6 | 6 | 2 | 838.9637 | 34713
20600 | Participating Unit | No | No | MNDALY_7_UNIT 1 | Mandalay 1 | 215 | SCE | RRI Energy Mandalay, Inc. | NATURAL GAS | STEAM | THERMAL | SP15 | SCE1 | 1959-01-01 |  | 215 | A |  | 10.682 | 8.8698 | 9.5748 | 10.2798 | 86 | 215 | 6 | 6 | 2 | 363.737 | 15050
20700 | Participating Unit | No | No | MNDALY_7_UNIT 2 | Mandalay 2 | 215.29 | SCE | RRI Energy Mandalay, Inc. | NATURAL GAS | STEAM | THERMAL | SP15 | SCE1 | 1959-01-01 |  | 215 | A |  | 10.682 | 8.8698 | 9.5748 | 10.2798 | 87 | 216 | 6 | 6 | 2 | 364.2277 | 15070.3
59800 | Participating Unit | Yes | No | SEARLS_7_ARGUS | SEARLES VALLEY MINERALS OPERATIONS, INC. (ARGUS) | 62.5 | SCE | Searles Valley Minerals Inc. | COAL | STEAM | COGENERATION | SP15 | SCE1 | 1983-04-01 |  | 62.5 | A |  | 9.5 | 10.4 | 10.8 | 11.2 | 20 | 47 | 10 | 10 | 4.6 | -3.3428e-14 | 4375
65200 | Participating Unit | Yes | No | VESTAL_6_ULTRGN | RIO BRAVO JASMIN | 38 | SCE | Southern California Edison Company | COAL | STEAM | COGENERATION | SP15 | SCE1 | 1989-11-02 |  | 37 | A |  | 14.6877 | 15.5877 | 15.9877 | 16.3877 | 13 | 29 | 10 | 10 | 4.6 | 1.0864e-13 | 2660
43100 | Participating Unit | Yes | Yes | NAVYII_2_UNITS | COSO POWER DEVELOPERS (NAVY II) (Aggregate) | 99 | SCE | Southern California Edison Company | GEOTHERMAL | STEAM | GEOTHERMAL | SP15 | SCE1 | 1989-12-23 |  | 67.5 | A |  |  | -999 | -999 | -999
43000 | Participating Unit | Yes | Yes | CALGEN_1_UNITS | COSO FINANCE PARTNERS (NAVY I) (Aggregate) | 92.2 | SCE | Southern California Edison Company | GEOTHERMAL | STEAM | GEOTHERMAL | SP15 | SCE1 | 1987-07-13 |  | 92.2 | A |  |  | -999 | -999 | -999
42900 | Participating Unit | No | Yes | BLM_2_UNITS | BLM Units 7, 8, and 9 | 72 | SCE | Coso Energy Developers | GEOTHERMAL | STEAM | GEOTHERMAL | SP15 | SCE1 | 1988-12-05 |  | 99.9 | A |  |  | -999 | -999 | -999
37600 | Participating Unit | Yes | No | CONTRL_1_OXBOW | CAITHNESS DIXIE VALLEY, LLC | 64.7 | SCE | Southern California Edison Company | GEOTHERMAL | STEAM | GEOTHERMAL | SP15 | SCE1 | 1988-06-14 |  | 49.8 | A |  |  | -999 | -999 | -999
42405 | Participating Unit | Yes | No | CONTRL_1_CASAD1 | Mammoth G1 | 10 | SCE | Mammoth Three LLC | GEOTHERMAL | STEAM | GEOTHERMAL | SP15 | SCE1 | 1984-11-26 |  | 10 | A |  |  | -999 | -999 | -999
109000 | Participating Unit | No | No | CONTRL_1_CASAD3 | Mammoth G3 | 14 | SCE | Mammoth One LLC | GEOTHERMAL | STEAM | GEOTHERMAL | SP15 | SCE1 | 2013-04-01 |  | 15 | A |  |  | -999 | -999 | -999
42400 | Participating Unit | Yes | Yes | CONTRL_1_QF | CONTROL AREA LUMPED UNITS | 31.4 | SCE | VARIOUS | GEOTHERMAL |  | VARIOUS | SP15 | SCE1 | 1982-01-01 |  | 37.84 | A |  |  | -999 | -999 | -999
1700 | Participating Unit | Yes | No | HINSON_6_CARBGN | BP WILMINGTON CALCINER | 30 | SCE | Tesoro Refining and Marketing Company LLC | HEAT RECOVERY | STEAM | COGENERATION | SP15 | SCE1 | 1982-01-01 |  | 35.8 | A | 0.562 |  | -999 | -999 | -999
113400 | Participating Unit | No | No | VISTA_2_FCELL | California State University, San Bernardino Fuel Cell | 1.4 | SCE | CSU, San Bernardino | AGRICULTURAL WASTE | FUEL CELL | THERMAL | SP15 | SCE1 | 2013-09-13 |  | 1.44 | A | 0.727 |  | -999 | -999 | -999
84700 | Participating Unit | Yes | Yes | OLINDA_7_BLKSND | Blacksand Generating Facility | 8 | SCE | Linn Western Processing, LLC | WASTE GAS | COMBUSTION TURBINE | PEAKER | SP15 | SCE1 | 2000-06-01 |  | 8 | A | 0.562 | 105.697 | -999 | -999 | -999
6700 | Participating Unit | Yes | Yes | SANITR_6_UNITS | Total Energy Facility of Joint Water Pollution Control Plant | 8 | SCE | County Sanitation District No. 2 of Los Angeles County | DIGESTER GAS | COMBINED CYCLE | BIOGAS | SP15 | SCE1 |  |  | 35.5 | A | 0.287 |  | -999 | -999 | -999
106900 | Participating Unit | No | No | OLINDA_2_LNDFL2 | Brea Power II | 28.1 | SCE | Brea Power II LLC | LANDFILL GAS | COMBINED CYCLE | THERMAL | SP15 | SCE1 | 2012-11-01 |  | 28.1 | A | 0.69 |  | -999 | -999 | -999
99400 | Participating Unit | Yes | Yes | MOORPK_2_CALABS | Calabasas | 6.96 | SCE | County Sanitation District No.2 of Los Angeles County | LANDFILL GAS | COMBUSTION TURBINE | BIOGAS | SP15 | SCE1 | 2010-09-20 |  | 13.8 | A | 0.327 |  | -999 | -999 | -999
74001 | Participating Unit | Yes | No | WALNUT_7_WCOVCT | MM WEST COAST COVINA, LLC (BKK I) | 4.5 | SCE | MM WEST COAST COVINA, LLC (BKK I) - Formerly QF #1110 | LANDFILL GAS | COMBUSTION TURBINE | BIOMASS | SP15 | SCE1 | 1996-10-05 |  | 4.9 | A | 0.42 |  | -999 | -999 | -999
97900 | Participating Unit | Yes | No | SAUGUS_2_TOLAND | Toland Landfill gas to Energy Project | 1.57 | SCE | Ventura Regional Sanitation District | LANDFILL GAS | COMBUSTION TURBINE | BIOMASS | SP15 | SCE1 | 2009-08-25 |  | 2.8 | A | 0.562 |  | -999 | -999 | -999
68004 | Participating Unit | Yes | No | SAUGUS_7_LOPEZ | MM LOPEZ ENERGY, LLC | 6.1 | SCE | MM Lopez Energy LLC (formerly QFID 1105) | LANDFILL GAS | INTERNAL COMBUSTION | BIOMASS | SP15 | SCE1 | 1999-01-05 |  | 6.1 | A | 0.871 |  | -999 | -999 | -999
57200 | Participating Unit | Yes | Yes | DAVIS_7_MNMETH | MM Yolo Power LLC | 4 | SCE | MM Yolo Power LLC | LANDFILL GAS | INTERNAL COMBUSTION | BIOMASS | SP15 | SCE1 | 1997-01-01 |  | 4.03 | A | 0.71 |  | -999 | -999 | -999
134600 | Participating Unit | No | Yes | SANTGO_2_LNDFL1 | Bowerman Power | 19.6 | SCE | Bowerman Power | LANDFILL GAS | RECIPROCATING ENGINE | BIOGAS | SP15 | SCE1 | 2016-04-27 |  | 20 | A | 0.562 |  | -999 | -999 | -999
96100 | Participating Unit | Yes | Yes | RHONDO_6_PUENTE | Puente Hills Phase 2 | 4 | SCE | County Sanitation District No. 2 of Los Angeles County | LANDFILL GAS | RECIPROCATING ENGINE | BIOGAS | SP15 | SCE1 | 2007-12-07 |  | 35.5 | A | 0.562 |  | -999 | -999 | -999
96200 | Participating Unit | Yes | No | OLINDA_7_LNDFIL | Olinda Landfill | 5.6 | SCE | Brea Power Partners, L.P. | LANDFILL GAS | RECIPROCATING ENGINE | BIOMASS | SP15 | SCE1 | 2002-05-01 |  | 5.63 | A | 0.562 |  | -999 | -999 | -999
1800 | Participating Unit | Yes | No | VALLEY_7_BADLND | Badlands Landfill Gas to Energy Facility | 1.3 | SCE | Riverside County Waste Management Dept | LANDFILL GAS | RECIPROCATING ENGINE | BIOMASS | SP15 | SCE1 | 2001-08-07 |  | 1.2 | A | 0.562 |  | -999 | -999 | -999
100200 | Participating Unit | Yes | No | SAUGUS_7_CHIQCN | Chiquita Canyon Landfill Generating Facility | 8 | SCE | Ameresco Chiquita Energy, LLC | LANDFILL GAS | RECIPROCATING ENGINE | BIOMASS | SP15 | SCE1 | 2010-11-23 |  | 9.2 | A | 0.562 |  | -999 | -999 | -999
89900 | Participating Unit | No | Yes | VALLEY_7_UNITA1 | EL SOBRANTE LANDFILL GAS GENERATION | 3.74 | SCE | WM Energy Solutions | LANDFILL GAS | RECIPROCATING ENGINE | BIOMASS | SP15 | SCE1 | 2004-04-26 |  | 4.05 | A | 0.642 |  | -999 | -999 | -999
82900 | Participating Unit | No | Yes | ETIWND_7_MIDVLY | MID VALLEY LANDFILL PROJECT (AGGREGATE) | 2.1 | SCE | MN Mid Valley Genco, LLC | LANDFILL GAS | RECIPROCATING ENGINE | BIOMASS | SP15 | SCE1 | 2003-04-21 |  | 2.5 | A | 0.43 |  | -999 | -999 | -999
84200 | Participating Unit | No | Yes | CHINO_7_MILIKN | MILLIKEN LANDFILL PROJECT (AGGREGATE) | 1.9 | SCE | MN Milliken Genco, LLC | LANDFILL GAS | RECIPROCATING ENGINE | BIOMASS | SP15 | SCE1 | 2003-07-17 |  | 2.5 | A | 0.11 |  | -999 | -999 | -999
64504 | Participating Unit | Yes | No | RECTOR_7_TULARE | MM TULARE ENERGY, LLC | 1.6 | SCE | MM TULARE ENERGY, LLC (formerly QF #1103) | LANDFILL GAS | RECIPROCATING ENGINE | BIOMASS | SP15 | SCE1 | 1998-05-08 |  | 1.63 | A | 0.562 |  | -999 | -999 | -999
89800 | Participating Unit | No | Yes | MOORPK_7_UNITA1 | SIMI VALLEY LANDFILL GAS GENERATION | 2.49 | SCE | WM Energy Solutions | LANDFILL GAS | RECIPROCATING ENGINE | BIOMASS | SP15 | SCE1 | 2004-05-02 |  | 2.7 | A | 0.562 |  | -999 | -999 | -999
48403 | Participating Unit | Yes | No | GOLETA_6_TAJIGS | Tajiguas - Unit #1 | 3.1 | SCE | MM TAJIGUAS ENERGY, LLC | LANDFILL GAS | RECIPROCATING ENGINE | BIOMASS | SP15 | SCE1 | 2000-08-05 |  | 3.05 | A | 0.923 |  | -999 | -999 | -999
40900 | Participating Unit | Yes | No | HINSON_6_SERRGN | CITY OF LONG BEACH | 38.91 | SCE | Southern California Edison Company | LANDFILL GAS | STEAM | BIOMASS | SP15 | SCE1 | 1988-01-01 |  | 38.91 | A | 0.562 |  | -999 | -999 | -999
6900 | Participating Unit | Yes | No | SANTGO_6_COYOTE | Coyote Canyon | 9.99 | SCE | Gas Recovery Systems, Inc. | LANDFILL GAS | STEAM | BIOMASS | SP15 | SCE1 | 1989-01-01 |  | 17.1 | A | 0.562 |  | -999 | -999 | -999
74002 | Participating Unit | Yes | No | WALNUT_7_WCOVST | MM WEST COAST COVINA, LLC (BKK II) | 6.5 | SCE | MM WEST COAST COVINA, LLC (BKK II) - Formerly QF #1111 | LANDFILL GAS | STEAM | BIOMASS | SP15 | SCE1 | 1996-10-05 |  | 6.5 | A | 0.42 |  | -999 | -999 | -999
53100 | Participating Unit | Yes | No | WALNUT_6_HILLGEN | Puente Hills | 53.22 | SCE | County Sanitation District No. 2 of Los Angeles County | LANDFILL GAS | STEAM | BIOMASS | SP15 | SCE1 | 1986-01-01 |  | 50 | A | 0.562 |  | -999 | -999 | -999
45500 | Participating Unit | Yes | Yes | ELLIS_2_QF | ELLIS AREA LUMPED UNITS | 18.51 | SCE | VARIOUS | LANDFILL GAS |  | BIOMASS | SP15 | SCE1 | 1993-01-01 |  | 28.24 | A | 0.562 |  | -999 | -999 | -999
40700 | Participating Unit | Yes | Yes | CHINO_2_QF | CHINO AREA LUMPED UNITS | 21.8 | SCE | VARIOUS | LANDFILL GAS |  | VARIOUS | SP15 | SCE1 | 1987-01-01 |  | 21.8 | A | 0.562 |  | -999 | -999 | -999
53400 | Participating Unit | Yes | Yes | LAGBEL_6_QF | LAGUNA BELLE AREA LUMPED UNITS | 17.5 | SCE | VARIOUS | LANDFILL GAS |  | VARIOUS | SP15 | SCE1 | 1993-01-01 |  | 17.41 | A | 0.562 |  | -999 | -999 | -999
56500 | Participating Unit | Yes | Yes | MESAS_2_QF | MESA SOUTH AREA LUMPED UNITS | 2.9 | SCE | VARIOUS | LANDFILL GAS |  | VARIOUS | SP15 | SCE1 | 1983-01-01 |  | 2.9 | A | 0.562 |  | -999 | -999 | -999
67500 | Participating Unit | Yes | Yes | SNCLRA_6_QF | SANTA CLARA AREA LUMPED UNITS | 12.9 | SCE | VARIOUS | LANDFILL GAS |  | VARIOUS | SP15 | SCE1 | 1987-01-01 |  | 11.16 | A | 0.749 |  | -999 | -999 | -999
130400 | Participating Unit | No | No | ELNIDS_2_DODPEV | Los Angeles Air Force Base | 0.5 | SCE | United States Air Force | LESR | BATTERY | STORAGE | SP15 | SCE1 | 2015-12-18 |  | 0.53 | A |  |  | -999 | -999 | -999
132500 | Participating Unit | No | No | MONLTH_6_BATTRY | Tehachapi Storage Project | 8 | SCE | Southern California Edison | LESR | BATTERY | STORAGE | SP15 | SCE1 | 2016-04-08 |  | 32 | A |  |  | -999 | -999 | -999
111000 | Participating Unit | No | No | DEVERS_1_SOLAR1 | SEPV8 | 12 | SCE | SEPV8, LLC | SUN | PHOTO VOLTAIC | SOLAR | NP15 | PGE3 | 2013-06-01 |  | 12 | A |  |  | -999 | -999 | -999
132800 | Participating Unit | No | No | ETIWND_2_RTS026 | SPVP026 | 6 | SCE | Southern California Edison | SUN | PHOTO VOLTAIC | SOLAR | ZP26 | PGE4 | 2016-02-05 |  | 6 | A |  |  | -999 | -999 | -999
127600 | Participating Unit | No | No | VICTOR_1_SOLAR4 | Adelanto Solar | 20 | SCE | Adelanto Solar, LLC | SUN | PHOTO VOLTAIC | SOLAR | SP15 | SCE1 | 2015-09-03 |  | 20 | A |  |  | -999 | -999 | -999
125800 | Participating Unit | No | No | VICTOR_1_SOLAR3 | Adelanto Solar 2 | 7 | SCE | Adelanto Solar II, LLC | SUN | PHOTO VOLTAIC | SOLAR | SP15 | SCE1 | 2015-07-01 |  | 7 | A |  |  | -999 | -999 | -999
125600 | Participating Unit | No | No | VICTOR_1_SOLAR2 | Alamo Solar | 20 | SCE | Alamo Solar, LLC | SUN | PHOTO VOLTAIC | SOLAR | SP15 | SCE1 | 2015-05-15 |  | 20 | A |  |  | -999 | -999 | -999
107800 | Participating Unit | No | No | NEENCH_6_SOLAR | Alpine Solar | 66 | SCE | NRG Solar Alpine LLC | SUN | PHOTO VOLTAIC | SOLAR | SP15 | SCE1 | 2013-01-18 |  | 66 | A |  |  | -999 | -999 | -999
136100 | Participating Unit | No | No | BIGSKY_2_SOLAR1 | Antelope Big Sky Ranch | 20 | SCE | Antelope Big Sky Ranch LLC | SUN | PHOTO VOLTAIC | SOLAR | SP15 | PAS1 | 2016-08-16 |  | 20 | A |  |  | -999 | -999 | -999
108300 | Participating Unit | No | No | GLOW_6_SOLAR | Antelope Power Plant | 20 | SCE | TA-High Desert, LLC | SUN | PHOTO VOLTAIC | SOLAR | SP15 | SCE1 | 2013-03-25 |  | 20 | A |  |  | -999 | -999 | -999
126500 | Participating Unit | No | No | VALLEY_5_SOLAR2 | AP North Lake Solar | 20 | SCE | SUNE DB APNL LLC | SUN | PHOTO VOLTAIC | SOLAR | SP15 | SCE1 | 2015-08-11 |  | 20 | A |  |  | -999 | -999 | -999
108900 | Participating Unit | No | No | AVSOLR_2_SOLAR | AV Solar Ranch 1 | 241.5 | SCE | SCE | SUN | PHOTO VOLTAIC | SOLAR | SP15 | SCE1 | 2014-06-19 |  | 250 | A |  |  | -999 | -999 | -999
138200 | Participating Unit | No | No | BIGSKY_2_SOLAR7 | Big Sky Solar 1 | 50 | SCE | Antelope DSR 1, LLC | SUN | PHOTO VOLTAIC | SOLAR | SP15 | SCE1 | 2016-12-15 |  | 50 | A |  |  | -999 | -999 | -999
137700 | Participating Unit | No | No | BIGSKY_2_SOLAR5 | Big Sky Solar 2 | 5 | SCE | Antelope DSR 2, LLC | SUN | PHOTO VOLTAIC | SOLAR | SP15 | SCE1 | 2016-11-30 |  | 5 | A |  |  | -999 | -999 | -999
137900 | Participating Unit | No | No | BIGSKY_2_SOLAR2 | Big Sky Solar 4 | 40 | SCE | Elevation Solar C LLC | SUN | PHOTO VOLTAIC | SOLAR | SP15 | SCE1 | 2016-12-03 |  | 40 | A |  |  | -999 | -999 | -999
98200 | Participating Unit | No | No | BLYTHE_1_SOLAR1 | Blythe Solar 1 Project | 21 | SCE | NRG Solar Blythe LLC | SUN | PHOTO VOLTAIC | SOLAR | SP15 | SCE1 | 2009-12-18 |  | 21 | A |  |  | -999 | -999 | -999
121300 | Participating Unit | No | No | CAMLOT_2_SOLAR1 | Camelot | 45 | SCE | RE Camelot LLC | SUN | PHOTO VOLTAIC | SOLAR | SP15 | SCE1 | 2014-12-11 |  | 45 | A |  |  | -999 | -999 | -999
122000 | Participating Unit | No | No | CAMLOT_2_SOLAR2 | Camelot 2 | 15 | SCE | RE Columbia Two LLC | SUN | PHOTO VOLTAIC | SOLAR | SP15 | SCE1 | 2014-12-10 |  | 15 | A |  |  | -999 | -999 | -999
114800 | Participating Unit | No | No | DEVERS_1_SOLAR | Cascade Solar | 18.5 | SCE | SunEdison | SUN | PHOTO VOLTAIC | SOLAR | SP15 | SCE1 | 2013-11-30 |  | 18.5 | A |  |  | -999 | -999 | -999
107900 | Participating Unit | No | No | CATLNA_2_SOLAR | Catalina Solar - Phases 1 and 2 | 110 | SCE | Catalina Solar, LLC | SUN | PHOTO VOLTAIC | SOLAR | SP15 | SCE1 |  |  | 110 | A |  |  | -999 | -999 | -999
127500 | Participating Unit | Yes | No | CATLNA_2_SOLAR2 | Catalina Solar 2 | 18 | SCE | Catalina Solar 2, LLC | SUN | PHOTO VOLTAIC | SOLAR | SP15 | SCE1 | 2015-07-22 |  | 20 | A |  |  | -999 | -999 | -999
134700 | Participating Unit | No | No | PLAINV_6_SOLARC | Central Antelope Dry Ranch C | 20 | SCE | Central Antelope Dry Ranch C, LLC | SUN | PHOTO VOLTAIC | SOLAR | SP15 | SCE1 | 2016-05-06 |  | 20 | A |  |  | -999 | -999 | -999
113900 | Participating Unit | No | No | ETIWND_2_CHMPNE | Champagne | 1 | SCE | California PV Energy, LLC | SUN | PHOTO VOLTAIC | SOLAR | SP15 | SCE1 | 2013-12-20 |  | 1 | A |  |  | -999 | -999 | -999
98400 | Participating Unit | No | No | CHINO_2_SOLAR | Chino Roof Top Solar Project | 1 | SCE | SCE | SUN | PHOTO VOLTAIC | SOLAR | SP15 | SCE1 | 2009-12-01 |  | 1 | A |  |  | -999 | -999 | -999
103200 | Participating Unit | No | No | COPMTN_2_CM10 | CM10 | 10 | SCE | Copper Mountain Solar 1, LLC | SUN | PHOTO VOLTAIC | SOLAR | SP15 | SCE1 | 2011-10-03 |  | 10 | A |  |  | -999 | -999 | -999
101200 | Participating Unit | No | No | COPMTN_2_SOLAR1 | CM48 | 48 | SCE | Copper Mountain Solar 1, LLC | SUN | PHOTO VOLTAIC | SOLAR | SP15 | SCE1 | 2010-06-15 |  | 48 | A |  |  | -999 | -999 | -999
105200 | Participating Unit | No | No | COPMT2_2_SOLAR2 | CMS2 | 155 | SCE | Copper Mountain Solar 2, LLC | SUN | PHOTO VOLTAIC | SOLAR | SP15 | SCE1 |  |  | 124 | A |  |  | -999 | -999 | -999
114700 | Participating Unit | No | No | GLDTWN_6_COLUM3 | Columbia 3 | 10 | SCE | RE Columbia 3, LLC | SUN | PHOTO VOLTAIC | SOLAR | SP15 | SCE1 | 2013-12-10 |  | 10 | A |  |  | -999 | -999 | -999
138000 | Participating Unit | No | No | COPMT4_2_SOLAR4 | Copper Mountain Solar 4 | 92 | SCE | Copper Mountain Solar 4, LLC | SUN | PHOTO VOLTAIC | SOLAR | SP15 | SCE1 | 2016-12-02 |  | 92 | A |  |  | -999 | -999 | -999
132100 | Participating Unit | No | No | ETIWND_2_SOLAR1 | Dedeaux Ontario | 1 | SCE | SunEdison Utility Solutions, LLC | SUN | PHOTO VOLTAIC | SOLAR | SP15 | SCE1 | 2016-03-23 |  | 1 | A |  |  | -999 | -999 | -999
131000 | Participating Unit | No | No | DSRTSL_2_SOLAR1 | Desert Stateline | 296.19 | SCE | Desert Stateline, LLC | SUN | PHOTO VOLTAIC | SOLAR | SP15 | SCE1 | 2016-08-30 |  | 299.99 | A |  |  | -999 | -999 | -999
109900 | Participating Unit | No | No | DSRTSN_2_SOLAR2 | Desert Sunlight 250 | 250 | SCE | Desert Sunlight 250, LLC | SUN | PHOTO VOLTAIC | SOLAR | SP15 | SCE1 | 2014-12-05 |  | 250 | A |  |  | -999 | -999 | -999
110300 | Participating Unit | No | No | DSRTSN_2_SOLAR1 | Desert Sunlight 300 | 300 | SCE | Desert Sunlight 300, LLC | SUN | PHOTO VOLTAIC | SOLAR | SP15 | SCE1 | 2014-12-05 |  | 300 | A |  |  | -999 | -999 | -999
131900 | Participating Unit | No | No | DRACKR_2_SOLAR1 | Dracker Solar Unit 1 | 110 | SCE | Blythe Solar 110, LLC | SUN | PHOTO VOLTAIC | SOLAR | SP15 | SCE1 | 2016-05-02 |  | 110 | A |  |  | -999 | -999 | -999
135800 | Participating Unit | No | No | DRACKR_2_SOLAR2 | Dracker Solar Unit 2 | 125 | SCE | Blythe Solar II, LLC | SUN | PHOTO VOLTAIC | SOLAR | SP15 | SCE1 | 2016-10-28 |  | 125 | A |  |  | -999 | -999 | -999
120700 | Participating Unit | No | No | DELSUR_6_DRYFRB | Dry Farm Ranch B | 5 | SCE | FTS Master Tenant 1, LLC | SUN | PHOTO VOLTAIC | SOLAR | SP15 | SCE1 | 2014-11-21 |  | 5 | A |  |  | -999 | -999 | -999
137600 | Participating Unit | No | No | ETIWND_2_SOLAR5 | Dulles | 2 | SCE | Golden Solar, LLC | SUN | PHOTO VOLTAIC | SOLAR | SP15 | SCE1 | 2016-11-17 |  | 2 | A |  |  | -999 | -999 | -999
118000 | Participating Unit | No | No | VICTOR_1_EXSLRA | Expressway Solar A | 2 | SCE | FTS Master Tenant 1, LLC | SUN | PHOTO VOLTAIC | SOLAR | SP15 | SCE1 | 2014-05-07 |  | 2 | A |  |  | -999 | -999 | -999
118100 | Participating Unit | No | No | VICTOR_1_EXSLRB | Expressway Solar B | 2 | SCE | FTS Master Tenant 1, LLC | SUN | PHOTO VOLTAIC | SOLAR | SP15 | SCE1 | 2014-05-07 |  | 2 | A |  |  | -999 | -999 | -999
136300 | Participating Unit | No | No | GARLND_2_GASLRA | Garland A | 20 | SCE | RE GARLAND A LLC | SUN | PHOTO VOLTAIC | SOLAR | SP15 | SCE1 | 2016-09-23 |  | 20 | A |  |  | -999 | -999 | -999
137100 | Participating Unit | No | No | GARLND_2_GASLR | Garland B | 180 | SCE | RE GARLAND LLC | SUN | PHOTO VOLTAIC | SOLAR | SP15 | SCE1 | 2016-10-27 |  | 180 | A |  |  | -999 | -999 | -999
121500 | Participating Unit | No | No | GARNET_1_SOLAR2 | Garnet Solar Power Generation Station 1 | 4 | SCE | Garnet Solar Power Generation Station 1, LLC | SUN | PHOTO VOLTAIC | SOLAR | SP15 | SCE1 | 2014-12-23 |  | 4 | A |  |  | -999 | -999 | -999
133000 | Participating Unit | No | No | LITLRK_6_SEPV01 | Gestamp Solar 1 | 2 | SCE | SEPV1, LLC | SUN | PHOTO VOLTAIC | SOLAR | SP15 | SCE1 | 2012-05-08 |  | 2 | A |  |  | -999 | -999 | -999
104100 | Participating Unit | No | No | DELAMO_2_SOLRD | Golden Solar Building D | 1.25 | SCE | Golden Springs Development Company LLC | SUN | PHOTO VOLTAIC | SOLAR | SP15 | SCE1 | 2012-04-02 |  | 1.4 | A |  |  | -999 | -999 | -999
103800 | Participating Unit | No | No | DELAMO_2_SOLRC1 | Golden Springs Building C1 | 1.16 | SCE | Spartech Plastics | SUN | PHOTO VOLTAIC | SOLAR | SP15 | SCE1 | 2012-02-10 |  | 1.17 | A |  |  | -999 | -999 | -999
131100 | Participating Unit | No | No | DELAMO_2_SOLAR1 | Golden Springs Building H | 1.5 | SCE | Golden Springs Development Co. LLC | SUN | PHOTO VOLTAIC | SOLAR | SP15 | SCE1 | 2015-04-22 |  | 1.5 | A |  |  | -999 | -999 | -999
131200 | Participating Unit | No | No | DELAMO_2_SOLAR2 | Golden Springs Building M | 1.75 | SCE | Golden Springs Development Co. LLC | SUN | PHOTO VOLTAIC | SOLAR | SP15 | SCE1 | 2015-04-01 |  | 1.75 | A |  |  | -999 | -999 | -999
120000 | Participating Unit | No | No | VICTOR_1_SLRHES | Hesperia | 1.5 | SCE | SunEdison | SUN | PHOTO VOLTAIC | SOLAR | SP15 | SCE1 | 2014-08-08 |  | 1.5 | A |  |  | -999 | -999 | -999
104200 | Participating Unit | No | No | WALNUT_2_SOLAR | Industry MetroLink PV1 | 1.5 | SCE | City of Industry | SUN | PHOTO VOLTAIC | SOLAR | SP15 | SCE1 | 2012-04-03 |  | 1.75 | A |  |  | -999 | -999 | -999
114000 | Participating Unit | No | No | CHINO_2_JURUPA | Jurupa | 1.5 | SCE | California PV Energy, LLC | SUN | PHOTO VOLTAIC | SOLAR | SP15 | SCE1 | 2013-12-20 |  | 1.5 | A |  |  | -999 | -999 | -999
134800 | Participating Unit | No | No | KNGBRD_2_SOLAR1 | Kingbird Solar A | 20 | SCE | Kingbird Solar A, LLC | SUN | PHOTO VOLTAIC | SOLAR | SP15 | SCE1 | 2016-04-30 |  | 20 | A |  |  | -999 | -999 | -999
134900 | Participating Unit | No | No | KNGBRD_2_SOLAR2 | Kingbird Solar B | 20 | SCE | Kingbird Solar B, LLC | SUN | PHOTO VOLTAIC | SOLAR | SP15 | SCE1 | 2016-04-30 |  | 20 | A |  |  | -999 | -999 | -999
125300 | Participating Unit | No | No | PADUA_2_SOLAR1 | Kona Solar - Rancho DC #1 | 1.75 | SCE | Kona Solar, LLC | SUN | PHOTO VOLTAIC | SOLAR | SP15 | SCE1 | 2015-06-02 |  |  | A |  |  | -999 | -999 | -999
133700 | Participating Unit | No | No | LNCSTR_6_CREST | Lanacaster Aggregate Solar Resources | 5.5 | SCE | Southern California Edison Company | SUN | PHOTO VOLTAIC | SOLAR | SP15 | SCE1 | 2015-09-09 |  | 5.5 | A |  |  | -999 | -999 | -999
122400 | Participating Unit | No | No | LITLRK_6_SOLAR1 | Little Rock C | 5 | SCE | Lancaster Little Rock C, LLC | SUN | PHOTO VOLTAIC | SOLAR | SP15 | SCE1 | 2015-01-17 |  | 5 | A |  |  | -999 | -999 | -999
132300 | Participating Unit | No | No | LITLRK_6_SOLAR4 | Little Rock Pham Solar | 3 | SCE | West Hills Construction, Inc. | SUN | PHOTO VOLTAIC | SOLAR | SP15 | SCE1 | 2016-03-22 |  | 3 | A |  |  | -999 | -999 | -999
120400 | Participating Unit | No | No | VICTOR_1_LVSLR1 | Lone Valley Solar Park 1 | 10 | SCE | Lone Valley Solar Park I LLC | SUN | PHOTO VOLTAIC | SOLAR | SP15 | SCE1 | 2014-11-19 |  | 10 | A |  |  | -999 | -999 | -999
120800 | Participating Unit | No | No | VICTOR_1_LVSLR2 | Lone Valley Solar Park 2 | 20 | SCE | Lone Valley Solar Park II LLC | SUN | PHOTO VOLTAIC | SOLAR | SP15 | SCE1 | 2014-11-22 |  | 20 | A |  |  | -999 | -999 | -999
138500 | Participating Unit | No | No | TORTLA_1_SOLAR | Longboat Solar | 20 | SCE | Longboat Solar, LLC | SUN | PHOTO VOLTAIC | SOLAR | SP15 | SCE1 | 2016-12-16 |  | 20 | A |  |  | -999 | -999 | -999
126700 | Participating Unit | No | No | BLKCRK_2_SOLAR1 | McCoy Station | 250 | SCE | McCoy Solar, LLC | SUN | PHOTO VOLTAIC | SOLAR | SP15 | SCE1 | 2016-06-14 |  | 250 | A |  |  | -999 | -999 | -999
124000 | Participating Unit | No | No | VALLEY_5_SOLAR1 | Meridian | 1.49 | SCE | Kona Solar, LLC | SUN | PHOTO VOLTAIC | SOLAR | SP15 | SCE1 | 2015-04-13 |  | 1.49 | A |  |  | -999 | -999 | -999
115000 | Participating Unit | No | No | MSOLAR_2_SOLAR1 | Mesquite Solar 1 | 165 | SCE | Mesquite Solar 1, LLC | SUN | PHOTO VOLTAIC | SOLAR | SP15 | SCE1 | 2014-01-01 |  | 165 | A |  |  | -999 | -999 | -999
135600 | Participating Unit | No | No | MOJAVW_2_SOLAR | Mojave West | 20 | SCE | SEPV Mojave West, LLC | SUN | PHOTO VOLTAIC | SOLAR | SP15 | SCE1 | 2016-06-15 |  | 20 | A |  |  | -999 | -999 | -999
131300 | Participating Unit | No | No | OASIS_6_SOLAR1 | Morgan Lancaster I | 1.5 | SCE | WGL Energy Systems Inc | SUN | PHOTO VOLTAIC | SOLAR | SP15 | SCE1 | 2015-12-09 |  | 1.5 | A |  |  | -999 | -999 | -999
114200 | Participating Unit | No | No | CHINO_2_SASOLR | Nautilus Solar Energy | 1.5 | SCE | SS San Antonio West LLC | SUN | PHOTO VOLTAIC | SOLAR | SP15 | SCE1 | 2013-12-20 |  | 1.5 | A |  |  | -999 | -999 | -999
136500 | Participating Unit | No | No | VESTAL_2_SOLAR1 | NICOLIS | 20 | SCE | Nicolis, LLC | SUN | PHOTO VOLTAIC | SOLAR | SP15 | SCE1 | 2016-09-15 |  | 20 | A |  |  | -999 | -999 | -999
104300 | Participating Unit | No | No | BUCKWD_1_NPALM1 | North Palm Springs 1 | 2.4 | SCE | North palm Springs Investments | SUN | PHOTO VOLTAIC | SOLAR | SP15 | SCE1 | 2012-04-02 |  | 2.5 | A |  |  | -999 | -999 | -999
111800 | Participating Unit | No | No | GARNET_1_SOLAR | North Palm Springs 4A | 4 | SCE | North Palm Springs Investments LLC | SUN | PHOTO VOLTAIC | SOLAR | SP15 | SCE1 | 2012-11-02 |  | 4.12 | A |  |  | -999 | -999 | -999
131800 | Participating Unit | No | No | OASIS_6_SOLAR2 | Oasis Solar | 20 | SCE | NRG Solar Oasis LLC | SUN | PHOTO VOLTAIC | SOLAR | SP15 | SCE1 | 2016-01-19 |  | 27.8 | A |  |  | -999 | -999 | -999
102100 | Participating Unit | No | No | MIRLOM_2_ONTARO | Ontario RT Solar | 5.5 | SCE | Southern California Edison (SCE) | SUN | PHOTO VOLTAIC | SOLAR | SP15 | SCE1 | 2011-08-25 |  | 5.5 | A |  |  | -999 | -999 | -999
130800 | Participating Unit | Yes | No | LITLRK_6_SOLAR2 | Palmdale 18 | 2 | SCE | SEPV18, LLC | SUN | PHOTO VOLTAIC | SOLAR | SP15 | SCE1 | 2016-01-13 |  | 2 | A |  |  | -999 | -999 | -999
126300 | Participating Unit | No | No | PMDLET_6_SOLAR1 | Palmdale East | 10 | SCE | SEPV Palmdale East, LLC | SUN | PHOTO VOLTAIC | SOLAR | SP15 | SCE1 | 2015-07-31 |  | 10 | A |  |  | -999 | -999 | -999
129700 | Participating Unit | No | No | CENTER_2_SOLAR1 | Pico Rivera | 0.9 | SCE | SunEdison Utility Solutions, LLC | SUN | PHOTO VOLTAIC | SOLAR | SP15 | SCE1 | 2015-11-20 |  | 0.9 | A |  |  | -999 | -999 | -999
122300 | Participating Unit | No | No | PMPJCK_1_SOLAR1 | Pumpjack Solar 1 | 19.48 | SCE | Pumpjack Solar 1, LLC | SUN | PHOTO VOLTAIC | SOLAR | SP15 | SCE1 | 2015-01-27 |  | 20 | A |  |  | -999 | -999 | -999
129400 | Participating Unit | No | No | LAMONT_1_SOLAR5 | Redcrest Solar Farm | 16.66 | SCE | 67RK 8me, LLC | SUN | PHOTO VOLTAIC | SOLAR | SP15 | SCE1 | 2015-10-30 |  | 20.86 | A |  |  | -999 | -999 | -999
100800 | Participating Unit | No | No | VISTA_2_RIALTO | Rialto Roof Top Solar Project | 1 | SCE | SCE | SUN | PHOTO VOLTAIC | SOLAR | SP15 | SCE1 | 2011-03-01 |  | 1 | A |  |  | -999 | -999 | -999
110700 | Participating Unit | No | No | GLDTWN_6_SOLAR | Rio Grande | 5 | SCE | RE Rio Grande, LLC | SUN | PHOTO VOLTAIC | SOLAR | SP15 | SCE1 | 2013-11-18 |  | 5 | A |  |  | -999 | -999 | -999
136700 | Participating Unit | No | No | ETIWND_2_SOLAR2 | Rochester | 1 | SCE | Sestina Solar II, LLC | SUN | PHOTO VOLTAIC | SOLAR | SP15 | SCE1 | 2016-09-06 |  | 1 | A |  |  | -999 | -999 | -999
114500 | Participating Unit | No | No | RSMSLR_6_SOLAR1 | Rosamond One | 20 | SCE | RE Rosamond One, LLC | SUN | PHOTO VOLTAIC | SOLAR | SP15 | SCE1 | 2013-12-20 |  | 20 | A |  |  | -999 | -999 | -999
114600 | Participating Unit | No | No | RSMSLR_6_SOLAR2 | Rosamond Two | 20 | SCE | RE Rosamond Two, LLC | SUN | PHOTO VOLTAIC | SOLAR | SP15 | SCE1 | 2013-12-20 |  | 20 | A |  |  | -999 | -999 | -999
133500 | Participating Unit | No | No | DEVERS_1_SEPV05 | SEPV 5 | 2 | SCE | SEPV2, LLC | SUN | PHOTO VOLTAIC | SOLAR | SP15 | SCE1 | 2012-05-10 |  | 2 | A |  |  | -999 | -999 | -999
111100 | Participating Unit | No | No | DEVERS_1_SOLAR2 | SEPV9 | 9 | SCE | SEPV9, LLC | SUN | PHOTO VOLTAIC | SOLAR | SP15 | SCE1 | 2013-06-01 |  | 9 | A |  |  | -999 | -999 | -999
129800 | Participating Unit | No | No | PLAINV_6_SOLAR3 | Sierra Solar Greenworks LLC | 20 | SCE | Sierra Solar Greenworks LLC | SUN | PHOTO VOLTAIC | SOLAR | SP15 | SCE1 | 2015-11-30 |  | 20 | A |  |  | -999 | -999 | -999
129500 | Participating Unit | No | No | PRIMM_2_SOLAR1 | Silver State South | 250 | SCE | Silver State Solar Power South, LLC | SUN | PHOTO VOLTAIC | SOLAR | SP15 | SCE1 | 2016-08-23 |  | 250 | A |  |  | -999 | -999 | -999
117800 | Participating Unit | No | No | SLSTR1_2_SOLAR1 | Solar Star 1 | 310 | SCE | Solar Star California XIX, LLC | SUN | PHOTO VOLTAIC | SOLAR | SP15 | SCE1 | 2015-06-25 |  |  | A |  |  | -999 | -999 | -999
117900 | Participating Unit | No | No | SLSTR2_2_SOLAR2 | Solar Star 2 | 276 | SCE | Solar Star California XX, LLC | SUN | PHOTO VOLTAIC | SOLAR | SP15 | SCE1 | 2015-06-19 |  | 276 | A |  |  | -999 | -999 | -999
138300 | Participating Unit | No | No | BIGSKY_2_SOLAR6 | Solverde 1 | 85 | SCE | Solverde 1, LLC | SUN | PHOTO VOLTAIC | SOLAR | SP15 | SCE1 | 2016-12-17 |  | 85 | A |  |  | -999 | -999 | -999
105800 | Participating Unit | No | No | SBERDO_2_RTS005 | SPVP005 Redlands RT Solar | 2.5 | SCE | Southern California Edison | SUN | PHOTO VOLTAIC | SOLAR | SP15 | SCE1 | 2012-11-24 |  | 2.5 | A |  |  | -999 | -999 | -999
105900 | Participating Unit | No | No | SBERDO_2_RTS007 | SPVP007 Redlands RT Solar | 2.5 | SCE | Southern California Edison | SUN | PHOTO VOLTAIC | SOLAR | SP15 | SCE1 | 2012-11-24 |  | 2.5 | A |  |  | -999 | -999 | -999
111700 | Participating Unit | No | No | ETIWND_2_RTS010 | SPVP010 Fontana RT Solar | 1.5 | SCE | Southern California Edison | SUN | PHOTO VOLTAIC | SOLAR | SP15 | SCE1 | 2013-01-08 |  | 1.5 | A |  |  | -999 | -999 | -999
133900 | Participating Unit | No | No | SBERDO_2_RTS011 | SPVP011 | 3.5 | SCE | Southern California Edison | SUN | PHOTO VOLTAIC | SOLAR | SP15 | SCE1 | 2013-06-17 |  | 3.5 | A |  |  | -999 | -999 | -999
134000 | Participating Unit | No | No | SBERDO_2_RTS013 | SPVP013 | 3.5 | SCE | Southern California Edison | SUN | PHOTO VOLTAIC | SOLAR | SP15 | SCE1 | 2013-06-11 |  | 3.5 | A |  |  | -999 | -999 | -999
112700 | Participating Unit | No | No | ETIWND_2_RTS015 | SPVP015 Fontana RT Solar | 3 | SCE | Southern California Edison | SUN | PHOTO VOLTAIC | SOLAR | SP15 | SCE1 | 2013-01-15 |  | 3 | A |  |  | -999 | -999 | -999
134100 | Participating Unit | No | No | SBERDO_2_RTS016 | SPVP016 Redlands RT Solar | 1.5 | SCE | Southern California Edison | SUN | PHOTO VOLTAIC | SOLAR | SP15 | SCE1 | 2011-08-02 |  | 1.5 | A |  |  | -999 | -999 | -999
133600 | Participating Unit | No | No | ETIWND_2_RTS017 | SPVP017 | 3.5 | SCE | Southern California Edison | SUN | PHOTO VOLTAIC | SOLAR | SP15 | SCE1 | 2013-06-17 |  | 3.5 | A |  |  | -999 | -999 | -999
106000 | Participating Unit | No | No | ETIWND_2_RTS018 | SPVP018 Fontana RT Solar | 1.5 | SCE | Southern California Edison | SUN | PHOTO VOLTAIC | SOLAR | SP15 | SCE1 | 2012-11-24 |  | 1.5 | A |  |  | -999 | -999 | -999
102200 | Participating Unit | No | No | SBERDO_2_REDLND | SPVP022 Redlands RT Solar | 2 | SCE | Southern California Edison | SUN | PHOTO VOLTAIC | SOLAR | SP15 | SCE1 | 2011-03-23 |  | 2.5 | A |  |  | -999 | -999 | -999
112800 | Participating Unit | No | No | ETIWND_2_RTS023 | SPVP023 Fontana RT Solar | 2.5 | SCE | Southern California Edison | SUN | PHOTO VOLTAIC | SOLAR | SP15 | SCE1 | 2013-01-16 |  | 2.5 | A |  |  | -999 | -999 | -999
132900 | Participating Unit | No | No | ETIWND_2_RTS027 | SPVP027 | 2 | SCE | Southern California Edison | SUN | PHOTO VOLTAIC | SOLAR | SP15 | SCE1 | 2013-06-17 |  | 2 | A |  |  | -999 | -999 | -999
133200 | Participating Unit | No | No | VISTA_2_RTS028 | SPVP028 | 3.5 | SCE | Southern California Edison | SUN | PHOTO VOLTAIC | SOLAR | SP15 | SCE1 | 2013-08-08 |  | 3.5 | A |  |  | -999 | -999 | -999
133800 | Participating Unit | No | No | MIRLOM_2_RTS032 | SPVP032 | 1.5 | SCE | Southern California Edison | SUN | PHOTO VOLTAIC | SOLAR | SP15 | SCE1 | 2013-06-17 |  | 1.5 | A |  |  | -999 | -999 | -999
133100 | Participating Unit | No | No | MIRLOM_2_RTS033 | SPVP033 | 1 | SCE | Southern California Edison | SUN | PHOTO VOLTAIC | SOLAR | SP15 | SCE1 | 2013-08-05 |  | 1 | A |  |  | -999 | -999 | -999
106100 | Participating Unit | No | No | VESTAL_2_RTS042 | SPVP042 Porterville Solar | 5 | SCE | Southern California Edison | SUN | PHOTO VOLTAIC | SOLAR | SP15 | SCE1 | 2012-11-24 |  | 5 | A |  |  | -999 | -999 | -999
117500 | Participating Unit | No | No | VALLEY_5_RTS044 | SPVP044 | 8 | SCE | Southern California Edison | SUN | PHOTO VOLTAIC | SOLAR | SP15 | SCE1 | 2012-12-30 |  | 8 | A |  |  | -999 | -999 | -999
123200 | Participating Unit | No | No | SBERDO_2_RTS048 | SPVP048 | 5 | SCE | Southern California Edison Company | SUN | PHOTO VOLTAIC | SOLAR | SP15 | SCE1 | 2013-09-01 |  | 5 | A |  |  | -999 | -999 | -999
124800 | Participating Unit | No | No | DELSUR_6_SOLAR1 | Summer Solar North | 6.5 | SCE | FTS Master Tenant 1, LLC | SUN | PHOTO VOLTAIC | SOLAR | SP15 | SCE1 | 2015-06-03 |  | 6.5 | A |  |  | -999 | -999 | -999
109100 | Participating Unit | No | No | CORONS_2_SOLAR | SunEdison - Corona | 0.99 | SCE | SCE | SUN | PHOTO VOLTAIC | SOLAR | SP15 | SCE1 | 2013-04-24 |  | 1 | A |  |  | -999 | -999 | -999
126800 | Participating Unit | No | No | RVSIDE_6_SOLAR1 | Tequesquite Landfill Solar Project | 7.5 | SCE | Solar Star California XXXI, LLC | SUN | PHOTO VOLTAIC | SOLAR | SP15 | SCE1 | 2015-09-09 |  | 7.5 | A |  |  | -999 | -999 | -999
123900 | Participating Unit | No | No | CHINO_2_SOLAR2 | Terra Francesca | 1.49 | SCE | Kona Solar, LLC | SUN | PHOTO VOLTAIC | SOLAR | SP15 | SCE1 | 2015-04-13 |  | 1.49 | A |  |  | -999 | -999 | -999
136600 | Participating Unit | No | No | VESTAL_2_SOLAR2 | TROPICO | 14 | SCE | Tropico, LLC | SUN | PHOTO VOLTAIC | SOLAR | SP15 | SCE1 | 2016-09-14 |  | 14 | A |  |  | -999 | -999 | -999
125500 | Participating Unit | No | No | VICTOR_1_VDRYFA | Victor Dry Farm Ranch A | 5 | SCE | Victor Dry Farm Ranch A LLC | SUN | PHOTO VOLTAIC | SOLAR | SP15 | SCE1 | 2015-06-12 |  | 5 | A |  |  | -999 | -999 | -999
127100 | Participating Unit | No | No | VICTOR_1_VDRYFB | Victor Dry Farm Ranch B | 5 | SCE | Victor Dry Farm Ranch B LLC | SUN | PHOTO VOLTAIC | SOLAR | SP15 | SCE1 | 2015-06-12 |  | 5 | A |  |  | -999 | -999 | -999
116000 | Participating Unit | No | No | VICTOR_1_SOLAR1 | Victor Phelan Solar One | 17.5 | SCE | RE Victor Phelan Solar One LLC | SUN | PHOTO VOLTAIC | SOLAR | SP15 | SCE1 | 2013-11-18 |  | 17.5 | A |  |  | -999 | -999 | -999
120500 | Participating Unit | No | No | ACACIA_6_SOLAR | West Antelope Solar | 20 | SCE | TA-ACACIA, LLC | SUN | PHOTO VOLTAIC | SOLAR | SP15 | PGE3 | 2014-11-13 |  | 20 | A |  |  | -999 | -999 | -999
120200 | Participating Unit | No | No | PLAINV_6_BSOLAR | Western Antelope Blue Sky Ranch A | 20 | SCE | Western Antelope Blue Sky Ranch A LLC | SUN | PHOTO VOLTAIC | SOLAR | SP15 | SCE1 | 2014-11-07 |  | 20 | A |  |  | -999 | -999 | -999
137800 | Participating Unit | No | No | BIGSKY_2_SOLAR4 | Western Antelope Blue Sky Ranch B | 20 | SCE | Western Antelope Blue Sky Ranch B LLC | SUN | PHOTO VOLTAIC | SOLAR | SP15 | SCE1 | 2016-12-03 |  | 20 | A |  |  | -999 | -999 | -999
137500 | Participating Unit | No | No | PLAINV_6_DSOLAR | Western Antelope Dry Ranch | 10 | SCE | Western Antelope Dry Ranch LLC | SUN | PHOTO VOLTAIC | SOLAR | SP15 | SCE1 | 2016-12-01 |  | 10 | A |  |  | -999 | -999 | -999
120900 | Participating Unit | No | Yes | SANDLT_2_SUNITS | Mojave Solar | 275 | SCE | Mojave Solar Inc. | SUN | STEAM | SOLAR | NP15 | SCE1 | 2014-12-04 |  | 311.1 | A |  |  | -999 | -999 | -999
110600 | Participating Unit | No | Yes | GENESI_2_STG | Genesis Station | 250 | SCE | Genesis Solar, LLC | SUN | STEAM | SOLAR | SP15 | SCE1 | 2013-11-27 |  | 250 | A |  |  | -999 | -999 | -999
115200 | Participating Unit | No | No | IVANPA_1_UNIT1 | Ivanpah 1 | 123.2 | SCE | Solar Partners II, LLC | SUN | STEAM | SOLAR | SP15 | SCE1 | 2013-12-30 |  | 126 | A |  |  | -999 | -999 | -999
115100 | Participating Unit | No | No | IVANPA_1_UNIT2 | Ivanpah 2 | 133 | SCE | Solar Partners 1, LLC | SUN | STEAM | SOLAR | SP15 | SCE1 | 2013-12-30 |  | 133 | A |  |  | -999 | -999 | -999
115300 | Participating Unit | No | No | IVANPA_1_UNIT3 | Ivanpah 3 | 133 | SCE | Solar Partners VIII, LLC | SUN | STEAM | SOLAR | SP15 | SCE1 | 2013-12-30 |  | 133 | A |  |  | -999 | -999 | -999
54100 | Participating Unit | Yes | Yes | KRAMER_1_SEGS37 | LUZ SOLAR PARTNERS 3-7 AGGREGATE | 175 | SCE | VARIOUS | SUN | STEAM | SOLAR | SP15 | SCE1 | 1986-01-01 |  | 150 | A |  |  | -999 | -999 | -999
54200 | Participating Unit | Yes | Yes | KRAMER_2_SEGS89 | LUZ SOLAR PARTNERS 8-9 AGGREGATE | 184 | SCE | VARIOUS | SUN | STEAM | SOLAR | SP15 | SCE1 | 1986-01-01 |  | 160 | A |  |  | -999 | -999 | -999
48400 | Participating Unit | Yes | Yes | GOLETA_2_QF | GOLETA AREA LUMPED UNITS | 0.4 | SCE | VARIOUS | VARIOUS | VARIOUS | VARIOUS | SP15 | SCE1 | 1986-01-01 |  | 0.33 | A |  |  | -999 | -999 | -999
1300 | Participating Unit | No | No | ALAMO_6_UNIT | Alamo R (CDWR) | 17 | SCE | CDWR | WATER | HYDRO | HYDRO | SP15 | SCE1 | 1986-01-01 |  | 18 | A |  |  | -999 | -999 | -999
2800 | Participating Unit | No | No | BIGCRK_7_DAM7 | Big Creek Dam 7 FWG | 0.3 | SCE | SCE | WATER | HYDRO | HYDRO | SP15 | SCE1 | 1986-01-01 |  | 0.3 | A |  |  | -999 | -999 | -999
2900 | Participating Unit | No | Yes | BIGCRK_2_EXESWD | BIG CREEK HYDRO PROJECT PSP | 820 | SCE | SCE | WATER | HYDRO | HYDRO | SP15 | SCE1 | 1913-01-01 |  | 820 | A |  |  | -999 | -999 | -999
3100 | Participating Unit | No | Yes | BISHOP_1_ALAMO | BISHOP CREEK PLANTS 2, 5 & 6 (AGGREGATE) | 13.4 | SCE | SCE | WATER | HYDRO | HYDRO | SP15 | SCE1 | 1908-01-01 |  | 14.18 | A |  |  | -999 | -999 | -999
3200 | Participating Unit | No | Yes | BISHOP_1_UNITS | BISHOP CREEK PLANTS 3 & 4 (AGGREGATE) | 15.8 | SCE | SCE | WATER | HYDRO | HYDRO | SP15 | SCE1 | 1905-01-01 |  | 15.9 | A |  |  | -999 | -999 | -999
3500 | Participating Unit | No | Yes | MONLTH_6_BOREL | BOREL HYDRO PLANT (AGGREGATE) | 11 | SCE | SCE | WATER | HYDRO | HYDRO | SP15 | SCE1 | 1904-01-01 |  | 12 | A |  |  | -999 | -999 | -999
7700 | Participating Unit | No | Yes | DVLCYN_1_UNITS | DEVIL CANYON (AGGREGATE) | 236.8 | SCE | CDWR | WATER | HYDRO | HYDRO | SP15 | SCE1 | 1972-01-01 |  | 280 | A |  |  | -999 | -999 | -999
45800 | Participating Unit | Yes | Yes | ETIWND_2_QF | ETIWANDA AREA LUMPED UNITS | 37.22 | SCE | VARIOUS | WATER | HYDRO | HYDRO | SP15 | SCE1 | 1985-09-01 |  | 37.22 | A |  |  | -999 | -999 | -999
11100 | Participating Unit | No | No | ETIWND_6_MWDETI | ETIWANDA HYDRO RECOVERY PLANT | 24 | SCE | Metropolitan Water District | WATER | HYDRO | HYDRO | SP15 | SCE1 | 1994-01-01 |  | 23.9 | A |  |  | -999 | -999 | -999
11300 | Participating Unit | No | Yes | ETIWND_2_FONTNA | FONTANA/LYTLE CREEK HYDRO (AGGREGATE) | 2.56 | SCE | SCE | WATER | HYDRO | HYDRO | SP15 | SCE1 | 1904-01-01 |  | 3.45 | A |  |  | -999 | -999 | -999
58701 | Participating Unit | No | Yes | SAUGUS_6_MWDFTH | FOOTHILL HYDROELECTRIC RECOVERY PLANT | 9.1 | SCE | The Metropolitan Water District of Southern California | WATER | HYDRO | HYDRO | SP15 | SCE1 | 1981-01-01 |  | 9.1 | A |  |  | -999 | -999 | -999
17700 | Participating Unit | No | Yes | RECTOR_2_KAWEAH | KAWEAH HYDRO PROJECT (AGGREGATE) | 6.55 | SCE | SCE | WATER | HYDRO | HYDRO | SP15 | SCE1 | 1913-01-01 |  | 6.6 | A |  |  | -999 | -999 | -999
17800 | Participating Unit | No | No | RECTOR_2_KAWH 1 | Kaweah PH 1 Unit 1 | 2.25 | SCE | SCE | WATER | HYDRO | HYDRO | SP15 | SCE1 | 1929-01-01 |  | 2.25 | A |  |  | -999 | -999 | -999
18800 | Participating Unit | No | Yes | KERRGN_1_UNIT 1 | KERN RIVER PH 1 (AGGREGATE) | 25.6 | SCE | SCE | WATER | HYDRO | HYDRO | SP15 | SCE1 | 1907-01-01 |  | 25.6 | A |  |  | -999 | -999 | -999
18900 | Participating Unit | No | Yes | VESTAL_2_KERN | KERN RIVER PH 3 (AGGREGATE) | 36.8 | SCE | SCE | WATER | HYDRO | HYDRO | SP15 | SCE1 | 1907-01-01 |  | 36.8 | A |  |  | -999 | -999 | -999
58703 | Participating Unit | No | No | MIRLOM_7_MWDLKM | LAKE MATHEWS HYDRO RECOVERY PLANT | 5 | SCE | Metropolitan Water District | WATER | HYDRO | HYDRO | SP15 | SCE1 | 1980-01-01 |  | 4.9 | A |  |  | -999 | -999 | -999
20300 | Participating Unit | No | Yes | CONTRL_1_LUNDY | LUNDY HYDRO PLANT (AGGREGATE) | 3 | SCE | SCE | WATER | HYDRO | HYDRO | SP15 | SCE1 | 1911-01-01 |  | 3 | A |  |  | -999 | -999 | -999
20500 | Participating Unit | No | No | BIGCRK_7_MAMRES | Mammoth Pool Reservoir FWG | 1.25 | SCE | SCE | WATER | HYDRO | HYDRO | SP15 | SCE1 |  |  | 0.94 | A |  |  | -999 | -999 | -999
21500 | Participating Unit | No | Yes | SBERDO_6_MILLCK | MILL CREEK HYDRO PROJECT (AGGREGATE) | 3.93 | SCE | SCE | WATER | HYDRO | HYDRO | SP15 | SCE1 |  |  | 3.61 | A |  |  | -999 | -999 | -999
21900 | Participating Unit | No | Yes | MOJAVE_1_SIPHON | MOJAVE SIPHON PH (AGGREGATE) | 12.58 | SCE | CDWR | WATER | HYDRO | HYDRO | SP15 | SCE1 | 1996-01-01 |  | 34.5 | A |  |  | -999 | -999 | -999
40704 | Participating Unit | No | No | MIRLOM_2_CORONA | MWD Corona Hydroelectric Recovery Plant | 2.85 | SCE | MWD | WATER | HYDRO | HYDRO | SP15 | SCE1 | 1987-01-01 |  | 2.85 | A |  |  | -999 | -999 | -999
61603 | Participating Unit | No | No | OLINDA_2_COYCRK | MWD Coyote Creek Hydroelectric Recovery Plant | 3.13 | SCE | MWD | WATER | HYDRO | HYDRO | SP15 | SCE1 | 1979-02-21 |  | 3.13 | A |  |  | -999 | -999 | -999
73204 | Participating Unit | No | No | VALLEY_5_PERRIS | MWD Perris Hydroelectric Recovery Plant | 7.94 | SCE | MWD | WATER | HYDRO | HYDRO | SP15 | SCE1 | 1983-01-01 |  | 7.94 | A |  |  | -999 | -999 | -999
73205 | Participating Unit | No | No | VALLEY_5_REDMTN | MWD Red Mountain Hydroelectric Recovery Plant | 5.9 | SCE | MWD | WATER | HYDRO | HYDRO | SP15 | SCE1 | 1985-01-01 |  | 5.9 | A |  |  | -999 | -999 | -999
56504 | Participating Unit | No | No | CENTER_2_RHONDO | MWD Rio Hondo Hydroelectric Recovery Plant | 1.91 | SCE | MWD | WATER | HYDRO | HYDRO | SP15 | SCE1 | 1984-01-01 |  | 1.91 | A |  |  | -999 | -999 | -999
40705 | Participating Unit | No | No | MIRLOM_2_TEMESC | MWD Temescal Hydroelectric Recovery Plant | 2.85 | SCE | MWD | WATER | HYDRO | HYDRO | SP15 | SCE1 | 1987-01-01 |  | 2.85 | A |  |  | -999 | -999 | -999
61604 | Participating Unit | No | No | VILLPK_2_VALLYV | MWD Valley View Hydroelectric Recovery Plant | 4.1 | SCE | MWD | WATER | HYDRO | HYDRO | SP15 | SCE1 | 1985-01-01 |  | 4.1 | A |  |  | -999 | -999 | -999
61600 | Participating Unit | Yes | Yes | OLINDA_2_QF | OLINDA AREA LUMPED UNITS | 13.3 | SCE | VARIOUS | WATER | HYDRO | HYDRO | SP15 | SCE1 | 1984-01-01 |  | 13.3 | A |  |  | -999 | -999 | -999
24000 | Participating Unit | No | Yes | PADUA_2_ONTARO | ONTARIO/SIERRA HYDRO PROJECT (AGGREGATE) | 1.92 | SCE | SCE | WATER | HYDRO | HYDRO | SP15 | SCE1 | 1902-01-01 |  | 1.97 | A |  |  | -999 | -999 | -999
62200 | Participating Unit | Yes | Yes | PADUA_6_QF | PADUA AREA LUMPED UNITS | 30.1 | SCE | VARIOUS | WATER | HYDRO | HYDRO | SP15 | SCE1 | 1984-01-01 |  | 29 | A |  |  | -999 | -999 | -999
26900 | Participating Unit | No | No | CONTRL_1_POOLE | Poole Unit 1 | 10.9 | SCE | SCE | WATER | HYDRO | HYDRO | SP15 | SCE1 | 1924-01-01 |  | 10.9 | A |  |  | -999 | -999 | -999
64500 | Participating Unit | Yes | Yes | RECTOR_2_QF | RECTOR AREA LUMPED UNITS | 19.5 | SCE | VARIOUS | WATER | HYDRO | HYDRO | SP15 | SCE1 | 1984-01-01 |  | 19.53 | A |  |  | -999 | -999 | -999
28500 | Participating Unit | No | Yes | CONTRL_1_RUSHCK | RUSH CREEK PLANT (AGGREGATE) | 11.94 | SCE | SCE | WATER | HYDRO | HYDRO | SP15 | SCE1 | 1916-01-01 |  | 11.5 | A |  |  | -999 | -999 | -999
58704 | Participating Unit | No | No | PADUA_6_MWDSDM | SAN DIMAS HYDRO RECOVERY PLANT | 9.9 | SCE | Metropolitan Water Districe | WATER | HYDRO | HYDRO | SP15 | SCE1 | 1981-01-01 |  | 9.9 | A |  |  | -999 | -999 | -999
62207 | Participating Unit | Yes | No | PADUA_7_SDIMAS | SAN DIMAS WASH HYDRO | 1.05 | SCE | SAN GABRIEL VALLEY MWD (formerly QFID 4011) | WATER | HYDRO | HYDRO | SP15 | SCE1 | 1986-01-28 |  | 1.05 | A |  |  | -999 | -999 | -999
29100 | Participating Unit | No | Yes | SBERDO_2_SNTANA | SANTA ANA RIVER PROJECT (AGGREGATE) | 6.95 | SCE | SCE | WATER | HYDRO | HYDRO | SP15 | SCE1 |  |  | 6.95 | A |  |  | -999 | -999 | -999
68000 | Participating Unit | Yes | Yes | SAUGUS_6_QF | SAUGUS AREA LUMPED UNITS | 8.9 | SCE | VARIOUS | WATER | HYDRO | HYDRO | SP15 | SCE1 | 1987-01-01 |  | 9.33 | A |  |  | -999 | -999 | -999
67504 | Participating Unit | Yes | No | SNCLRA_2_SPRHYD | Springville Hydroelectric Generator | 1 | SCE | Calleguas MWD | WATER | HYDRO | HYDRO | SP15 | SCE1 | 1994-03-17 |  | 1 | A |  |  | -999 | -999 | -999
32500 | Participating Unit | No | Yes | SPRGVL_2_TULE | TULE PH (PG&E) | 6.4 | SCE | PG&E | WATER | HYDRO | HYDRO | SP15 | SCE1 | 1914-01-01 | Tule | 6.4 | A |  |  | -999 | -999 | -999
32600 | Participating Unit | No | Yes | SPRGVL_2_TULESC | TULE PH (SCE) | 2.5 | SCE | SCE | WATER | HYDRO | HYDRO | SP15 | SCE1 | 1909-01-01 |  | 2.52 | A |  |  | -999 | -999 | -999
58800 | Participating Unit | Yes | No | LACIEN_2_VENICE | Venice Hydroelectric Recovery Plant | 9.95 | SCE | The Metropolitan Water District of Southern California | WATER | HYDRO | HYDRO | SP15 | SCE1 | 1982-01-01 |  | 10.14 | A |  |  | -999 | -999 | -999
73300 | Participating Unit | Yes | Yes | VESTAL_6_QF | VESTAL AREA LUMPED UNITS | 18.6 | SCE | VARIOUS | WATER | HYDRO | HYDRO | SP15 | SCE1 | 1989-01-01 |  | 12.3 | A |  |  | -999 | -999 | -999
33100 | Participating Unit | No | Yes | WARNE_2_UNIT | WARNE PH (AGGREGATE) | 76 | SCE | CDWR | WATER | HYDRO | HYDRO | SP15 | SCE1 | 1982-01-01 |  | 78.2 | A |  |  | -999 | -999 | -999
44609 | Participating Unit | Yes | No | GARNET_2_HYDRO | Whitewater Hydro | 1.1 | SCE | Desert Water Agency | WATER | HYDRO | HYDRO | SP15 | SCE1 | 1986-04-11 |  | 1 | A |  |  | -999 | -999 | -999
58705 | Participating Unit | No | No | VILLPK_6_MWDYOR | YORBA LINDA HYDRO RECOVERY PLANT | 5.1 | SCE | Metropolitan Water Districe | WATER | HYDRO | HYDRO | SP15 | SCE1 | 1981-01-01 |  | 5.1 | A |  |  | -999 | -999 | -999
64900 | Participating Unit | Yes | Yes | RHONDO_2_QF | RHONDO AREA LUMPED UNITS | 5.1 | SCE | VARIOUS | WATER |  | VARIOUS | SP15 | SCE1 | 1987-01-01 |  | 5.12 | A |  |  | -999 | -999 | -999
69600 | Participating Unit | Yes | Yes | SPRGVL_2_QF | SPRINGVILLE AREA LUMPED UNITS | 2.3 | SCE | VARIOUS | WATER |  | VARIOUS | SP15 | SCE1 | 1909-01-01 |  | 2.28 | A |  |  | -999 | -999 | -999
8000 | Participating Unit | No | Yes | DMDVLY_1_UNITS | DIAMOND VALLEY P-G PLANT (AGGREGATE) | 21 | SCE | MWD | WATER | PUMPED STORAGE | HYDRO | SP15 | SCE1 | 2001-01-01 |  | 39.6 | A |  |  | -999 | -999 | -999
2920 | Participating Unit | No | No | EASTWD_7_UNIT | EASTWOOD PUMP-GEN | 200 | SCE | SCE | WATER | PUMPED STORAGE | HYDRO | SP15 | SCE1 | 1987-01-01 |  | 199 | A |  |  | -999 | -999 | -999
107200 | Participating Unit | Yes | No | ALT6DN_2_WIND7 | Alta 2012 Alta Wind 7 | 168 | SCE | Alta Wind VII, LLC | WIND | WIND | WIND | SP15 | SCE1 | 2013-01-01 |  | 168 | A |  |  | -999 | -999 | -999
117300 | Participating Unit | No | No | ALTA6E_2_WIND10 | Alta Wind 10 | 138 | SCE | Alta Interconnection Management III, LLC | WIND | WIND | WIND | SP15 | SCE1 |  |  | 138 | A |  |  | -999 | -999 | -999
117400 | Participating Unit | No | No | ALTA6B_2_WIND11 | Alta Wind 11 | 90 | SCE | Alta Interconnection Management III, LLC | WIND | WIND | WIND | SP15 | SCE1 |  |  | 90 | A |  |  | -999 | -999 | -999
132600 | Participating Unit | Yes | No | ALTWD_1_QF | Altwind | 47 | SCE | Difwind Farms Limited I | WIND | WIND | WIND | SP15 | SCE1 | 1985-12-18 |  | 47.08 | A |  |  | -999 | -999 | -999
35300 | Participating Unit | Yes | Yes | ANTLPE_2_QF | ANTELOPE VALLEY AREA LUMPED UNITS | 206.5 | SCE | Southern California Edison | WIND | WIND | WIND | SP15 | SCE1 | 1982-01-01 |  | 206.5 | A |  |  | -999 | -999 | -999
134200 | Participating Unit | No | No | DTCHWD_2_BT3WND | Brookfield Tehachapi 3 | 4.5 | SCE | Coram Energy LLC | WIND | WIND | WIND | SP15 | SCE1 | 1986-04-22 |  | 4.5 | A |  |  | -999 | -999 | -999
134300 | Participating Unit | No | No | DTCHWD_2_BT4WND | Brookfield Tehachapi 4 | 6.52 | SCE | Coram Tehachapi, L.P. | WIND | WIND | WIND | SP15 | SCE1 | 1986-04-22 |  | 7.1 | A |  |  | -999 | -999 | -999
4100 | Participating Unit | No | No | CABZON_1_WINDA1 | Cabazon Wind Project | 41 | SCE | Cabazon Wind Partners, LLC | WIND | WIND | WIND | SP15 | SCE1 | 2002-08-31 |  | 41 | A |  |  | -999 | -999 | -999
132700 | Participating Unit | No | No | ENWIND_2_WIND1 | Cameron Ridge | 47.1 | SCE | Cameron Ridge, LLC | WIND | WIND | WIND | SP15 | SCE1 | 2014-12-10 |  | 47.12 | A |  |  | -999 | -999 | -999
131500 | Participating Unit | No | No | FLOWD_2_WIND1 | Cameron Ridge 2 | 11.9 | SCE | Cameron Ridge II, LLC | WIND | WIND | WIND | SP15 | SCE1 | 2016-01-15 |  | 11.9 | A |  |  | -999 | -999 | -999
35311 | Participating Unit | Yes | No | MIDWD_7_CORAMB | CELLC 7.5 MW Tehachapi Project | 7.5 | SCE | Coram Energy, LLC | WIND | WIND | WIND | SP15 | SCE1 | 1983-12-01 |  | 7.5 | A |  |  | -999 | -999 | -999
103900 | Participating Unit | No | Yes | BRODIE_2_WIND | Coram Brodie Wind Project | 102 | SCE | Coram California Development, L.P. | WIND | WIND | WIND | SP15 | SCE1 | 2012-03-29 |  | 102 | A |  |  | -999 | -999 | -999
35309 | Participating Unit | Yes | No | MIDWD_2_WIND2 | Coram Energy | 3 | SCE | Coram Energy, LLC | WIND | WIND | WIND | SP15 | SCE1 | 1985-12-06 |  | 3 | A |  |  | -999 | -999 | -999
100900 | Participating Unit | No | No | ALTA3A_2_CPCE4 | CPC East - Alta Wind IV | 102 | SCE | Alta Wind IV, LLC | WIND | WIND | WIND | SP15 | SCE1 | 2011-03-12 |  | 102 | A |  |  | -999 | -999 | -999
101300 | Participating Unit | No | No | ALTA3A_2_CPCE5 | CPC East - Alta Wind V | 168 | SCE | Alta Wind V, LLC | WIND | WIND | WIND | SP15 | SCE1 | 2011-04-21 |  | 168 | A |  |  | -999 | -999 | -999
103600 | Participating Unit | No | No | ALTA3A_2_CPCE8 | CPC East - Alta Wind VIII | 150 | SCE | Alta Wind VIII, LLC | WIND | WIND | WIND | SP15 | SCE1 | 2012-02-01 |  | 150 | A |  |  | -999 | -999 | -999
107300 | Participating Unit | No | No | ALT6DS_2_WIND9 | CPC East Alta Wind IX | 132 | SCE | Alta Wind IX, LLC | WIND | WIND | WIND | SP15 | SCE1 | 2013-01-01 |  | 132 | A |  |  | -999 | -999 | -999
104500 | Participating Unit | No | No | ALTA4B_2_CPCW6 | CPC West - Alta Wind 6 | 150 | SCE | Alta Wind VI, LLC | WIND | WIND | WIND | SP15 | SCE1 | 2012-05-09 |  | 150 | A |  |  | -999 | -999 | -999
100400 | Participating Unit | No | No | ALTA4A_2_CPCW1 | CPC West - Alta Wind I | 150 | SCE | Alta Wind I, LLC | WIND | WIND | WIND | SP15 | SCE1 | 2010-12-29 |  | 150 | A |  |  | -999 | -999 | -999
100500 | Participating Unit | No | No | ALTA4B_2_CPCW2 | CPC West - Alta Wind II | 150 | SCE | Alta Wind II, LLC | WIND | WIND | WIND | SP15 | SCE1 | 2010-12-29 |  | 150 | A |  |  | -999 | -999 | -999
100700 | Participating Unit | No | No | ALTA4B_2_CPCW3 | CPC West - Alta Wind III | 150 | SCE | Alta Interconnection Management, LLC | WIND | WIND | WIND | SP15 | SCE1 | 2011-02-12 |  | 150 | A |  |  | -999 | -999 | -999
44600 | Participating Unit | Yes | Yes | DEVERS_1_QF | DEVERS AREA LUMPED UNITS | 155 | SCE | Southern California Edison | WIND | WIND | WIND | SP15 | SCE1 | 1983-01-01 |  | 155 | A |  |  | -999 | -999 | -999
96600 | Participating Unit | No | No | TIFFNY_1_DILLON | Dillon 1 Wind Project | 45 | SCE | Dillon Wind LLC | WIND | WIND | WIND | SP15 | SCE1 | 2008-04-18 |  | 45 | A |  |  | -999 | -999 | -999
44616 | Participating Unit | Yes | No | GARNET_2_WIND5 | Eastwind | 3 | SCE | Yavi Energy, LLC | WIND | WIND | WIND | SP15 | SCE1 | 1985-01-07 |  | 3 | A |  |  | -999 | -999 | -999
127700 | Participating Unit | No | Yes | CAPWD_1_QF | Edom Hills Wind Farm | 19.55 | SCE | Edom Hills Project 1, LLC | WIND | WIND | WIND | SP15 | SCE1 | 1985-03-15 |  | 20 | A |  |  | -999 | -999 | -999
44604 | Participating Unit | No | No | TRNSWD_1_QF | FPL Energy C Wind | 38.97 | SCE | FPL Energy Cabazon Wind, LLC | WIND | WIND | WIND | SP15 | SCE1 | 1984-12-03 |  | 39 | A |  |  | -999 | -999 | -999
97500 | Participating Unit | No | No | GARNET_1_WIND | GARNET WIND ENERGY CENTER | 6.5 | SCE | GARNET ENERGY CORPORATION | WIND | WIND | WIND | SP15 | SCE1 | 2009-06-02 |  | 6.5 | A |  |  | -999 | -999 | -999
122700 | Participating Unit | No | No | GARNET_1_WINDS | Garnet Winds Aggregation | 22.5 | SCE | Windpower Partners 1993, L.P. | WIND | WIND | WIND | SP15 | SCE1 | 2011-02-21 |  | 22.5 | A |  |  | -999 | -999 | -999
90500 | Participating Unit | Yes | Yes | GARNET_1_UNITS | GREEN POWER WIND FACILITY (Aggregate) | 16.5 | SCE | FPL Energy Green Power Wind, LLC | WIND | WIND | WIND | SP15 | SCE1 | 1975-07-01 |  | 16.5 | A |  |  | -999 | -999 | -999
126400 | Participating Unit | No | No | GARNET_2_WIND2 | Karen Avenue Wind Farm | 11.7 | SCE | Energy Development & Construction Corp. | WIND | WIND | WIND | SP15 | SCE1 | 2015-08-01 |  | 11.7 | A |  |  | -999 | -999 | -999
107000 | Participating Unit | No | No | MANZNA_2_WIND | Manzana Wind | 189 | SCE | Manzana Wind | WIND | WIND | WIND | SP15 | SCE1 | 2012-12-20 |  | 189 | A |  |  | -999 | -999 | -999
22900 | Participating Unit | No | No | MTWIND_1_UNIT 1 | Mountain View I | 44.4 | SCE | Mountain View Power Partners, L.L.C. | WIND | WIND | WIND | SP15 | SCE1 | 2001-03-24 |  | 44.4 | A |  |  | -999 | -999 | -999
23000 | Participating Unit | No | No | MTWIND_1_UNIT 2 | Mountain View II | 22.2 | SCE | Mountain View Power Partners, L.L.C. | WIND | WIND | WIND | SP15 | SCE1 | 2001-09-17 |  | 22.2 | A |  |  | -999 | -999 | -999
89100 | Participating Unit | No | No | MTWIND_1_UNIT 3 | Mountain View III | 22.44 | SCE | Mountain View III Power Partners | WIND | WIND | WIND | SP15 | SCE1 | 2003-12-15 |  | 22.44 | A |  |  | -999 | -999 | -999
104600 | Participating Unit | No | No | BLAST_1_WIND | Mountain View IV Wind | 49 | SCE | Mountain View Power Partners IV, LLC | WIND | WIND | WIND | SP15 | SCE1 | 2012-02-23 |  | 49 | A |  |  | -999 | -999 | -999
106500 | Participating Unit | No | No | JAWBNE_2_NSRWND | North Sky River Wind Project | 160 | SCE | North Sky River Energy, LLC | WIND | WIND | WIND | SP15 | SCE1 | 2012-12-07 |  | 162 | A |  |  | -999 | -999 | -999
91000 | Participating Unit | No | No | VINCNT_2_WESTWD | OASIS POWER PLANT | 60 | SCE | OASIS POWER PARTNERS, LLC | WIND | WIND | WIND | SP15 | SCE1 | 2005-03-31 |  | 60 | A |  |  | -999 | -999 | -999
24400 | Participating Unit | No | No | PWEST_1_UNIT | PACIFIC WEST I | 2.1 | SCE | Phoenix Wind Power, LLC | WIND | WIND | WIND | SP15 | SCE1 |  |  | 2.1 | A |  |  | -999 | -999 | -999
44617 | Participating Unit | Yes | No | VENWD_1_WIND3 | Painted Hills Wind Park | 19.04 | SCE | Painted Hills Wind Developers | WIND | WIND | WIND | SP15 | SCE1 | 1985-12-01 |  | 19.05 | A |  |  | -999 | -999 | -999
122500 | Participating Unit | Yes | No | GARNET_2_WIND1 | Phoenix | 11.2 | SCE | San Gorgonio Westwinds II, LLC | WIND | WIND | WIND | SP15 | SDG1 | 2015-01-26 |  | 11.78 | A |  |  | -999 | -999 | -999
35315 | Participating Unit | Yes | No | ENWIND_2_WIND2 | Ridgetop 1 | 65 | SCE | Ridgetop Energy, LLC | WIND | WIND | WIND | SP15 | SCE1 | 1983-12-31 |  | 65 | A |  |  | -999 | -999 | -999
122100 | Participating Unit | No | No | RTREE_2_WIND1 | Rising Tree 1 | 79.2 | SCE | Rising Tree Wind Farm LLC | WIND | WIND | WIND | SP15 | SCE1 | 2015-01-12 |  | 79.2 | A |  |  | -999 | -999 | -999
122200 | Participating Unit | No | No | RTREE_2_WIND2 | Rising Tree 2 | 19.8 | SCE | Rising Tree Wind Farm II LLC | WIND | WIND | WIND | SP15 | SCE1 | 2015-01-12 |  | 19.8 | A |  |  | -999 | -999 | -999
125900 | Participating Unit | No | No | RTREE_2_WIND3 | Rising Tree 3 | 99 | SCE | Rising Tree Wind Farm III LLC | WIND | WIND | WIND | SP15 | SCE1 | 2015-06-25 |  | 99 | A |  |  | -999 | -999 | -999
44622 | Participating Unit | Yes | No | GARNET_2_WIND3 | San Gorgonio East | 12.67 | SCE | San Gorgonio Westwinds II, LLC | WIND | WIND | WIND | SP15 | SCE1 | 1985-12-01 |  | 12.6 | A |  |  | -999 | -999 | -999
117200 | Participating Unit | Yes | No | JAWBNE_2_SRWND | Sky River | 77 | SCE | Sky River, LLC | WIND | WIND | WIND | SP15 | SCE1 | 2012-12-11 |  | 77.5 | A |  |  | -999 | -999 | -999
73600 | Participating Unit | Yes | Yes | VINCNT_2_QF | VINCENT AREA LUMPED UNITS | 238.9 | SCE | Southern California Edison | WIND | WIND | WIND | SP15 | SCE1 | 1985-01-01 |  | 238.9 | A |  |  | -999 | -999 | -999
33500 | Participating Unit | No | No | WHTWTR_1_WINDA1 | Whitewater Hill Wind Project | 61.5 | SCE | Whitewater Hill Wind Partners, LLC | WIND | WIND | WIND | SP15 | SCE1 | 2002-08-31 |  | 61.5 | A |  |  | -999 | -999 | -999
35303 | Participating Unit | No | No | ARBWD_6_QF | Wind Resource II | 19.95 | SCE | CalWind Resources, Incorporated | WIND | WIND | WIND | SP15 | SCE1 | 1991-03-29 |  | 20 | A |  |  | -999 | -999 | -999
73613 | Participating Unit | Yes | No | TEHAPI_2_WIND1 | Wind Wall Monolith 1 | 16.9 | SCE | AES Tehachapi Wind, LLC | WIND | WIND | WIND | SP15 | SCE1 | 1985-11-13 |  | 17 | A |  |  | -999 | -999 | -999
73614 | Participating Unit | Yes | No | TEHAPI_2_WIND2 | Wind Wall Monolith 2 | 21.68 | SCE | AES Tehachapi Wind, LLC | WIND | WIND | WIND | SP15 | SCE1 | 1986-12-05 |  | 22.5 | A |  |  | -999 | -999 | -999
118600 | Participating Unit | Yes | No | MIDWD_6_WNDLND | Windland Refresh I | 7.45 | SCE | Windland Refresh, LLC | WIND | WIND | WIND | SP15 | SCE1 | 2014-06-03 |  | 7.46 | A |  |  | -999 | -999 | -999
134400 | Participating Unit | No | No | VENWD_1_WIND1 | Windpark Unlimited 1 | 9.43 | SCE | Energy Unlimited PH, Inc. | WIND | WIND | WIND | SP15 | SCE1 | 1985-12-31 |  | 9.44 | A |  |  | -999 | -999 | -999
134500 | Participating Unit | No | No | VENWD_1_WIND2 | Windpark Unlimited 2 | 16.05 | SCE | Energy Unlimited PH, Inc. | WIND | WIND | WIND | SP15 | SCE1 | 1985-12-31 |  | 16.06 | A |  |  | -999 | -999 | -999
104000 | Participating Unit | No | Yes | WNDSTR_2_WIND | Windstar I | 120 | SCE | Windstar Energy, LLC | WIND | WIND | WIND | SP15 | SCE1 | 2012-01-28 |  | 120 | A |  |  | -999 | -999 | -999
35325 | Participating Unit | Yes | No | NZWIND_6_WDSTR | Windstream 39 | 6.2 | SCE | Windstream Operations, LLC | WIND | WIND | WIND | SP15 | SCE1 | 1984-02-01 |  | 6.24 | A |  |  | -999 | -999 | -999
35326 | Participating Unit | Yes | No | NZWIND_6_WDSTR2 | Windstream 40 | 6.9 | SCE | Windstream Operations, LLC | WIND | WIND | WIND | SP15 | SCE1 | 1984-09-01 |  | 6.93 | A |  |  | -999 | -999 | -999
35327 | Participating Unit | Yes | No | NZWIND_6_WDSTR3 | Windstream 41 | 6 | SCE | Windstream Operations, LLC | WIND | WIND | WIND | SP15 | SCE1 | 1984-12-01 |  | 6.02 | A |  |  | -999 | -999 | -999
35328 | Participating Unit | Yes | No | NZWIND_6_WDSTR4 | Windstream 6042 | 6.77 | SCE | Windstream Operations, LLC | WIND | WIND | WIND | SP15 | SCE1 | 1985-10-17 |  | 6.77 | A |  |  | -999 | -999 | -999
35324 | Participating Unit | Yes | No | NZWIND_2_WDSTR5 | Windstream 6111 | 6.31 | SCE | Windstream Operations, LLC | WIND | WIND | WIND | SP15 | SCE1 | 1986-01-24 |  | 6.5 | A |  |  | -999 | -999 | -999
44620 | Participating Unit | No | No | GARNET_2_WIND4 | Windustries | 9.8 | SCE | San Gorgonio Westwinds II - Windustries, LLC | WIND | WIND | WIND | SP15 | SCE1 | 1985-11-24 |  | 9.8 | A |  |  | -999 | -999 | -999
89200 | Participating Unit | No | No | BUCKWD_7_WINTCV | WINTEC V FACILITY | 1.32 | SCE | Wintec Energy, Ltd. | WIND | WIND | WIND | SP15 | SCE1 | 2003-12-30 |  | 1.32 | A |  |  | -999 | -999 | -999
107100 | Participating Unit | No | No | GARNET_1_WT3WND | WKN Wagner, LLC | 6 | SCE | Wagner Wind, LLC | WIND | WIND | WIND | SP15 | SCE1 | 2012-12-24 |  | 6 | A |  |  | -999 | -999 | -999
117100 | Participating Unit | Yes | No | OAKWD_6_ZEPHWD | Zephyr Park | 3.5 | SCE | Oak Creek Wind Power, LLC | WIND | WIND | WIND | SP15 | SCE1 | 2014-02-07 |  | 4.2 | A |  |  | -999 | -999 | -999
7500 | Participating Unit | No | Yes | PANDOL_6_UNIT | Covanta Delano, Inc. | 49 | SCE | Covanta Delano, Inc. | WOOD WASTE | STEAM | BIOMASS | SP15 | SCE1 | 1990-01-01 |  | 58 | A | 0.603 |  | -999 | -999 | -999

## out
96300 | Participating Unit | No | No | OTAY_6_PL1X2 | Chula Vista Energy Center | 35.5 | SDGE | Chula Vista Energy Center, LLC | NATURAL GAS | COMBUSTION TURBINE | PEAKER | SP15 | SDG1 | 2006-06-08 |  | 44.02 | A |  | 21.2383
9100 | Participating Unit | No | No | ELCAJN_7_GT1 | El Cajon GT | 16.36 | SDGE | Cabrillo Power II, LLC | NATURAL GAS | COMBUSTION TURBINE | PEAKER | SP15 | SDG1 | 1968-01-01 |  | 15 | A |  | 19.0614
9800 | Participating Unit | No | No | ENCINA_7_GT1 | Encina GT 1 | 14.5 | SDGE | Cabrillo Power I, LLC | NATURAL GAS | COMBUSTION TURBINE | PEAKER | SP15 | SDG1 | 1968-01-01 |  | 18 | A |  | 18.1835
21600 | Participating Unit | No | Yes | MRGT_7_UNITS | MIRAMAR GT PLANT (AGGREGATE) | 36 | SDGE | Cabrillo Power I, LLC | NATURAL GAS | COMBUSTION TURBINE | PEAKER | SP15 | SDG1 | 1972-01-01 |  | 36 | A |  | 17.2231
18100 | Participating Unit | No | Yes | KEARNY_7_KY3 | KEARNY KY3 (AGGREGATE) | 61 | SDGE | DYNEGY | NATURAL GAS | COMBUSTION TURBINE | PEAKER | SP15 | SDG1 | 1969-01-01 |  | 61 | A |  | 16.1429
3400 | Participating Unit | No | No | BORDER_6_UNITA1 | BORDER | 51.25 | SDGE | CalPeak Power LLC | NATURAL GAS | COMBUSTION TURBINE | PEAKER | SP15 | SDG1 | 2001-10-26 |  | 49.96 | A |  | 13.8124
9000 | Participating Unit | No | No | ELCAJN_6_UNITA1 | Cuyamaca Peak Energy Plant | 45.42 | SDGE | San Diego Gas & Electric | NATURAL GAS | COMBUSTION TURBINE | PEAKER | SP15 | SDG1 | 2002-05-29 |  | 47.3 | A |  | 13.8124
10400 | Participating Unit | No | No | ESCNDO_6_UNITB1 | Enterprise | 48.04 | SDGE | CalPeak Power LLC | NATURAL GAS | COMBUSTION TURBINE | PEAKER | SP15 | SDG1 | 2001-10-23 |  | 46.9 | A |  | 13.8124
19300 | Participating Unit | No | No | LARKSP_6_UNIT 1 | Larkspur 1 | 46.1 | SDGE | Wildflower Energy | NATURAL GAS | COMBUSTION TURBINE | PEAKER | SP15 | SDG1 | 2001-09-13 |  | 45 | A |  | 13.8124
19400 | Participating Unit | No | No | LARKSP_6_UNIT 2 | Larkspur 2 | 47.98 | SDGE | Wildflower Energy | NATURAL GAS | COMBUSTION TURBINE | PEAKER | SP15 | SDG1 | 2001-09-13 |  | 45 | A |  | 13.8124
99200 | Participating Unit | No | Yes | OGROVE_6_PL1X2 | Orange Grove Energy Center | 96 | SDGE | Orange Grove Energy, L.P. | NATURAL GAS | COMBUSTION TURBINE | PEAKER | SP15 | SDG1 | 2010-06-17 |  | 100 | A |  | 13.8124
9900 | Participating Unit | No | No | ENCINA_7_EA1 | Encina Unit 1 | 106 | SDGE | Cabrillo Power I, LLC | NATURAL GAS | STEAM | THERMAL | SP15 | SDG1 | 1954-01-01 |  | 106.25 | A |  | 13.7435
10000 | Participating Unit | No | No | ENCINA_7_EA2 | Encina Unit 2 | 104 | SDGE | Cabrillo Power I, LLC | NATURAL GAS | STEAM | THERMAL | SP15 | SDG1 | 1956-01-01 |  | 110.25 | A |  | 13.7435
10100 | Participating Unit | No | No | ENCINA_7_EA3 | Encina Unit 3 | 110 | SDGE | Cabrillo Power I, LLC | NATURAL GAS | STEAM | THERMAL | SP15 | SDG1 | 1958-01-01 |  | 110.25 | A |  | 13.7435
10200 | Participating Unit | No | No | ENCINA_7_EA4 | Encina Unit 4 | 300 | SDGE | Cabrillo Power I, LLC | NATURAL GAS | STEAM | THERMAL | SP15 | SDG1 | 1973-01-01 |  | 306 | A |  | 13.7435
10300 | Participating Unit | No | No | ENCINA_7_EA5 | Encina Unit 5 | 330 | SDGE | Cabrillo Power I, LLC | NATURAL GAS | STEAM | THERMAL | SP15 | SDG1 | 1978-01-01 |  | 345.6 | A |  | 13.7435
93000 | Participating Unit | No | Yes | PALOMR_2_PL1X3 | PALOMAR ENERGY CENTER | 575 | SDGE | San Diego Gas & Electric | NATURAL GAS | COMBINED CYCLE | THERMAL | SP15 | SDG1 | 2006-03-31 |  | 595 | A |  | 11.0858
98000 | Participating Unit | No | No | OTMESA_2_PL1X3 | Otay Mesa Energy Center | 603.68 | SDGE | Otay Mesa Energy Center, LLC | NATURAL GAS | COMBINED CYCLE | THERMAL | SP15 | SDG1 | 2009-10-03 |  | 669 | A |  | 11.0084
60500 | Participating Unit | Yes | No | PTLOMA_6_NTCQF | NTC/MCRD COGENERATION | 22.3 | SDGE | SDG&E Exempt | NATURAL GAS | COMBUSTION TURBINE | COGENERATION | SP15 | SDG1 | 1989-01-01 |  | 22.3 | A |  | 10.5377
99100 | Participating Unit | No | No | ELCAJN_6_LM6K | El Cajon Energy Center | 48.1 | SDGE | El Cajon Energy, LLC | NATURAL GAS | COMBUSTION TURBINE | PEAKER | SP15 | SDG1 | 2010-06-16 |  | 49.9 | A |  | 10.045
43900 | Participating Unit | Yes | Yes | SAMPSN_6_KELCO1 | CP Kelco Cogeneration Facility | 25 | SDGE | CP Kelco U.S., Inc. | NATURAL GAS | COMBUSTION TURBINE | COGENERATION | SP15 | SDG1 | 2014-03-05 |  | 26.95 | A |  | 9.9292
89600 | Participating Unit | Yes | No | NGILAA_5_SDGDYN | NORTH GILA INTERCHANGE SCHEDULE (YUMA COGENERATION ASSOCIATION) | 57 | SDGE | San Diego Gas and Electric Company | NATURAL GAS | COMBUSTION TURBINE | DYNAMIC SCHEDULED | SP15 | SDG1 | 1994-03-15 |  | 56.5 | C |  | 9.9292
97700 | Participating Unit | No | No | MRGT_6_MEF2 | Miramar Energy Facility II | 47.9 | SDGE | SDG&E | NATURAL GAS | COMBUSTION TURBINE | PEAKER | SP15 | SDG1 | 2009-08-07 |  | 49.5 | A |  | 9.8097
92100 | Participating Unit | No | No | MRGT_6_MMAREF | MIRAMAR ENERGY FACILITY | 48 | SDGE | San Diego Gas & Electric | NATURAL GAS | PEAKER | PEAKER | SP15 | SDG1 | 2005-07-27 |  | 46.7 | A |  | 9.8097
137200 | Participating Unit | No | No | PIOPIC_2_CTG1 | Pio Pico Unit 1 | 106 | SDGE | Pio Pico Energy Center | NATURAL GAS | COMBUSTION TURBINE | THERMAL | SP15 | SDG1 | 2016-11-03 |  | 106 | A |  | 9.7825
137300 | Participating Unit | No | No | PIOPIC_2_CTG2 | Pio Pico Unit 2 | 106 | SDGE | Pio Pico Energy Center | NATURAL GAS | COMBUSTION TURBINE | THERMAL | SP15 | SDG1 | 2016-11-03 |  | 106 | A |  | 9.7825
137400 | Participating Unit | No | No | PIOPIC_2_CTG3 | Pio Pico Unit 3 | 106 | SDGE | Pio Pico Energy Center | NATURAL GAS | COMBUSTION TURBINE | THERMAL | SP15 | SDG1 | 2016-11-03 |  | 106 | A |  | 9.7825
60100 | Participating Unit | Yes | No | NIMTG_6_NIQF | NORTH ISLAND COGENERATION | 42.7 | SDGE | SDG&E Exempt | NATURAL GAS | COMBUSTION TURBINE | COGENERATION | SP15 | SDG1 | 1989-01-01 |  | 34.5 | A |  | 9.5521
135400 | Participating Unit | No | No | VESTAL_2_UNIT1 | CALGREN-PIXLEY | 11.2 | SDGE | GFP Ethanol LLC | NATURAL GAS | COMBUSTION TURBINE | THERMAL | SP15 | SCE1 | 2016-06-30 |  | 5 | A |  | 9.5418
84000 | Participating Unit | No | No | LAROA1_2_UNITA1 | CICLO COMBINADO MEXICALI | 180 | SDGE | Energia Azteca X | NATURAL GAS | COMBUSTION TURBINE | THERMAL | SP15 | SDG1 | 2003-07-20 |  | 181.5 | A |  | 9.5418
94900 | Participating Unit | No | Yes | ESCNDO_6_PL1X2 | Escondido Energy Center | 48.71 | SDGE | Escondido Energy Center, LLC | NATURAL GAS | COMBUSTION TURBINE | THERMAL | SP15 | SDG1 | 2006-06-07 |  | 49.5 | A |  | 9.5418
83900 | Participating Unit | No | Yes | LAROA2_2_UNITA1 | CENTRAL LA ROSITA II COMBINED CYCLE (AGGREGATE) | 322 | SDGE | Energia de Baja California | NATURAL GAS | COMBINED CYCLE | THERMAL | SP15 | SDG1 | 2003-07-22 |  | 336.5 | A |  | 9.2486
84300 | Participating Unit | No | Yes | TERMEX_2_PL1X3 | TERMOELCTRICA DE MEXICALI (Aggregate) | 625 | SDGE | Termoelectrica De Mexicali | NATURAL GAS | COMBINED CYCLE | THERMAL | SP15 | SDG1 | 2003-07-30 |  | 668 | A |  | 9.2486
48200 | Participating Unit | Yes | No | ESCO_6_GLMQF | Goal Line Cogen | 49.9 | SDGE | Goal Line, L.P. | NATURAL GAS | COMBUSTION TURBINE | COGENERATION | SP15 | SDG1 | 1994-01-01 |  | 52.2 | A |  | 8.882
44800 | Participating Unit | Yes | Yes | DIVSON_6_NSQF | DIVISON NAVAL STATION COGEN | 47 | SDGE | SDG&E Exempt | NATURAL GAS | COMBINED CYCLE | COGENERATION | SP15 | SDG1 | 1989-01-01 |  | 48.6 | A |  | 8.026
60300 | Participating Unit | Yes | No | NIMTG_6_NICOGN | NORTH ISLAND STEAM TURBINE | 4.05 | SDGE | SDG&E Exempt | HEAT RECOVERY | STEAM | COGENERATION | SP15 | SDG1 | 1989-01-01 |  | 4.05 | A
60600 | Participating Unit | Yes | No | PTLOMA_6_NTCCGN | AEI MCRD STEAM TURBINE | 2.58 | SDGE | SDG&E Exempt | HEAT RECOVERY | STEAM | COGENERATION | SP15 | SDG1 | 1989-01-01 |  | 2.58 | A
101400 | Participating Unit | No | No | CHILLS_1_SYCENG | Sycamore Energy 1 | 1.5 | SDGE | Sycamore Energy 1 LLC | LANDFILL GAS | COMBUSTION TURBINE | BIOMASS | SP15 | SDG1 | 2011-05-19 |  | 1.9 | A | 0.308
57300 | Participating Unit | Yes | No | MSHGTS_6_MMARLF | MIRAMAR LANDFILL | 5 | SDGE | MM San Diego, LLC (Formerly QFID 450) | LANDFILL GAS | RECIPROCATING ENGINE | BIOMASS | SP15 | SDG1 | 2003-05-21 |  | 6.5 | A
94500 | Participating Unit | No | Yes | OTAY_7_UNITC1 | Otay 3 Landfill Generation Facility | 3.3 | SDGE | Otay Landfill Gas, LLC | LANDFILL GAS | RECIPROCATING ENGINE | BIOMASS | SP15 | SDG1 | 2007-03-08 |  | 3.75 | A | 0.779
117600 | Participating Unit | Yes | No | OTAY_6_LNDFL5 | Otay 5 | 1.5 | SDGE | Otay Landfill Gas, LLC | LANDFILL GAS | RECIPROCATING ENGINE | BIOMASS | SP15 | SDG1 | 2014-03-14 |  | 1.5 | A | 0.779
117700 | Participating Unit | Yes | No | OTAY_6_LNDFL6 | Otay 6 | 1.5 | SDGE | Otay Landfill Gas, LLC | LANDFILL GAS | RECIPROCATING ENGINE | BIOMASS | SP15 | SDG1 | 2014-03-14 |  | 1.5 | A | 0.779
62000 | Participating Unit | Yes | Yes | OTAY_6_UNITB1 | OTAY LANDFILL UNITS AGGREGATE | 3 | SDGE | Otay Landfill Gas, LLC | LANDFILL GAS | RECIPROCATING ENGINE | BIOMASS | SP15 | SDG1 | 1987-01-01 |  | 3 | A | 0.779
63800 | Participating Unit | Yes | Yes | CBRLLO_6_PLSTP1 | POINT LOMA WASTEWATER TREATMENT PLANT | 4.83 | SDGE | City of San Diego (Formerly QFID 464) | LANDFILL GAS | RECIPROCATING ENGINE | BIOMASS | SP15 | SDG1 | 1985-01-01 |  | 7.12 | A
63600 | Participating Unit | Yes | No | CPSTNO_7_PRMADS | PRIMA DESHECHA LANDFILL | 6.1 | SDGE | MM Biogas Power, LLC (Formerly QF ID 448) | LANDFILL GAS | RECIPROCATING ENGINE | BIOMASS | SP15 | SDG1 | 1999-01-01 |  | 6.1 | A | 0.802
101500 | Participating Unit | No | No | SMRCOS_6_LNDFIL | San Marcos Energy | 1.5 | SDGE | San Marcos Energy LLC | LANDFILL GAS | RECIPROCATING ENGINE | BIOMASS | SP15 | SDG1 | 2011-05-20 |  | 1.6 | A
90600 | Participating Unit | No | No | CHILLS_7_UNITA1 | SYCAMORE CANYON LANDFILL PLANT B | 2 | SDGE | Gas Recovery Systems | LANDFILL GAS | RECIPROCATING ENGINE | BIOMASS | SP15 | SDG1 | 2004-07-14 |  | 3 | A
131600 | Participating Unit | No | No | CALPSS_6_SOLAR1 | Calipatria Solar Farm | 19.9 | SDGE | Imperial Irrigation District | SUN | PHOTO VOLTAIC | DYNAMIC SCHEDULED | SP15 | IID | 2016-02-12 |  | 19.99 | C
128700 | Participating Unit | No | No | ALHMBR_1_ALHSLR | SG Alhambra | 50 | SDGE | Imperial Irrigation District | SUN | PHOTO VOLTAIC | DYNAMIC SCHEDULED | SP15 | SDG1 | 2015-08-29 |  | 50 | C
128800 | Participating Unit | No | No | ARKANS_1_ARKSLR | SG Arkansas | 50 | SDGE | Imperial Irrigation District | SUN | PHOTO VOLTAIC | DYNAMIC SCHEDULED | SP15 | SDG1 | 2015-08-29 |  | 50 | C
128900 | Participating Unit | No | No | SNORA_2_SNRSLR | SG Sorrento | 50 | SDGE | Imperial Irrigation District | SUN | PHOTO VOLTAIC | DYNAMIC SCHEDULED | SP15 | SDG1 | 2015-08-29 |  | 50 | C
110500 | Participating Unit | No | No | ARLVAL_5_SOLAR | Arlington Valley Solar Energy II | 127 | SDGE | Arlington Valley Solar Energy II, LLC | SUN | PHOTO VOLTAIC | PSEUDO TIE | SP15 | SDG1 | 2013-10-28 |  | 127 | C
107700 | Participating Unit | No | No | BREGGO_6_SOLAR | NRG Borrego Solar One | 26 | SDGE | NRG Solar Borrego I LLC | SUN | PHOTO VOLTAIC | SOLAR | ZP26 | SDG1 | 2013-02-12 |  | 26 | A
103500 | Participating Unit | No | No | AGUCAL_5_SOLAR1 | Agua Caliente Solar | 290 | SDGE | Agua Caliente Solar, LLC | SUN | PHOTO VOLTAIC | SOLAR | SP15 | PGE3 | 2014-06-10 |  | 290 | A
110000 | Participating Unit | No | No | CPVERD_2_SOLAR | Campo Verde Solar | 139 | SDGE | Campo Verde Solar, LLC | SUN | PHOTO VOLTAIC | SOLAR | SP15 | SDG1 | 2013-10-22 |  | 150 | A
119600 | Participating Unit | No | No | CNTNLA_2_SOLAR2 | Centinela Solar Energy 2 | 45.6 | SDGE | Centinela Solar Energy, LLC | SUN | PHOTO VOLTAIC | SOLAR | SP15 | SDG1 | 2014-08-15 |  | 45.6 | A
110100 | Participating Unit | No | No | CNTNLA_2_SOLAR1 | Centinela Solar Energy Facility (Phase I) | 125 | SDGE | Centinela Solar Energy, LLC | SUN | PHOTO VOLTAIC | SOLAR | SP15 | SDG1 | 2014-07-30 |  | 127 | A
138400 | Participating Unit | No | No | VLCNTR_6_VCSLR | Cole Grade | 2.33 | SDGE | NLP Valley Center Solar, LLC | SUN | PHOTO VOLTAIC | SOLAR | SP15 | SDG1 | 2016-12-07 |  | 2.33 | A
121000 | Participating Unit | No | No | BREGGO_6_DEGRSL | Desert Green Solar Farm | 6.3 | SDGE | Desert Green Solar Farm, LLC | SUN | PHOTO VOLTAIC | SOLAR | SP15 | SDG1 | 2014-11-26 |  | 6.5 | A
127000 | Participating Unit | No | No | IVWEST_2_SOLAR1 | Imperial Solar Energy Center West | 150 | SDGE | CSolar IV West, LLC | SUN | PHOTO VOLTAIC | SOLAR | SP15 | SDG1 | 2016-01-21 |  | 153.6 | A
109800 | Participating Unit | No | No | CSLR4S_2_SOLAR | Imperial Valley (Csolar IV) | 130 | SDGE | CSOLAR IV South, LLC | SUN | PHOTO VOLTAIC | SOLAR | SP15 | SDG1 | 2013-10-11 |  | 130 | A
136400 | Participating Unit | No | No | LILIAC_6_SOLAR | Mesa Crest | 3 | SDGE | NLP Granger A82, LLC | SUN | PHOTO VOLTAIC | SOLAR | SP15 | SDG1 | 2016-09-17 |  | 3 | A
138100 | Participating Unit | No | No | MSOLAR_2_SOLAR3 | Mesquite Solar 3, LLC | 152 | SDGE | Mesquite Solar 3, LLC | SUN | PHOTO VOLTAIC | SOLAR | SP15 | SDG1 |  |  | 152 | A
115600 | Participating Unit | No | No | CRELMN_6_RAMON1 | Ramona 1 | 2 | SDGE | Sol Orchard San Diego 20, LLC | SUN | PHOTO VOLTAIC | SOLAR | SP15 | SDG1 | 2013-12-31 |  | 2 | A
115700 | Participating Unit | No | No | CRELMN_6_RAMON2 | Ramona 2 | 5 | SDGE | Sol Orchard San Diego 21, LLC | SUN | PHOTO VOLTAIC | SOLAR | SP15 | SDG1 | 2013-12-31 |  | 5 | A
130900 | Participating Unit | No | No | ANZA_6_SOLAR1 | Seville Solar One | 20 | SDGE | Seville Solar One LLC | SUN | PHOTO VOLTAIC | SOLAR | SP15 | SDG1 | 2015-12-30 |  | 20 | C
110200 | Participating Unit | No | No | IVSLRP_2_SOLAR1 | Silver Ridge Mount Signal | 200 | SDGE | Silver Ridge Mount Signal | SUN | PHOTO VOLTAIC | SOLAR | SP15 | SDG1 | 2014-03-04 |  | 200 | A
115400 | Participating Unit | No | No | VLCNTR_6_VCSLR1 | Valley Center 1 | 2.5 | SDGE | Sol Orchard San Diego 22, LLC | SUN | PHOTO VOLTAIC | SOLAR | SP15 | SDG1 | 2013-12-31 |  | 2.5 | A
115500 | Participating Unit | No | No | VLCNTR_6_VCSLR2 | Valley Center 2 | 5 | SDGE | Sol Orchard San Diego 23, LLC | SUN | PHOTO VOLTAIC | SOLAR | SP15 | SDG1 | 2013-12-31 |  | 5 | A
94800 | Participating Unit | No | No | CCRITA_7_RPPCHF | Rancho Penasquitos Hydro Facility | 5.25 | SDGE | San Diego County Water Authority | WATER | HYDRO | HYDRO | SP15 | SDG1 | 2007-01-23 |  | 4.65 | A
102300 | Participating Unit | No | No | LAKHDG_6_UNIT 1 | Lake Hodges Pump Station 1 - Unit 1 | 20 | SDGE | San Diego County Water Authority | WATER | PUMPED STORAGE | HYDRO | SP15 | SDG1 | 2011-09-08 |  | 20 | A
105500 | Participating Unit | No | No | LAKHDG_6_UNIT 2 | Lake Hodges Pumped Storage-Unit2 | 20.15 | SDGE | San Diego County Water Authority | WATER | PUMPED STORAGE | HYDRO | SP15 | SDG1 | 2012-08-27 |  | 20 | A
57400 | Participating Unit | Yes | Yes | MSSION_2_QF | MISSION AREA LUMPED UNITS | 50 | SDGE | VARIOUS | WATER | VARIOUS | VARIOUS | SP15 | SDG1 | 1980-01-01 |  | 19.03 | A
84700 | Participating Unit | Yes | Yes | OLINDA_7_BLKSND | Blacksand Generating Facility | 8 | SCE | Linn Western Processing, LLC | WASTE GAS | COMBUSTION TURBINE | PEAKER | SP15 | SCE1 | 2000-06-01 |  | 8 | A |  | 105.697
20800 | Participating Unit | No | No | MNDALY_7_UNIT 3 | Mandalay 3 GT | 130 | SCE | RRI Energy Mandalay, Inc. | NATURAL GAS | COMBUSTION TURBINE | PEAKER | SP15 | SCE1 |  |  | 130 | A |  | 30.2423
95000 | Participating Unit | No | No | HINSON_6_LBECH1 | Long Beach - Unit 1 | 65 | SCE | Long Beach Generation LLC | NATURAL GAS | COMBUSTION TURBINE | PEAKER | SP15 | SCE1 | 2007-08-01 |  | 70 | A |  | 16.6733
95100 | Participating Unit | No | No | HINSON_6_LBECH2 | Long Beach - Unit 2 | 65 | SCE | Long Beach Generation LLC | NATURAL GAS | COMBUSTION TURBINE | PEAKER | SP15 | SCE1 | 2007-08-01 |  | 70 | A |  | 16.6733
95200 | Participating Unit | No | No | HINSON_6_LBECH3 | Long Beach - Unit 3 | 65 | SCE | Long Beach Generation LLC | NATURAL GAS | COMBUSTION TURBINE | PEAKER | SP15 | SCE1 | 2007-08-01 |  | 70 | A |  | 16.6733
95300 | Participating Unit | No | No | HINSON_6_LBECH4 | Long Beach - Unit 4 | 65 | SCE | Long Beach Generation LLC | NATURAL GAS | COMBUSTION TURBINE | PEAKER | SP15 | SCE1 | 2007-08-01 |  | 70 | A |  | 16.6733
8400 | Participating Unit | No | Yes | DREWS_6_PL1X4 | DREWS (AGGREGATE) | 41.4 | SCE | Colton Power, LP | NATURAL GAS | COMBUSTION TURBINE | PEAKER | SP15 | SCE1 | 2001-08-14 |  | 43 | A |  | 15.5843
4900 | Participating Unit | No | Yes | CENTRY_6_PL1X4 | CENTURY (AGGREGATE) | 41.4 | SCE | Colton Power, LP | NATURAL GAS | COMBUSTION TURBINE | PEAKER | SP15 | SCE1 | 2001-09-17 |  | 43 | A |  | 15.0725
65200 | Participating Unit | Yes | No | VESTAL_6_ULTRGN | RIO BRAVO JASMIN | 38 | SCE | Southern California Edison Company | PETROLEUM COKE | STEAM | COGENERATION | SP15 | SCE1 | 1989-11-02 |  | 37 | A |  | 14.6877
88800 | Participating Unit | No | No | VERNON_6_GONZL1 | H. GONZALES GAS TURBINE 1 | 5.75 | SCE | City of Vernon | NATURAL GAS | COMBUSTION TURBINE | PEAKER | SP15 | VRN1 |  |  | 5.75 | A |  | 14.614
88900 | Participating Unit | No | No | VERNON_6_GONZL2 | H. GONZALES GAS TURBINE 2 | 5.75 | SCE | City of Vernon | NATURAL GAS | COMBUSTION TURBINE | PEAKER | SP15 | VRN1 |  |  | 5.75 | A |  | 14.614
80700 | Participating Unit | No | Yes | RVSIDE_6_SPRING | Springs Generation Project | 36 | SCE | City of Riverside (MSSA) | NATURAL GAS | COMBUSTION TURBINE | PEAKER | SP15 | SCE1 | 2002-06-13 |  | 38 | A |  | 14.1922
83400 | Participating Unit | No | No | COLTON_6_AGUAM1 | AGUA MANSA GENERATING FACILITY | 43 | SCE | City of Colton | NATURAL GAS | COMBUSTION TURBINE | PEAKER | SP15 | SCE1 | 2003-06-27 |  | 43 | A |  | 13.8124
1500 | Participating Unit | No | No | ANAHM_7_CT | ANAHEIM COMBUSTION TURBINE | 42.81 | SCE | City of Anaheim (MSS Agreement - S14) | NATURAL GAS | COMBUSTION TURBINE | PEAKER | SP15 | ANA1 | 1990-01-01 |  | 49.2 | A |  | 13.8124
95500 | Participating Unit | No | Yes | BARRE_6_PEAKER | Barre Peaker | 47 | SCE | SCE | NATURAL GAS | COMBUSTION TURBINE | PEAKER | SP15 | SCE1 | 2007-09-20 |  | 49 | A |  | 13.8124
95700 | Participating Unit | No | No | CENTER_6_PEAKER | Center Peaker | 47 | SCE | SCE | NATURAL GAS | COMBUSTION TURBINE | PEAKER | SP15 | SCE1 | 2007-09-20 |  | 49 | A |  | 13.8124
95400 | Participating Unit | No | No | ETIWND_6_GRPLND | Grapeland Peaker | 46 | SCE | SCE | NATURAL GAS | COMBUSTION TURBINE | PEAKER | SP15 | SCE1 | 2007-09-20 |  | 49 | A |  | 13.8124
17000 | Participating Unit | No | No | INDIGO_1_UNIT 1 | Indigo Energy 1 | 44 | SCE | Wildflower Energy | NATURAL GAS | COMBUSTION TURBINE | PEAKER | SP15 | SCE1 | 2001-09-19 |  | 45 | A |  | 13.8124
17100 | Participating Unit | No | No | INDIGO_1_UNIT 2 | Indigo Energy 2 | 44.53 | SCE | Wildflower Energy | NATURAL GAS | COMBUSTION TURBINE | PEAKER | SP15 | SCE1 | 2001-09-19 |  | 45 | A |  | 13.8124
17200 | Participating Unit | No | No | INDIGO_1_UNIT 3 | Indigo Energy 3 | 43.69 | SCE | Wildflower Energy | NATURAL GAS | COMBUSTION TURBINE | PEAKER | SP15 | SCE1 | 2001-09-19 |  | 45 | A |  | 13.8124
106700 | Participating Unit | No | No | MNDALY_6_MCGRTH | McGrath Beach Peaker | 47.2 | SCE | Southern California edison | NATURAL GAS | COMBUSTION TURBINE | PEAKER | SP15 | SCE1 | 2012-11-01 |  | 47.2 | A |  | 13.8124
9700 | Participating Unit | No | No | GOLETA_6_ELLWOD | Ellwood Generating Station | 54 | SCE | RRI Energy Coolwater, Inc. | NATURAL GAS | COMBUSTION TURBINE | PEAKER | SP15 | SCE1 |  |  | 56 | A |  | 13.4428
24100 | Participating Unit | No | No | ORMOND_7_UNIT 1 | Ormond Beach Unit 1 | 741.27 | SCE | RRI Energy Ormond Beach, Inc. | NATURAL GAS | STEAM | THERMAL | SP15 | SCE1 | 1971-01-01 |  | 750 | A |  | 13.3018
24200 | Participating Unit | No | No | ORMOND_7_UNIT 2 | Ormond Beach Unit 2 | 775 | SCE | RRI Energy Ormond Beach, Inc. | NATURAL GAS | STEAM | THERMAL | SP15 | SCE1 | 1971-01-01 |  | 750 | A |  | 13.3018
10800 | Participating Unit | No | No | ETIWND_7_UNIT 3 | ETIWANDA UNIT 3 | 320 | SCE | RRI Energy Etiwanda, Inc. | NATURAL GAS | STEAM | THERMAL | SP15 | SCE1 |  |  | 333 | A |  | 13.0769
10900 | Participating Unit | No | No | ETIWND_7_UNIT 4 | ETIWANDA UNIT 4 | 320 | SCE | RRI Energy Etiwanda, Inc. | NATURAL GAS | STEAM | THERMAL | SP15 | SCE1 |  |  | 333 | A |  | 13.0769
600 | Participating Unit | No | No | ALAMIT_7_UNIT 1 | Alamitos 1 | 174.56 | SCE | AES | NATURAL GAS | STEAM | THERMAL | SP15 | SCE1 | 1956-01-01 |  | 175 | A |  | 12.9984
700 | Participating Unit | No | No | ALAMIT_7_UNIT 2 | Alamitos 2 | 175 | SCE | AES | NATURAL GAS | STEAM | THERMAL | SP15 | SCE1 | 1957-01-01 |  | 176 | A |  | 12.9984
800 | Participating Unit | No | No | ALAMIT_7_UNIT 3 | Alamitos 3 | 332.18 | SCE | AES | NATURAL GAS | STEAM | THERMAL | SP15 | SCE1 | 1961-01-01 |  | 322 | A |  | 12.9984
900 | Participating Unit | No | No | ALAMIT_7_UNIT 4 | Alamitos 4 | 335.67 | SCE | AES | NATURAL GAS | STEAM | THERMAL | SP15 | SCE1 | 1962-01-01 |  | 320 | A |  | 12.9984
1000 | Participating Unit | No | No | ALAMIT_7_UNIT 5 | Alamitos 5 | 497.97 | SCE | AES | NATURAL GAS | STEAM | THERMAL | SP15 | SCE1 | 1999-01-01 |  | 482 | A |  | 12.9984
1100 | Participating Unit | No | No | ALAMIT_7_UNIT 6 | Alamitos 6 | 495 | SCE | AES | NATURAL GAS | STEAM | THERMAL | SP15 | SCE1 | 1966-01-01 |  | 481 | A |  | 12.9984
3800 | Participating Unit | No | No | BRDWAY_7_UNIT 3 | Broadway 3 | 65 | SCE | PAS | NATURAL GAS | STEAM | THERMAL | SP15 | PAS1 | 1965-01-01 |  | 65 | A |  | 12.9984
16500 | Participating Unit | No | No | HNTGBH_7_UNIT 1 | Huntington Beach 1 | 225.75 | SCE | AES | NATURAL GAS | STEAM | THERMAL | SP15 | SCE1 |  |  | 226 | A |  | 12.9984
16600 | Participating Unit | No | No | HNTGBH_7_UNIT 2 | Huntington Beach 2 | 225.8 | SCE | AES | NATURAL GAS | STEAM | THERMAL | SP15 | SCE1 |  |  | 226 | A |  | 12.9984
27600 | Participating Unit | No | No | REDOND_7_UNIT 5 | Redondo Unit 5 | 178.87 | SCE | AES | NATURAL GAS | STEAM | THERMAL | SP15 | SCE1 | 1954-01-01 |  | 175 | A |  | 12.9984
27700 | Participating Unit | No | No | REDOND_7_UNIT 6 | Redondo Unit 6 | 175 | SCE | AES | NATURAL GAS | STEAM | THERMAL | SP15 | SCE1 | 1957-01-01 |  | 175 | A |  | 12.9984
27800 | Participating Unit | No | No | REDOND_7_UNIT 7 | Redondo Unit 7 | 505.96 | SCE | AES | NATURAL GAS | STEAM | THERMAL | SP15 | SCE1 | 1967-01-01 |  | 480 | A |  | 12.9984
27900 | Participating Unit | No | No | REDOND_7_UNIT 8 | Redondo Unit 8 | 495.9 | SCE | AES | NATURAL GAS | STEAM | THERMAL | SP15 | SCE1 | 1967-01-01 |  | 480 | A |  | 12.9984
90700 | Participating Unit | No | Yes | HARBGN_7_UNITS | HARBOR COGEN COMBINED CYCLE PLANT | 109.01 | SCE | Harbor Cogeneration Company | NATURAL GAS | COMBINED CYCLE | THERMAL | SP15 | SCE1 | 2001-06-14 |  | 107.45 | A |  | 12.0368
45900 | Participating Unit | Yes | No | GOLETA_6_EXGEN | EXXON COMPANY, USA | 48.2 | SCE | Southern California Edison Company | NATURAL GAS | COMBUSTION TURBINE | COGENERATION | SP15 | SCE1 | 1993-08-19 |  | 49 | A |  | 11.5
98900 | Participating Unit | No | Yes | BUCKBL_2_PL1X3 | Blythe Energy Project | 493.63 | SCE | Blythe Energy, LLC | NATURAL GAS | COMBINED CYCLE | THERMAL | SP15 | SCE1 | 2010-06-11 |  | 537 | A |  | 11.298
91700 | Participating Unit | No | Yes | LEBECS_2_UNITS | PASTORIA ENERGY FACILITY | 799.47 | SCE | Calpine | NATURAL GAS | COMBINED CYCLE | THERMAL | SP15 | SCE1 | 2005-05-04 |  | 800 | A |  | 11.0107
20600 | Participating Unit | No | No | MNDALY_7_UNIT 1 | Mandalay 1 | 215 | SCE | RRI Energy Mandalay, Inc. | NATURAL GAS | STEAM | THERMAL | SP15 | SCE1 | 1959-01-01 |  | 215 | A |  | 10.682
20700 | Participating Unit | No | No | MNDALY_7_UNIT 2 | Mandalay 2 | 215.29 | SCE | RRI Energy Mandalay, Inc. | NATURAL GAS | STEAM | THERMAL | SP15 | SCE1 | 1959-01-01 |  | 215 | A |  | 10.682
111600 | Participating Unit | No | Yes | ELSEGN_2_UN1011 | El Segundo Energy Center 5/6 | 263 | SCE | El Segundo Energy Center LLC | NATURAL GAS | COMBINED CYCLE | THERMAL | SP15 | SCE1 | 2013-06-29 |  | 348 | A |  | 10.6788
111400 | Participating Unit | No | No | ELSEGN_2_UN2021 | El Segundo Energy Center 7/8 | 263.68 | SCE | El Segundo Energy Center LLC | NATURAL GAS | COMBINED CYCLE | THERMAL | SP15 | SCE1 | 2013-06-29 |  | 348 | A |  | 10.6788
119700 | Participating Unit | Yes | No | SNCLRA_2_HOWLNG | Houweling Nurseries Oxnard, Inc | 13 | SCE | Houweling Nurseries Oxnard, Inc | NATURAL GAS | INTERNAL COMBUSTION | THERMAL | SP15 | SCE1 | 2013-06-14 |  | 13.2 | A |  | 10.575
96700 | Participating Unit | No | No | RVSIDE_6_RERCU1 | Riverside Energy Res. Ctr Unit 1 | 48.35 | SCE | City of Riverside (MSSA) | NATURAL GAS | COMBUSTION TURBINE | COGENERATION | SP15 | RVD1 | 2006-06-01 |  | 48.5 | A |  | 10.4011
96800 | Participating Unit | No | No | RVSIDE_6_RERCU2 | Riverside Energy Res. Ctr Unit 2 | 48.5 | SCE | City of Riverside (MSSA) | NATURAL GAS | COMBUSTION TURBINE | COGENERATION | SP15 | RVD1 | 2006-06-01 |  | 48.5 | A |  | 10.4011
101000 | Participating Unit | No | No | RVSIDE_2_RERCU3 | Riverside Energy Resource Center (RERC) Unit 3 | 49 | SCE | City of Riverside (MSSA) | NATURAL GAS | COMBUSTION TURBINE | PEAKER | SP15 | RVD1 | 2011-04-01 |  | 48.5 | A |  | 10.4011
101100 | Participating Unit | No | No | RVSIDE_2_RERCU4 | Riverside Energy Resource Center (RERC) Unit 4 | 49 | SCE | City of Riverside (MSSA) | NATURAL GAS | COMBUSTION TURBINE | PEAKER | SP15 | RVD1 | 2011-04-01 |  | 48.5 | A |  | 10.4011
102500 | Participating Unit | No | No | ANAHM_2_CANYN1 | Canyon Power Plant Unit 1 | 49.4 | SCE | City of Anaheim (MSS Agreement - S14) | NATURAL GAS | COMBUSTION TURBINE | PEAKER | SP15 | SCE1 | 2011-09-16 |  | 49.4 | A |  | 10.2606
102600 | Participating Unit | No | No | ANAHM_2_CANYN2 | Canyon Power Plant Unit 2 | 49.4 | SCE | City of Anaheim (MSS Agreement - S14) | NATURAL GAS | COMBUSTION TURBINE | PEAKER | SP15 | SCE1 | 2011-09-16 |  | 49.4 | A |  | 10.2606
101900 | Participating Unit | No | No | ANAHM_2_CANYN3 | Canyon Power Plant Unit 3 | 49.4 | SCE | City of Anaheim (MSS Agreement - S14) | NATURAL GAS | COMBUSTION TURBINE | PEAKER | SP15 | ANA1 | 2011-07-30 |  | 49.4 | A |  | 10.2606
102000 | Participating Unit | No | No | ANAHM_2_CANYN4 | Canyon Power Plant Unit 4 | 49.4 | SCE | City of Anaheim (MSS Agreement - S14) | NATURAL GAS | COMBUSTION TURBINE | PEAKER | SP15 | ANA1 | 2011-07-30 |  | 49.4 | A |  | 10.2606
42500 | Participating Unit | Yes | No | MIRLOM_6_DELGEN | CORONA ENERGY PARTNERS, LTD. | 50.05 | SCE | Southern California Edison Company | NATURAL GAS | COMBUSTION TURBINE | COGENERATION | SP15 | SCE1 | 1988-05-21 |  | 35 | A |  | 10.0007
72200 | Participating Unit | Yes | No | HOLGAT_1_BORAX | U.S. BORAX AND CHEMICAL CORP. (#1) | 48.2 | SCE | Southern California Edison Company | NATURAL GAS | COMBUSTION TURBINE | COGENERATION | SP15 | SCE1 | 1984-06-01 |  | 22 | A |  | 9.9738
14100 | Participating Unit | No | No | GLNARM_7_UNIT 1 | Glen Arm Power Plant 1 | 22.07 | SCE | City of Pasadena | NATURAL GAS | COMBUSTION TURBINE | PEAKER | SP15 | PAS1 | 1976-01-01 |  | 30.58 | A |  | 9.9735
14200 | Participating Unit | No | No | GLNARM_7_UNIT 2 | Glen Arm Power Plant 2 | 22.3 | SCE | City of Pasadena | NATURAL GAS | COMBUSTION TURBINE | PEAKER | SP15 | PAS1 | 1976-01-01 |  | 30.58 | A |  | 9.9735
89000 | Participating Unit | No | No | GLNARM_7_UNIT 3 | Glen Arm Power Plant 3 | 44.83 | SCE | City of Pasadena | NATURAL GAS | COMBUSTION TURBINE | PEAKER | SP15 | PAS1 | 2004-01-08 |  | 47.3 | A |  | 9.9735
89300 | Participating Unit | No | No | GLNARM_7_UNIT 4 | Glen Arm Power Plant 4 | 42.42 | SCE | City of Pasadena | NATURAL GAS | COMBUSTION TURBINE | PEAKER | SP15 | PAS1 | 2004-01-08 |  | 47.3 | A |  | 9.9735
65600 | Participating Unit | Yes | No | CHINO_6_SMPPAP | AltaGas Pomona Energy Inc. | 44 | SCE | AltaGas Pomona Energy Inc. | NATURAL GAS | COMBUSTION TURBINE | COGENERATION | SP15 | SCE1 | 1985-11-18 |  | 44 | A |  | 9.9292
38700 | Participating Unit | Yes | No | LGHTHP_6_ICEGEN | CARSON COGENERATION COMPANY | 48 | SCE | CARSON COGENERATION COMPANY | NATURAL GAS | COMBUSTION TURBINE | COGENERATION | SP15 | SCE1 | 1989-12-22 |  | 48.9 | A |  | 9.9292
45801 | Participating Unit | Yes | No | ETIWND_2_UNIT1 | New-Indy Ontario, LLC | 33.6 | SCE | New-Indy Ontario, LLC | NATURAL GAS | COMBUSTION TURBINE | COGENERATION | SP15 | SCE1 | 1985-09-01 |  | 36.6 | A |  | 9.9292
75100 | Participating Unit | Yes | No | SNCLRA_2_UNIT1 | New-Indy Oxnard LLC | 27.8 | SCE | New-Indy Oxnard LLC | NATURAL GAS | COMBUSTION TURBINE | COGENERATION | SP15 | SCE1 | 1986-03-14 |  | 27.8 | A |  | 9.9292
63700 | Participating Unit | Yes | No | SNCLRA_6_PROCGN | PROCTER & GAMBLE PAPER PROD. (OXNARD II) | 49.5 | SCE | Southern California Edison Company | NATURAL GAS | COMBUSTION TURBINE | COGENERATION | SP15 | SCE1 | 1998-11-17 |  | 46.1 | A |  | 9.9292
109201 | Participating Unit | No | No | SENTNL_2_CTG1 | CPV Sentinel Unit 1 | 92.09 | SCE | CPV Sentinel, LLC | NATURAL GAS | COMBUSTION TURBINE | THERMAL | SP15 | SCE1 | 2013-05-06 |  | 106.5 | A |  | 9.5418
109202 | Participating Unit | No | No | SENTNL_2_CTG2 | CPV Sentinel Unit 2 | 92.4 | SCE | CPV Sentinel, LLC | NATURAL GAS | COMBUSTION TURBINE | THERMAL | SP15 | SCE1 | 2013-05-06 |  | 106.5 | A |  | 9.5418
109203 | Participating Unit | No | No | SENTNL_2_CTG3 | CPV Sentinel Unit 3 | 92.36 | SCE | CPV Sentinel, LLC | NATURAL GAS | COMBUSTION TURBINE | THERMAL | SP15 | SCE1 | 2013-05-06 |  | 106.5 | A |  | 9.5418
109204 | Participating Unit | No | No | SENTNL_2_CTG4 | CPV Sentinel Unit 4 | 91.98 | SCE | CPV Sentinel, LLC | NATURAL GAS | COMBUSTION TURBINE | THERMAL | SP15 | SCE1 | 2013-05-06 |  | 106.5 | A |  | 9.5418
109205 | Participating Unit | No | No | SENTNL_2_CTG5 | CPV Sentinel Unit 5 | 91.83 | SCE | CPV Sentinel, LLC | NATURAL GAS | COMBUSTION TURBINE | THERMAL | SP15 | SCE1 | 2013-05-06 |  | 106.5 | A |  | 9.5418
109206 | Participating Unit | No | No | SENTNL_2_CTG6 | CPV Sentinel Unit 6 | 92.16 | SCE | CPV Sentinel, LLC | NATURAL GAS | COMBUSTION TURBINE | THERMAL | SP15 | SCE1 | 2013-05-06 |  | 106.5 | A |  | 9.5418
109207 | Participating Unit | No | No | SENTNL_2_CTG7 | CPV Sentinel Unit 7 | 91.84 | SCE | CPV Sentinel, LLC | NATURAL GAS | COMBUSTION TURBINE | THERMAL | SP15 | SCE1 | 2013-05-06 |  | 106.5 | A |  | 9.5418
109208 | Participating Unit | No | No | SENTNL_2_CTG8 | CPV Sentinel Unit 8 | 91.56 | SCE | CPV Sentinel, LLC | NATURAL GAS | COMBUSTION TURBINE | THERMAL | SP15 | SCE1 | 2013-05-06 |  | 106.5 | A |  | 9.5418
107600 | Participating Unit | No | No | VESTAL_2_WELLHD | Wellhead Power Delano | 49 | SCE | Wellhead Power Delano, LLC | NATURAL GAS | COMBUSTION TURBINE | THERMAL | SP15 | SCE1 | 2013-01-16 |  | 49 | A |  | 9.5418
43500 | Participating Unit | Yes | No | SAUGUS_6_PTCHGN | COUNTY OF LOS ANGELES (PITCHESS HONOR RANCH) | 29.8 | SCE | Southern California Edison Company | NATURAL GAS | COMBINED CYCLE | COGENERATION | SP15 | SCE1 | 1988-07-14 |  | 28.71 | A |  | 9.51
95600 | Participating Unit | No | Yes | MIRLOM_6_PEAKER | Mira Loma Peaker | 46 | SCE | SCE | NATURAL GAS | COMBUSTION TURBINE | PEAKER | SP15 | SCE1 | 2007-09-20 |  | 49 | A |  | 9.5098
52901 | Participating Unit | No | No | OMAR_2_UNIT 1 | KERN RIVER COGENERATION UNIT 1 | 78 | SCE | Chevron Power Holdings, Inc. | NATURAL GAS | COMBUSTION TURBINE | COGENERATION | SP15 | SCE1 | 1985-05-01 |  | 85 | A |  | 9.3455
52902 | Participating Unit | No | No | OMAR_2_UNIT 2 | KERN RIVER COGENERATION UNIT 2 | 78.11 | SCE | Chevron Power Holdings, Inc. | NATURAL GAS | COMBUSTION TURBINE | COGENERATION | SP15 | SCE1 | 1985-05-01 |  | 85 | A |  | 9.3455
52903 | Participating Unit | No | No | OMAR_2_UNIT 3 | KERN RIVER COGENERATION UNIT 3 | 81.41 | SCE | Chevron Power Holdings, Inc. | NATURAL GAS | COMBUSTION TURBINE | COGENERATION | SP15 | SCE1 | 1985-05-01 |  | 85 | A |  | 9.3455
52904 | Participating Unit | No | No | OMAR_2_UNIT 4 | KERN RIVER COGENERATION UNIT 4 | 81.44 | SCE | Chevron Power Holdings, Inc. | NATURAL GAS | COMBUSTION TURBINE | COGENERATION | SP15 | SCE1 | 1985-05-01 |  | 85 | A |  | 9.3455
108600 | Participating Unit | No | No | WALCRK_2_CTG1 | Walnut Creek Energy Park Unit 1 | 96.43 | SCE | Walnut Creek Energy, LLC | NATURAL GAS | COMBUSTION TURBINE | THERMAL | SP15 | SCE1 | 2013-03-21 |  | 100.1 | A |  | 9.285
108700 | Participating Unit | No | No | WALCRK_2_CTG2 | Walnut Creek Energy Park Unit 2 | 96.91 | SCE | Walnut Creek Energy, LLC | NATURAL GAS | COMBUSTION TURBINE | THERMAL | SP15 | SCE1 | 2013-03-21 |  | 100.1 | A |  | 9.285
108800 | Participating Unit | No | No | WALCRK_2_CTG3 | Walnut Creek Energy Park Unit 3 | 96.65 | SCE | Walnut Creek Energy, LLC | NATURAL GAS | COMBUSTION TURBINE | THERMAL | SP15 | SCE1 | 2013-03-21 |  | 100.1 | A |  | 9.285
108500 | Participating Unit | No | No | WALCRK_2_CTG4 | Walnut Creek Energy Park Unit 4 | 96.49 | SCE | Walnut Creek Energy, LLC | NATURAL GAS | COMBUSTION TURBINE | THERMAL | SP15 | SCE1 | 2013-03-29 |  | 100.1 | A |  | 9.285
109300 | Participating Unit | No | No | WALCRK_2_CTG5 | Walnut Creek Energy Park Unit 5 | 96.65 | SCE | Walnut Creek Energy, LLC | NATURAL GAS | COMBUSTION TURBINE | THERMAL | SP15 | SCE1 | 2013-04-30 |  | 100 | A |  | 9.285
92500 | Participating Unit | No | Yes | VERNON_6_MALBRG | Malburg Generating Station | 134 | SCE | City of Vernon | NATURAL GAS | COMBINED CYCLE | THERMAL | SP15 | VRN1 | 2005-10-17 |  | 134 | A |  | 9.2486
70401 | Participating Unit | No | No | SYCAMR_2_UNIT 1 | SYCAMORE COGENERATION UNIT 1 | 85 | SCE | Chevron Power Holdings, Inc. | NATURAL GAS | COMBUSTION TURBINE | COGENERATION | SP15 | SCE1 | 1987-01-01 |  | 90 | A |  | 9.2412
70402 | Participating Unit | No | No | SYCAMR_2_UNIT 2 | SYCAMORE COGENERATION UNIT 2 | 85 | SCE | Chevron Power Holdings, Inc. | NATURAL GAS | COMBUSTION TURBINE | COGENERATION | SP15 | SCE1 | 1987-01-01 |  | 90 | A |  | 9.2412
70403 | Participating Unit | No | No | SYCAMR_2_UNIT 3 | SYCAMORE COGENERATION UNIT 3 | 85 | SCE | Chevron Power Holdings, Inc. | NATURAL GAS | COMBUSTION TURBINE | COGENERATION | SP15 | SCE1 | 1987-01-01 |  | 90 | A |  | 9.2412
70404 | Participating Unit | No | No | SYCAMR_2_UNIT 4 | SYCAMORE COGENERATION UNIT 4 | 85 | SCE | Chevron Power Holdings, Inc. | NATURAL GAS | COMBUSTION TURBINE | COGENERATION | SP15 | SCE1 | 1987-01-01 |  | 90 | A |  | 9.2412
98600 | Participating Unit | Yes | Yes | TENGEN_2_PL1X2 | Berry Cogen 42 | 40.2 | SCE | Berry Petroleum Co | NATURAL GAS | COMBUSTION TURBINE | COGENERATION | SP15 | SCE1 | 1990-03-06 |  | 43.52 | A |  | 9.1666
45100 | Participating Unit | Yes | No | SNCLRA_6_OXGEN | E. F. OXNARD, INCORPORATED | 48.9 | SCE | Southern California Edison Company | NATURAL GAS | COMBUSTION TURBINE | COGENERATION | SP15 | SCE1 | 1990-04-13 |  | 47.7 | A |  | 9.1384
91300 | Participating Unit | No | Yes | CORONS_6_CLRWTR | Clearwater Power Plant | 28 | SCE | City of Riverside (MSSA) | NATURAL GAS | COMBINED CYCLE | THERMAL | SP15 | SCE1 | 2005-02-28 |  | 32.27 | A |  | 8.8821
60900 | Participating Unit | Yes | No | CHINO_6_CIMGEN | O.L.S. ENERGY COMPANY- CHINO-MENS INST. | 31.6 | SCE | Southern California Edison Company | NATURAL GAS | COMBUSTION TURBINE | COGENERATION | SP15 | SCE1 | 1987-12-24 |  | 27.6 | A |  | 8.8451
82800 | Participating Unit | No | Yes | HIDSRT_2_UNITS | HIGH DESERT POWER PROJECT (AGGREGATE) | 830 | SCE | High Desert Power, LLC | NATURAL GAS | COMBINED CYCLE | THERMAL | SP15 | SCE1 | 2003-04-21 |  | 854.9 | A |  | 8.6827
38900 | Participating Unit | Yes | Yes | CENTER_2_QF | CENTER AREA LUMPED UNITS | 31 | SCE | COGENERATION | NATURAL GAS |  | COGENERATION | SP15 | SCE1 | 1987-01-01 |  | 31.01 | A |  | 8.51
66400 | Participating Unit | Yes | Yes | SBERDO_2_QF | SAN BERNARDINO AREA LUMPED UNITS | 10.6 | SCE | VARIOUS | NATURAL GAS |  | COGENERATION | SP15 | SCE1 | 1989-01-01 |  | 11.85 | A |  | 8.51
58300 | Participating Unit | Yes | Yes | MOORPK_6_QF | MOORE PARK AREA LUMPED UNITS | 34.8 | SCE | VARIOUS | NATURAL GAS |  | VARIOUS | SP15 | SCE1 | 1976-01-01 |  | 30.02 | A |  | 8.51
40000 | Participating Unit | Yes | Yes | CHEVMN_2_UNITS | Chevron CIC | 124.87 | SCE | Chevron USA, Inc. | NATURAL GAS | COMBINED CYCLE | COGENERATION | SP15 | SCE1 | 1987-12-29 |  | 170.7 | A |  | 8.026
128500 | Participating Unit | No | No | GILARV_2_PVWDYN | Gila River Dynamic Resource | 290.8 | SCE | Gila River Power, LLC | NATURAL GAS | COMBINED CYCLE | DYNAMIC SCHEDULED | SP15 | SCE1 |  |  | 2000 | C |  | 8.026
128400 | Participating Unit | No | No | GRIFFI_2_LSPDYN | Griffith Energy | 570 | SCE | EDF Trading North America, LLC | NATURAL GAS | COMBINED CYCLE | DYNAMIC SCHEDULED | SP15 | SCE1 |  |  | 570 | C |  | 8.026
12200 | Participating Unit | Yes | Yes | GOLETA_6_GAVOTA | GAVIOTA OIL HEATING FACILITY | 9.9 | SCE | POINT ARGUELLO PIPELINE COMPANY | NATURAL GAS | COMBUSTION TURBINE | COGENERATION | SP15 | SCE1 | 1987-01-01 |  | 10.5 | A |  | 7.6304
74400 | Participating Unit | Yes | Yes | ARCOGN_2_UNITS | WATSON COGENERATION COMPANY | 416.6 | SCE | Watson Cogeneration Company | NATURAL GAS | COMBINED CYCLE | COGENERATION | SP15 | SCE1 | 1987-12-04 |  | 405.78 | A |  | 7.3988
105700 | Participating Unit | No | Yes | MRCHNT_2_PL1X3 | Desert Star Energy Center | 494.58 | SCE | Desert Start Energy Center | NATURAL GAS | COMBINED CYCLE | THERMAL | SP15 | SCE1 | 2012-06-18 |  | 506 | A |  | 7.2272
92400 | Participating Unit | No | Yes | SBERDO_2_PSP3 | MOUNTAINVIEW POWER PLANT POWER BLOCK 3 | 525 | SCE | Monutainview Power Company. LLC | NATURAL GAS | COMBINED CYCLE | THERMAL | SP15 | SCE1 | 2005-12-10 |  | 543 | A |  | 7.2172
92700 | Participating Unit | No | Yes | SBERDO_2_PSP4 | MOUNTAINVIEW POWER PLANT POWER BLOCK 4 | 525 | SCE | Mountainview Power Company | NATURAL GAS | COMBINED CYCLE | THERMAL | SP15 | SCE1 | 2006-01-19 |  | 543 | A |  | 7.2172
99000 | Participating Unit | No | No | INLDEM_5_UNIT 2 | Inland Empire Energy Center, L.L.C. Unit 2 | 366.32 | SCE | Inland Empire Energy Center, L.L.C. | NATURAL GAS | COMBINED CYCLE | THERMAL | SP15 | SCE1 | 2010-06-08 |  | 405 | A |  | 7.0098
97600 | Participating Unit | No | No | INLDEM_5_UNIT 1 | Inland Empire Energy Center, Unit 1 | 376.2 | SCE | Inland Empire Energy Center, LLC | NATURAL GAS | COMBINED CYCLE | THERMAL | SP15 | SCE1 | 2009-06-29 |  | 405 | A |  | 7.0098
113400 | Participating Unit | No | No | VISTA_2_FCELL | California State University, San Bernardino Fuel Cell | 1.4 | SCE | CSU, San Bernardino | AGRICULTURAL WASTE | FUEL CELL | THERMAL | SP15 | SCE1 | 2013-09-13 |  | 1.44 | A | 0.727
59800 | Participating Unit | Yes | No | SEARLS_7_ARGUS | SEARLES VALLEY MINERALS OPERATIONS, INC. (ARGUS) | 62.5 | SCE | Searles Valley Minerals Inc. | COAL | STEAM | COGENERATION | SP15 | SCE1 | 1983-04-01 |  | 62.5 | A
128100 | Participating Unit | No | No | INTMNT_3_ANAHEIM | Intermountain Power Project | 236 | SCE | City of Anaheim | COAL | STEAM | DYNAMIC SCHEDULED | SP15 | ANA1 |  |  | 236 | C
128200 | Participating Unit | No | No | INTMNT_3_PASADENA | Intermountain Power Project | 107 | SCE | City of Pasadena | COAL | STEAM | DYNAMIC SCHEDULED | SP15 | PAS1 |  |  | 108 | C
128300 | Participating Unit | No | No | INTMNT_3_RIVERSIDE | Intermountain Power Project | 137 | SCE | City of Riverside | COAL | STEAM | DYNAMIC SCHEDULED | SP15 | RVD1 |  |  | 137 | C
6700 | Participating Unit | Yes | Yes | SANITR_6_UNITS | Total Energy Facility of Joint Water Pollution Control Plant | 8 | SCE | County Sanitation District No. 2 of Los Angeles County | DIGESTER GAS | COMBINED CYCLE | BIOGAS | SP15 | SCE1 |  |  | 35.5 | A | 0.287
43100 | Participating Unit | Yes | Yes | NAVYII_2_UNITS | COSO POWER DEVELOPERS (NAVY II) (Aggregate) | 99 | SCE | Southern California Edison Company | GEOTHERMAL | STEAM | GEOTHERMAL | SP15 | SCE1 | 1989-12-23 |  | 67.5 | A
43000 | Participating Unit | Yes | Yes | CALGEN_1_UNITS | COSO FINANCE PARTNERS (NAVY I) (Aggregate) | 92.2 | SCE | Southern California Edison Company | GEOTHERMAL | STEAM | GEOTHERMAL | SP15 | SCE1 | 1987-07-13 |  | 92.2 | A
42900 | Participating Unit | No | Yes | BLM_2_UNITS | BLM Units 7, 8, and 9 | 72 | SCE | Coso Energy Developers | GEOTHERMAL | STEAM | GEOTHERMAL | SP15 | SCE1 | 1988-12-05 |  | 99.9 | A
37600 | Participating Unit | Yes | No | CONTRL_1_OXBOW | CAITHNESS DIXIE VALLEY, LLC | 64.7 | SCE | Southern California Edison Company | GEOTHERMAL | STEAM | GEOTHERMAL | SP15 | SCE1 | 1988-06-14 |  | 49.8 | A
42405 | Participating Unit | Yes | No | CONTRL_1_CASAD1 | Mammoth G1 | 10 | SCE | Mammoth Three LLC | GEOTHERMAL | STEAM | GEOTHERMAL | SP15 | SCE1 | 1984-11-26 |  | 10 | A
109000 | Participating Unit | No | No | CONTRL_1_CASAD3 | Mammoth G3 | 14 | SCE | Mammoth One LLC | GEOTHERMAL | STEAM | GEOTHERMAL | SP15 | SCE1 | 2013-04-01 |  | 15 | A
42400 | Participating Unit | Yes | Yes | CONTRL_1_QF | CONTROL AREA LUMPED UNITS | 31.4 | SCE | VARIOUS | GEOTHERMAL |  | VARIOUS | SP15 | SCE1 | 1982-01-01 |  | 37.84 | A
1700 | Participating Unit | Yes | No | HINSON_6_CARBGN | BP WILMINGTON CALCINER | 30 | SCE | Tesoro Refining and Marketing Company LLC | HEAT RECOVERY | STEAM | COGENERATION | SP15 | SCE1 | 1982-01-01 |  | 35.8 | A
106900 | Participating Unit | No | No | OLINDA_2_LNDFL2 | Brea Power II | 28.1 | SCE | Brea Power II LLC | LANDFILL GAS | COMBINED CYCLE | THERMAL | SP15 | SCE1 | 2012-11-01 |  | 28.1 | A | 0.69
99400 | Participating Unit | Yes | Yes | MOORPK_2_CALABS | Calabasas | 6.96 | SCE | County Sanitation District No.2 of Los Angeles County | LANDFILL GAS | COMBUSTION TURBINE | BIOGAS | SP15 | SCE1 | 2010-09-20 |  | 13.8 | A | 0.327
74001 | Participating Unit | Yes | No | WALNUT_7_WCOVCT | MM WEST COAST COVINA, LLC (BKK I) | 4.5 | SCE | MM WEST COAST COVINA, LLC (BKK I) - Formerly QF #1110 | LANDFILL GAS | COMBUSTION TURBINE | BIOMASS | SP15 | SCE1 | 1996-10-05 |  | 4.9 | A | 0.42
97900 | Participating Unit | Yes | No | SAUGUS_2_TOLAND | Toland Landfill gas to Energy Project | 1.57 | SCE | Ventura Regional Sanitation District | LANDFILL GAS | COMBUSTION TURBINE | BIOMASS | SP15 | SCE1 | 2009-08-25 |  | 2.8 | A
68004 | Participating Unit | Yes | No | SAUGUS_7_LOPEZ | MM LOPEZ ENERGY, LLC | 6.1 | SCE | MM Lopez Energy LLC (formerly QFID 1105) | LANDFILL GAS | INTERNAL COMBUSTION | BIOMASS | SP15 | SCE1 | 1999-01-05 |  | 6.1 | A | 0.871
57200 | Participating Unit | Yes | Yes | DAVIS_7_MNMETH | MM Yolo Power LLC | 4 | SCE | MM Yolo Power LLC | LANDFILL GAS | INTERNAL COMBUSTION | BIOMASS | SP15 | SCE1 | 1997-01-01 |  | 4.03 | A | 0.71
134600 | Participating Unit | No | Yes | SANTGO_2_LNDFL1 | Bowerman Power | 19.6 | SCE | Bowerman Power | LANDFILL GAS | RECIPROCATING ENGINE | BIOGAS | SP15 | SCE1 | 2016-04-27 |  | 20 | A
96100 | Participating Unit | Yes | Yes | RHONDO_6_PUENTE | Puente Hills Phase 2 | 4 | SCE | County Sanitation District No. 2 of Los Angeles County | LANDFILL GAS | RECIPROCATING ENGINE | BIOGAS | SP15 | SCE1 | 2007-12-07 |  | 35.5 | A
96200 | Participating Unit | Yes | No | OLINDA_7_LNDFIL | Olinda Landfill | 5.6 | SCE | Brea Power Partners, L.P. | LANDFILL GAS | RECIPROCATING ENGINE | BIOMASS | SP15 | SCE1 | 2002-05-01 |  | 5.63 | A
1800 | Participating Unit | Yes | No | VALLEY_7_BADLND | Badlands Landfill Gas to Energy Facility | 1.3 | SCE | Riverside County Waste Management Dept | LANDFILL GAS | RECIPROCATING ENGINE | BIOMASS | SP15 | SCE1 | 2001-08-07 |  | 1.2 | A
100200 | Participating Unit | Yes | No | SAUGUS_7_CHIQCN | Chiquita Canyon Landfill Generating Facility | 8 | SCE | Ameresco Chiquita Energy, LLC | LANDFILL GAS | RECIPROCATING ENGINE | BIOMASS | SP15 | SCE1 | 2010-11-23 |  | 9.2 | A
89900 | Participating Unit | No | Yes | VALLEY_7_UNITA1 | EL SOBRANTE LANDFILL GAS GENERATION | 3.74 | SCE | WM Energy Solutions | LANDFILL GAS | RECIPROCATING ENGINE | BIOMASS | SP15 | SCE1 | 2004-04-26 |  | 4.05 | A | 0.642
82900 | Participating Unit | No | Yes | ETIWND_7_MIDVLY | MID VALLEY LANDFILL PROJECT (AGGREGATE) | 2.1 | SCE | MN Mid Valley Genco, LLC | LANDFILL GAS | RECIPROCATING ENGINE | BIOMASS | SP15 | SCE1 | 2003-04-21 |  | 2.5 | A | 0.43
84200 | Participating Unit | No | Yes | CHINO_7_MILIKN | MILLIKEN LANDFILL PROJECT (AGGREGATE) | 1.9 | SCE | MN Milliken Genco, LLC | LANDFILL GAS | RECIPROCATING ENGINE | BIOMASS | SP15 | SCE1 | 2003-07-17 |  | 2.5 | A | 0.11
64504 | Participating Unit | Yes | No | RECTOR_7_TULARE | MM TULARE ENERGY, LLC | 1.6 | SCE | MM TULARE ENERGY, LLC (formerly QF #1103) | LANDFILL GAS | RECIPROCATING ENGINE | BIOMASS | SP15 | SCE1 | 1998-05-08 |  | 1.63 | A
89800 | Participating Unit | No | Yes | MOORPK_7_UNITA1 | SIMI VALLEY LANDFILL GAS GENERATION | 2.49 | SCE | WM Energy Solutions | LANDFILL GAS | RECIPROCATING ENGINE | BIOMASS | SP15 | SCE1 | 2004-05-02 |  | 2.7 | A
48403 | Participating Unit | Yes | No | GOLETA_6_TAJIGS | Tajiguas - Unit #1 | 3.1 | SCE | MM TAJIGUAS ENERGY, LLC | LANDFILL GAS | RECIPROCATING ENGINE | BIOMASS | SP15 | SCE1 | 2000-08-05 |  | 3.05 | A | 0.923
40900 | Participating Unit | Yes | No | HINSON_6_SERRGN | CITY OF LONG BEACH | 38.91 | SCE | Southern California Edison Company | LANDFILL GAS | STEAM | BIOMASS | SP15 | SCE1 | 1988-01-01 |  | 38.91 | A
6900 | Participating Unit | Yes | No | SANTGO_6_COYOTE | Coyote Canyon | 9.99 | SCE | Gas Recovery Systems, Inc. | LANDFILL GAS | STEAM | BIOMASS | SP15 | SCE1 | 1989-01-01 |  | 17.1 | A
74002 | Participating Unit | Yes | No | WALNUT_7_WCOVST | MM WEST COAST COVINA, LLC (BKK II) | 6.5 | SCE | MM WEST COAST COVINA, LLC (BKK II) - Formerly QF #1111 | LANDFILL GAS | STEAM | BIOMASS | SP15 | SCE1 | 1996-10-05 |  | 6.5 | A | 0.42
53100 | Participating Unit | Yes | No | WALNUT_6_HILLGEN | Puente Hills | 53.22 | SCE | County Sanitation District No. 2 of Los Angeles County | LANDFILL GAS | STEAM | BIOMASS | SP15 | SCE1 | 1986-01-01 |  | 50 | A
45500 | Participating Unit | Yes | Yes | ELLIS_2_QF | ELLIS AREA LUMPED UNITS | 18.51 | SCE | VARIOUS | LANDFILL GAS |  | BIOMASS | SP15 | SCE1 | 1993-01-01 |  | 28.24 | A
40700 | Participating Unit | Yes | Yes | CHINO_2_QF | CHINO AREA LUMPED UNITS | 21.8 | SCE | VARIOUS | LANDFILL GAS |  | VARIOUS | SP15 | SCE1 | 1987-01-01 |  | 21.8 | A
53400 | Participating Unit | Yes | Yes | LAGBEL_6_QF | LAGUNA BELLE AREA LUMPED UNITS | 17.5 | SCE | VARIOUS | LANDFILL GAS |  | VARIOUS | SP15 | SCE1 | 1993-01-01 |  | 17.41 | A
56500 | Participating Unit | Yes | Yes | MESAS_2_QF | MESA SOUTH AREA LUMPED UNITS | 2.9 | SCE | VARIOUS | LANDFILL GAS |  | VARIOUS | SP15 | SCE1 | 1983-01-01 |  | 2.9 | A
67500 | Participating Unit | Yes | Yes | SNCLRA_6_QF | SANTA CLARA AREA LUMPED UNITS | 12.9 | SCE | VARIOUS | LANDFILL GAS |  | VARIOUS | SP15 | SCE1 | 1987-01-01 |  | 11.16 | A | 0.749
130400 | Participating Unit | No | No | ELNIDS_2_DODPEV | Los Angeles Air Force Base | 0.5 | SCE | United States Air Force | LESR | BATTERY | STORAGE | SP15 | SCE1 | 2015-12-18 |  | 0.53 | A
132500 | Participating Unit | No | No | MONLTH_6_BATTRY | Tehachapi Storage Project | 8 | SCE | Southern California Edison | LESR | BATTERY | STORAGE | SP15 | SCE1 | 2016-04-08 |  | 32 | A
111000 | Participating Unit | No | No | DEVERS_1_SOLAR1 | SEPV8 | 12 | SCE | SEPV8, LLC | SUN | PHOTO VOLTAIC | SOLAR | NP15 | PGE3 | 2013-06-01 |  | 12 | A
132800 | Participating Unit | No | No | ETIWND_2_RTS026 | SPVP026 | 6 | SCE | Southern California Edison | SUN | PHOTO VOLTAIC | SOLAR | ZP26 | PGE4 | 2016-02-05 |  | 6 | A
127600 | Participating Unit | No | No | VICTOR_1_SOLAR4 | Adelanto Solar | 20 | SCE | Adelanto Solar, LLC | SUN | PHOTO VOLTAIC | SOLAR | SP15 | SCE1 | 2015-09-03 |  | 20 | A
125800 | Participating Unit | No | No | VICTOR_1_SOLAR3 | Adelanto Solar 2 | 7 | SCE | Adelanto Solar II, LLC | SUN | PHOTO VOLTAIC | SOLAR | SP15 | SCE1 | 2015-07-01 |  | 7 | A
125600 | Participating Unit | No | No | VICTOR_1_SOLAR2 | Alamo Solar | 20 | SCE | Alamo Solar, LLC | SUN | PHOTO VOLTAIC | SOLAR | SP15 | SCE1 | 2015-05-15 |  | 20 | A
107800 | Participating Unit | No | No | NEENCH_6_SOLAR | Alpine Solar | 66 | SCE | NRG Solar Alpine LLC | SUN | PHOTO VOLTAIC | SOLAR | SP15 | SCE1 | 2013-01-18 |  | 66 | A
136100 | Participating Unit | No | No | BIGSKY_2_SOLAR1 | Antelope Big Sky Ranch | 20 | SCE | Antelope Big Sky Ranch LLC | SUN | PHOTO VOLTAIC | SOLAR | SP15 | PAS1 | 2016-08-16 |  | 20 | A
108300 | Participating Unit | No | No | GLOW_6_SOLAR | Antelope Power Plant | 20 | SCE | TA-High Desert, LLC | SUN | PHOTO VOLTAIC | SOLAR | SP15 | SCE1 | 2013-03-25 |  | 20 | A
126500 | Participating Unit | No | No | VALLEY_5_SOLAR2 | AP North Lake Solar | 20 | SCE | SUNE DB APNL LLC | SUN | PHOTO VOLTAIC | SOLAR | SP15 | SCE1 | 2015-08-11 |  | 20 | A
108900 | Participating Unit | No | No | AVSOLR_2_SOLAR | AV Solar Ranch 1 | 241.5 | SCE | SCE | SUN | PHOTO VOLTAIC | SOLAR | SP15 | SCE1 | 2014-06-19 |  | 250 | A
138200 | Participating Unit | No | No | BIGSKY_2_SOLAR7 | Big Sky Solar 1 | 50 | SCE | Antelope DSR 1, LLC | SUN | PHOTO VOLTAIC | SOLAR | SP15 | SCE1 | 2016-12-15 |  | 50 | A
137700 | Participating Unit | No | No | BIGSKY_2_SOLAR5 | Big Sky Solar 2 | 5 | SCE | Antelope DSR 2, LLC | SUN | PHOTO VOLTAIC | SOLAR | SP15 | SCE1 | 2016-11-30 |  | 5 | A
137900 | Participating Unit | No | No | BIGSKY_2_SOLAR2 | Big Sky Solar 4 | 40 | SCE | Elevation Solar C LLC | SUN | PHOTO VOLTAIC | SOLAR | SP15 | SCE1 | 2016-12-03 |  | 40 | A
98200 | Participating Unit | No | No | BLYTHE_1_SOLAR1 | Blythe Solar 1 Project | 21 | SCE | NRG Solar Blythe LLC | SUN | PHOTO VOLTAIC | SOLAR | SP15 | SCE1 | 2009-12-18 |  | 21 | A
121300 | Participating Unit | No | No | CAMLOT_2_SOLAR1 | Camelot | 45 | SCE | RE Camelot LLC | SUN | PHOTO VOLTAIC | SOLAR | SP15 | SCE1 | 2014-12-11 |  | 45 | A
122000 | Participating Unit | No | No | CAMLOT_2_SOLAR2 | Camelot 2 | 15 | SCE | RE Columbia Two LLC | SUN | PHOTO VOLTAIC | SOLAR | SP15 | SCE1 | 2014-12-10 |  | 15 | A
114800 | Participating Unit | No | No | DEVERS_1_SOLAR | Cascade Solar | 18.5 | SCE | SunEdison | SUN | PHOTO VOLTAIC | SOLAR | SP15 | SCE1 | 2013-11-30 |  | 18.5 | A
107900 | Participating Unit | No | No | CATLNA_2_SOLAR | Catalina Solar - Phases 1 and 2 | 110 | SCE | Catalina Solar, LLC | SUN | PHOTO VOLTAIC | SOLAR | SP15 | SCE1 |  |  | 110 | A
127500 | Participating Unit | Yes | No | CATLNA_2_SOLAR2 | Catalina Solar 2 | 18 | SCE | Catalina Solar 2, LLC | SUN | PHOTO VOLTAIC | SOLAR | SP15 | SCE1 | 2015-07-22 |  | 20 | A
134700 | Participating Unit | No | No | PLAINV_6_SOLARC | Central Antelope Dry Ranch C | 20 | SCE | Central Antelope Dry Ranch C, LLC | SUN | PHOTO VOLTAIC | SOLAR | SP15 | SCE1 | 2016-05-06 |  | 20 | A
113900 | Participating Unit | No | No | ETIWND_2_CHMPNE | Champagne | 1 | SCE | California PV Energy, LLC | SUN | PHOTO VOLTAIC | SOLAR | SP15 | SCE1 | 2013-12-20 |  | 1 | A
98400 | Participating Unit | No | No | CHINO_2_SOLAR | Chino Roof Top Solar Project | 1 | SCE | SCE | SUN | PHOTO VOLTAIC | SOLAR | SP15 | SCE1 | 2009-12-01 |  | 1 | A
103200 | Participating Unit | No | No | COPMTN_2_CM10 | CM10 | 10 | SCE | Copper Mountain Solar 1, LLC | SUN | PHOTO VOLTAIC | SOLAR | SP15 | SCE1 | 2011-10-03 |  | 10 | A
101200 | Participating Unit | No | No | COPMTN_2_SOLAR1 | CM48 | 48 | SCE | Copper Mountain Solar 1, LLC | SUN | PHOTO VOLTAIC | SOLAR | SP15 | SCE1 | 2010-06-15 |  | 48 | A
105200 | Participating Unit | No | No | COPMT2_2_SOLAR2 | CMS2 | 155 | SCE | Copper Mountain Solar 2, LLC | SUN | PHOTO VOLTAIC | SOLAR | SP15 | SCE1 |  |  | 124 | A
114700 | Participating Unit | No | No | GLDTWN_6_COLUM3 | Columbia 3 | 10 | SCE | RE Columbia 3, LLC | SUN | PHOTO VOLTAIC | SOLAR | SP15 | SCE1 | 2013-12-10 |  | 10 | A
138000 | Participating Unit | No | No | COPMT4_2_SOLAR4 | Copper Mountain Solar 4 | 92 | SCE | Copper Mountain Solar 4, LLC | SUN | PHOTO VOLTAIC | SOLAR | SP15 | SCE1 | 2016-12-02 |  | 92 | A
132100 | Participating Unit | No | No | ETIWND_2_SOLAR1 | Dedeaux Ontario | 1 | SCE | SunEdison Utility Solutions, LLC | SUN | PHOTO VOLTAIC | SOLAR | SP15 | SCE1 | 2016-03-23 |  | 1 | A
131000 | Participating Unit | No | No | DSRTSL_2_SOLAR1 | Desert Stateline | 296.19 | SCE | Desert Stateline, LLC | SUN | PHOTO VOLTAIC | SOLAR | SP15 | SCE1 | 2016-08-30 |  | 299.99 | A
109900 | Participating Unit | No | No | DSRTSN_2_SOLAR2 | Desert Sunlight 250 | 250 | SCE | Desert Sunlight 250, LLC | SUN | PHOTO VOLTAIC | SOLAR | SP15 | SCE1 | 2014-12-05 |  | 250 | A
110300 | Participating Unit | No | No | DSRTSN_2_SOLAR1 | Desert Sunlight 300 | 300 | SCE | Desert Sunlight 300, LLC | SUN | PHOTO VOLTAIC | SOLAR | SP15 | SCE1 | 2014-12-05 |  | 300 | A
131900 | Participating Unit | No | No | DRACKR_2_SOLAR1 | Dracker Solar Unit 1 | 110 | SCE | Blythe Solar 110, LLC | SUN | PHOTO VOLTAIC | SOLAR | SP15 | SCE1 | 2016-05-02 |  | 110 | A
135800 | Participating Unit | No | No | DRACKR_2_SOLAR2 | Dracker Solar Unit 2 | 125 | SCE | Blythe Solar II, LLC | SUN | PHOTO VOLTAIC | SOLAR | SP15 | SCE1 | 2016-10-28 |  | 125 | A
120700 | Participating Unit | No | No | DELSUR_6_DRYFRB | Dry Farm Ranch B | 5 | SCE | FTS Master Tenant 1, LLC | SUN | PHOTO VOLTAIC | SOLAR | SP15 | SCE1 | 2014-11-21 |  | 5 | A
137600 | Participating Unit | No | No | ETIWND_2_SOLAR5 | Dulles | 2 | SCE | Golden Solar, LLC | SUN | PHOTO VOLTAIC | SOLAR | SP15 | SCE1 | 2016-11-17 |  | 2 | A
118000 | Participating Unit | No | No | VICTOR_1_EXSLRA | Expressway Solar A | 2 | SCE | FTS Master Tenant 1, LLC | SUN | PHOTO VOLTAIC | SOLAR | SP15 | SCE1 | 2014-05-07 |  | 2 | A
118100 | Participating Unit | No | No | VICTOR_1_EXSLRB | Expressway Solar B | 2 | SCE | FTS Master Tenant 1, LLC | SUN | PHOTO VOLTAIC | SOLAR | SP15 | SCE1 | 2014-05-07 |  | 2 | A
136300 | Participating Unit | No | No | GARLND_2_GASLRA | Garland A | 20 | SCE | RE GARLAND A LLC | SUN | PHOTO VOLTAIC | SOLAR | SP15 | SCE1 | 2016-09-23 |  | 20 | A
137100 | Participating Unit | No | No | GARLND_2_GASLR | Garland B | 180 | SCE | RE GARLAND LLC | SUN | PHOTO VOLTAIC | SOLAR | SP15 | SCE1 | 2016-10-27 |  | 180 | A
121500 | Participating Unit | No | No | GARNET_1_SOLAR2 | Garnet Solar Power Generation Station 1 | 4 | SCE | Garnet Solar Power Generation Station 1, LLC | SUN | PHOTO VOLTAIC | SOLAR | SP15 | SCE1 | 2014-12-23 |  | 4 | A
133000 | Participating Unit | No | No | LITLRK_6_SEPV01 | Gestamp Solar 1 | 2 | SCE | SEPV1, LLC | SUN | PHOTO VOLTAIC | SOLAR | SP15 | SCE1 | 2012-05-08 |  | 2 | A
104100 | Participating Unit | No | No | DELAMO_2_SOLRD | Golden Solar Building D | 1.25 | SCE | Golden Springs Development Company LLC | SUN | PHOTO VOLTAIC | SOLAR | SP15 | SCE1 | 2012-04-02 |  | 1.4 | A
103800 | Participating Unit | No | No | DELAMO_2_SOLRC1 | Golden Springs Building C1 | 1.16 | SCE | Spartech Plastics | SUN | PHOTO VOLTAIC | SOLAR | SP15 | SCE1 | 2012-02-10 |  | 1.17 | A
131100 | Participating Unit | No | No | DELAMO_2_SOLAR1 | Golden Springs Building H | 1.5 | SCE | Golden Springs Development Co. LLC | SUN | PHOTO VOLTAIC | SOLAR | SP15 | SCE1 | 2015-04-22 |  | 1.5 | A
131200 | Participating Unit | No | No | DELAMO_2_SOLAR2 | Golden Springs Building M | 1.75 | SCE | Golden Springs Development Co. LLC | SUN | PHOTO VOLTAIC | SOLAR | SP15 | SCE1 | 2015-04-01 |  | 1.75 | A
120000 | Participating Unit | No | No | VICTOR_1_SLRHES | Hesperia | 1.5 | SCE | SunEdison | SUN | PHOTO VOLTAIC | SOLAR | SP15 | SCE1 | 2014-08-08 |  | 1.5 | A
104200 | Participating Unit | No | No | WALNUT_2_SOLAR | Industry MetroLink PV1 | 1.5 | SCE | City of Industry | SUN | PHOTO VOLTAIC | SOLAR | SP15 | SCE1 | 2012-04-03 |  | 1.75 | A
114000 | Participating Unit | No | No | CHINO_2_JURUPA | Jurupa | 1.5 | SCE | California PV Energy, LLC | SUN | PHOTO VOLTAIC | SOLAR | SP15 | SCE1 | 2013-12-20 |  | 1.5 | A
134800 | Participating Unit | No | No | KNGBRD_2_SOLAR1 | Kingbird Solar A | 20 | SCE | Kingbird Solar A, LLC | SUN | PHOTO VOLTAIC | SOLAR | SP15 | SCE1 | 2016-04-30 |  | 20 | A
134900 | Participating Unit | No | No | KNGBRD_2_SOLAR2 | Kingbird Solar B | 20 | SCE | Kingbird Solar B, LLC | SUN | PHOTO VOLTAIC | SOLAR | SP15 | SCE1 | 2016-04-30 |  | 20 | A
125300 | Participating Unit | No | No | PADUA_2_SOLAR1 | Kona Solar - Rancho DC #1 | 1.75 | SCE | Kona Solar, LLC | SUN | PHOTO VOLTAIC | SOLAR | SP15 | SCE1 | 2015-06-02 |  |  | A
133700 | Participating Unit | No | No | LNCSTR_6_CREST | Lanacaster Aggregate Solar Resources | 5.5 | SCE | Southern California Edison Company | SUN | PHOTO VOLTAIC | SOLAR | SP15 | SCE1 | 2015-09-09 |  | 5.5 | A
122400 | Participating Unit | No | No | LITLRK_6_SOLAR1 | Little Rock C | 5 | SCE | Lancaster Little Rock C, LLC | SUN | PHOTO VOLTAIC | SOLAR | SP15 | SCE1 | 2015-01-17 |  | 5 | A
132300 | Participating Unit | No | No | LITLRK_6_SOLAR4 | Little Rock Pham Solar | 3 | SCE | West Hills Construction, Inc. | SUN | PHOTO VOLTAIC | SOLAR | SP15 | SCE1 | 2016-03-22 |  | 3 | A
120400 | Participating Unit | No | No | VICTOR_1_LVSLR1 | Lone Valley Solar Park 1 | 10 | SCE | Lone Valley Solar Park I LLC | SUN | PHOTO VOLTAIC | SOLAR | SP15 | SCE1 | 2014-11-19 |  | 10 | A
120800 | Participating Unit | No | No | VICTOR_1_LVSLR2 | Lone Valley Solar Park 2 | 20 | SCE | Lone Valley Solar Park II LLC | SUN | PHOTO VOLTAIC | SOLAR | SP15 | SCE1 | 2014-11-22 |  | 20 | A
138500 | Participating Unit | No | No | TORTLA_1_SOLAR | Longboat Solar | 20 | SCE | Longboat Solar, LLC | SUN | PHOTO VOLTAIC | SOLAR | SP15 | SCE1 | 2016-12-16 |  | 20 | A
126700 | Participating Unit | No | No | BLKCRK_2_SOLAR1 | McCoy Station | 250 | SCE | McCoy Solar, LLC | SUN | PHOTO VOLTAIC | SOLAR | SP15 | SCE1 | 2016-06-14 |  | 250 | A
124000 | Participating Unit | No | No | VALLEY_5_SOLAR1 | Meridian | 1.49 | SCE | Kona Solar, LLC | SUN | PHOTO VOLTAIC | SOLAR | SP15 | SCE1 | 2015-04-13 |  | 1.49 | A
115000 | Participating Unit | No | No | MSOLAR_2_SOLAR1 | Mesquite Solar 1 | 165 | SCE | Mesquite Solar 1, LLC | SUN | PHOTO VOLTAIC | SOLAR | SP15 | SCE1 | 2014-01-01 |  | 165 | A
135600 | Participating Unit | No | No | MOJAVW_2_SOLAR | Mojave West | 20 | SCE | SEPV Mojave West, LLC | SUN | PHOTO VOLTAIC | SOLAR | SP15 | SCE1 | 2016-06-15 |  | 20 | A
131300 | Participating Unit | No | No | OASIS_6_SOLAR1 | Morgan Lancaster I | 1.5 | SCE | WGL Energy Systems Inc | SUN | PHOTO VOLTAIC | SOLAR | SP15 | SCE1 | 2015-12-09 |  | 1.5 | A
114200 | Participating Unit | No | No | CHINO_2_SASOLR | Nautilus Solar Energy | 1.5 | SCE | SS San Antonio West LLC | SUN | PHOTO VOLTAIC | SOLAR | SP15 | SCE1 | 2013-12-20 |  | 1.5 | A
136500 | Participating Unit | No | No | VESTAL_2_SOLAR1 | NICOLIS | 20 | SCE | Nicolis, LLC | SUN | PHOTO VOLTAIC | SOLAR | SP15 | SCE1 | 2016-09-15 |  | 20 | A
104300 | Participating Unit | No | No | BUCKWD_1_NPALM1 | North Palm Springs 1 | 2.4 | SCE | North palm Springs Investments | SUN | PHOTO VOLTAIC | SOLAR | SP15 | SCE1 | 2012-04-02 |  | 2.5 | A
111800 | Participating Unit | No | No | GARNET_1_SOLAR | North Palm Springs 4A | 4 | SCE | North Palm Springs Investments LLC | SUN | PHOTO VOLTAIC | SOLAR | SP15 | SCE1 | 2012-11-02 |  | 4.12 | A
131800 | Participating Unit | No | No | OASIS_6_SOLAR2 | Oasis Solar | 20 | SCE | NRG Solar Oasis LLC | SUN | PHOTO VOLTAIC | SOLAR | SP15 | SCE1 | 2016-01-19 |  | 27.8 | A
102100 | Participating Unit | No | No | MIRLOM_2_ONTARO | Ontario RT Solar | 5.5 | SCE | Southern California Edison (SCE) | SUN | PHOTO VOLTAIC | SOLAR | SP15 | SCE1 | 2011-08-25 |  | 5.5 | A
130800 | Participating Unit | Yes | No | LITLRK_6_SOLAR2 | Palmdale 18 | 2 | SCE | SEPV18, LLC | SUN | PHOTO VOLTAIC | SOLAR | SP15 | SCE1 | 2016-01-13 |  | 2 | A
126300 | Participating Unit | No | No | PMDLET_6_SOLAR1 | Palmdale East | 10 | SCE | SEPV Palmdale East, LLC | SUN | PHOTO VOLTAIC | SOLAR | SP15 | SCE1 | 2015-07-31 |  | 10 | A
129700 | Participating Unit | No | No | CENTER_2_SOLAR1 | Pico Rivera | 0.9 | SCE | SunEdison Utility Solutions, LLC | SUN | PHOTO VOLTAIC | SOLAR | SP15 | SCE1 | 2015-11-20 |  | 0.9 | A
122300 | Participating Unit | No | No | PMPJCK_1_SOLAR1 | Pumpjack Solar 1 | 19.48 | SCE | Pumpjack Solar 1, LLC | SUN | PHOTO VOLTAIC | SOLAR | SP15 | SCE1 | 2015-01-27 |  | 20 | A
129400 | Participating Unit | No | No | LAMONT_1_SOLAR5 | Redcrest Solar Farm | 16.66 | SCE | 67RK 8me, LLC | SUN | PHOTO VOLTAIC | SOLAR | SP15 | SCE1 | 2015-10-30 |  | 20.86 | A
100800 | Participating Unit | No | No | VISTA_2_RIALTO | Rialto Roof Top Solar Project | 1 | SCE | SCE | SUN | PHOTO VOLTAIC | SOLAR | SP15 | SCE1 | 2011-03-01 |  | 1 | A
110700 | Participating Unit | No | No | GLDTWN_6_SOLAR | Rio Grande | 5 | SCE | RE Rio Grande, LLC | SUN | PHOTO VOLTAIC | SOLAR | SP15 | SCE1 | 2013-11-18 |  | 5 | A
136700 | Participating Unit | No | No | ETIWND_2_SOLAR2 | Rochester | 1 | SCE | Sestina Solar II, LLC | SUN | PHOTO VOLTAIC | SOLAR | SP15 | SCE1 | 2016-09-06 |  | 1 | A
114500 | Participating Unit | No | No | RSMSLR_6_SOLAR1 | Rosamond One | 20 | SCE | RE Rosamond One, LLC | SUN | PHOTO VOLTAIC | SOLAR | SP15 | SCE1 | 2013-12-20 |  | 20 | A
114600 | Participating Unit | No | No | RSMSLR_6_SOLAR2 | Rosamond Two | 20 | SCE | RE Rosamond Two, LLC | SUN | PHOTO VOLTAIC | SOLAR | SP15 | SCE1 | 2013-12-20 |  | 20 | A
133500 | Participating Unit | No | No | DEVERS_1_SEPV05 | SEPV 5 | 2 | SCE | SEPV2, LLC | SUN | PHOTO VOLTAIC | SOLAR | SP15 | SCE1 | 2012-05-10 |  | 2 | A
111100 | Participating Unit | No | No | DEVERS_1_SOLAR2 | SEPV9 | 9 | SCE | SEPV9, LLC | SUN | PHOTO VOLTAIC | SOLAR | SP15 | SCE1 | 2013-06-01 |  | 9 | A
129800 | Participating Unit | No | No | PLAINV_6_SOLAR3 | Sierra Solar Greenworks LLC | 20 | SCE | Sierra Solar Greenworks LLC | SUN | PHOTO VOLTAIC | SOLAR | SP15 | SCE1 | 2015-11-30 |  | 20 | A
129500 | Participating Unit | No | No | PRIMM_2_SOLAR1 | Silver State South | 250 | SCE | Silver State Solar Power South, LLC | SUN | PHOTO VOLTAIC | SOLAR | SP15 | SCE1 | 2016-08-23 |  | 250 | A
117800 | Participating Unit | No | No | SLSTR1_2_SOLAR1 | Solar Star 1 | 310 | SCE | Solar Star California XIX, LLC | SUN | PHOTO VOLTAIC | SOLAR | SP15 | SCE1 | 2015-06-25 |  |  | A
117900 | Participating Unit | No | No | SLSTR2_2_SOLAR2 | Solar Star 2 | 276 | SCE | Solar Star California XX, LLC | SUN | PHOTO VOLTAIC | SOLAR | SP15 | SCE1 | 2015-06-19 |  | 276 | A
138300 | Participating Unit | No | No | BIGSKY_2_SOLAR6 | Solverde 1 | 85 | SCE | Solverde 1, LLC | SUN | PHOTO VOLTAIC | SOLAR | SP15 | SCE1 | 2016-12-17 |  | 85 | A
105800 | Participating Unit | No | No | SBERDO_2_RTS005 | SPVP005 Redlands RT Solar | 2.5 | SCE | Southern California Edison | SUN | PHOTO VOLTAIC | SOLAR | SP15 | SCE1 | 2012-11-24 |  | 2.5 | A
105900 | Participating Unit | No | No | SBERDO_2_RTS007 | SPVP007 Redlands RT Solar | 2.5 | SCE | Southern California Edison | SUN | PHOTO VOLTAIC | SOLAR | SP15 | SCE1 | 2012-11-24 |  | 2.5 | A
111700 | Participating Unit | No | No | ETIWND_2_RTS010 | SPVP010 Fontana RT Solar | 1.5 | SCE | Southern California Edison | SUN | PHOTO VOLTAIC | SOLAR | SP15 | SCE1 | 2013-01-08 |  | 1.5 | A
133900 | Participating Unit | No | No | SBERDO_2_RTS011 | SPVP011 | 3.5 | SCE | Southern California Edison | SUN | PHOTO VOLTAIC | SOLAR | SP15 | SCE1 | 2013-06-17 |  | 3.5 | A
134000 | Participating Unit | No | No | SBERDO_2_RTS013 | SPVP013 | 3.5 | SCE | Southern California Edison | SUN | PHOTO VOLTAIC | SOLAR | SP15 | SCE1 | 2013-06-11 |  | 3.5 | A
112700 | Participating Unit | No | No | ETIWND_2_RTS015 | SPVP015 Fontana RT Solar | 3 | SCE | Southern California Edison | SUN | PHOTO VOLTAIC | SOLAR | SP15 | SCE1 | 2013-01-15 |  | 3 | A
134100 | Participating Unit | No | No | SBERDO_2_RTS016 | SPVP016 Redlands RT Solar | 1.5 | SCE | Southern California Edison | SUN | PHOTO VOLTAIC | SOLAR | SP15 | SCE1 | 2011-08-02 |  | 1.5 | A
133600 | Participating Unit | No | No | ETIWND_2_RTS017 | SPVP017 | 3.5 | SCE | Southern California Edison | SUN | PHOTO VOLTAIC | SOLAR | SP15 | SCE1 | 2013-06-17 |  | 3.5 | A
106000 | Participating Unit | No | No | ETIWND_2_RTS018 | SPVP018 Fontana RT Solar | 1.5 | SCE | Southern California Edison | SUN | PHOTO VOLTAIC | SOLAR | SP15 | SCE1 | 2012-11-24 |  | 1.5 | A
102200 | Participating Unit | No | No | SBERDO_2_REDLND | SPVP022 Redlands RT Solar | 2 | SCE | Southern California Edison | SUN | PHOTO VOLTAIC | SOLAR | SP15 | SCE1 | 2011-03-23 |  | 2.5 | A
112800 | Participating Unit | No | No | ETIWND_2_RTS023 | SPVP023 Fontana RT Solar | 2.5 | SCE | Southern California Edison | SUN | PHOTO VOLTAIC | SOLAR | SP15 | SCE1 | 2013-01-16 |  | 2.5 | A
132900 | Participating Unit | No | No | ETIWND_2_RTS027 | SPVP027 | 2 | SCE | Southern California Edison | SUN | PHOTO VOLTAIC | SOLAR | SP15 | SCE1 | 2013-06-17 |  | 2 | A
133200 | Participating Unit | No | No | VISTA_2_RTS028 | SPVP028 | 3.5 | SCE | Southern California Edison | SUN | PHOTO VOLTAIC | SOLAR | SP15 | SCE1 | 2013-08-08 |  | 3.5 | A
133800 | Participating Unit | No | No | MIRLOM_2_RTS032 | SPVP032 | 1.5 | SCE | Southern California Edison | SUN | PHOTO VOLTAIC | SOLAR | SP15 | SCE1 | 2013-06-17 |  | 1.5 | A
133100 | Participating Unit | No | No | MIRLOM_2_RTS033 | SPVP033 | 1 | SCE | Southern California Edison | SUN | PHOTO VOLTAIC | SOLAR | SP15 | SCE1 | 2013-08-05 |  | 1 | A
106100 | Participating Unit | No | No | VESTAL_2_RTS042 | SPVP042 Porterville Solar | 5 | SCE | Southern California Edison | SUN | PHOTO VOLTAIC | SOLAR | SP15 | SCE1 | 2012-11-24 |  | 5 | A
117500 | Participating Unit | No | No | VALLEY_5_RTS044 | SPVP044 | 8 | SCE | Southern California Edison | SUN | PHOTO VOLTAIC | SOLAR | SP15 | SCE1 | 2012-12-30 |  | 8 | A
123200 | Participating Unit | No | No | SBERDO_2_RTS048 | SPVP048 | 5 | SCE | Southern California Edison Company | SUN | PHOTO VOLTAIC | SOLAR | SP15 | SCE1 | 2013-09-01 |  | 5 | A
124800 | Participating Unit | No | No | DELSUR_6_SOLAR1 | Summer Solar North | 6.5 | SCE | FTS Master Tenant 1, LLC | SUN | PHOTO VOLTAIC | SOLAR | SP15 | SCE1 | 2015-06-03 |  | 6.5 | A
109100 | Participating Unit | No | No | CORONS_2_SOLAR | SunEdison - Corona | 0.99 | SCE | SCE | SUN | PHOTO VOLTAIC | SOLAR | SP15 | SCE1 | 2013-04-24 |  | 1 | A
126800 | Participating Unit | No | No | RVSIDE_6_SOLAR1 | Tequesquite Landfill Solar Project | 7.5 | SCE | Solar Star California XXXI, LLC | SUN | PHOTO VOLTAIC | SOLAR | SP15 | SCE1 | 2015-09-09 |  | 7.5 | A
123900 | Participating Unit | No | No | CHINO_2_SOLAR2 | Terra Francesca | 1.49 | SCE | Kona Solar, LLC | SUN | PHOTO VOLTAIC | SOLAR | SP15 | SCE1 | 2015-04-13 |  | 1.49 | A
136600 | Participating Unit | No | No | VESTAL_2_SOLAR2 | TROPICO | 14 | SCE | Tropico, LLC | SUN | PHOTO VOLTAIC | SOLAR | SP15 | SCE1 | 2016-09-14 |  | 14 | A
125500 | Participating Unit | No | No | VICTOR_1_VDRYFA | Victor Dry Farm Ranch A | 5 | SCE | Victor Dry Farm Ranch A LLC | SUN | PHOTO VOLTAIC | SOLAR | SP15 | SCE1 | 2015-06-12 |  | 5 | A
127100 | Participating Unit | No | No | VICTOR_1_VDRYFB | Victor Dry Farm Ranch B | 5 | SCE | Victor Dry Farm Ranch B LLC | SUN | PHOTO VOLTAIC | SOLAR | SP15 | SCE1 | 2015-06-12 |  | 5 | A
116000 | Participating Unit | No | No | VICTOR_1_SOLAR1 | Victor Phelan Solar One | 17.5 | SCE | RE Victor Phelan Solar One LLC | SUN | PHOTO VOLTAIC | SOLAR | SP15 | SCE1 | 2013-11-18 |  | 17.5 | A
120500 | Participating Unit | No | No | ACACIA_6_SOLAR | West Antelope Solar | 20 | SCE | TA-ACACIA, LLC | SUN | PHOTO VOLTAIC | SOLAR | SP15 | PGE3 | 2014-11-13 |  | 20 | A
120200 | Participating Unit | No | No | PLAINV_6_BSOLAR | Western Antelope Blue Sky Ranch A | 20 | SCE | Western Antelope Blue Sky Ranch A LLC | SUN | PHOTO VOLTAIC | SOLAR | SP15 | SCE1 | 2014-11-07 |  | 20 | A
137800 | Participating Unit | No | No | BIGSKY_2_SOLAR4 | Western Antelope Blue Sky Ranch B | 20 | SCE | Western Antelope Blue Sky Ranch B LLC | SUN | PHOTO VOLTAIC | SOLAR | SP15 | SCE1 | 2016-12-03 |  | 20 | A
137500 | Participating Unit | No | No | PLAINV_6_DSOLAR | Western Antelope Dry Ranch | 10 | SCE | Western Antelope Dry Ranch LLC | SUN | PHOTO VOLTAIC | SOLAR | SP15 | SCE1 | 2016-12-01 |  | 10 | A
120900 | Participating Unit | No | Yes | SANDLT_2_SUNITS | Mojave Solar | 275 | SCE | Mojave Solar Inc. | SUN | STEAM | SOLAR | NP15 | SCE1 | 2014-12-04 |  | 311.1 | A
110600 | Participating Unit | No | Yes | GENESI_2_STG | Genesis Station | 250 | SCE | Genesis Solar, LLC | SUN | STEAM | SOLAR | SP15 | SCE1 | 2013-11-27 |  | 250 | A
115200 | Participating Unit | No | No | IVANPA_1_UNIT1 | Ivanpah 1 | 123.2 | SCE | Solar Partners II, LLC | SUN | STEAM | SOLAR | SP15 | SCE1 | 2013-12-30 |  | 126 | A
115100 | Participating Unit | No | No | IVANPA_1_UNIT2 | Ivanpah 2 | 133 | SCE | Solar Partners 1, LLC | SUN | STEAM | SOLAR | SP15 | SCE1 | 2013-12-30 |  | 133 | A
115300 | Participating Unit | No | No | IVANPA_1_UNIT3 | Ivanpah 3 | 133 | SCE | Solar Partners VIII, LLC | SUN | STEAM | SOLAR | SP15 | SCE1 | 2013-12-30 |  | 133 | A
54100 | Participating Unit | Yes | Yes | KRAMER_1_SEGS37 | LUZ SOLAR PARTNERS 3-7 AGGREGATE | 175 | SCE | VARIOUS | SUN | STEAM | SOLAR | SP15 | SCE1 | 1986-01-01 |  | 150 | A
54200 | Participating Unit | Yes | Yes | KRAMER_2_SEGS89 | LUZ SOLAR PARTNERS 8-9 AGGREGATE | 184 | SCE | VARIOUS | SUN | STEAM | SOLAR | SP15 | SCE1 | 1986-01-01 |  | 160 | A
84900 | Participating Unit | No | No | RAMON_2_SCEDYN | IID Mirage Dynamic Schedule | 414.4 | SCE | Imperial Irrigation District DTBAOA | VARIOUS | VARIOUS | DYNAMIC SCHEDULED | SP15 | IID |  |  | 451.6 | C
48400 | Participating Unit | Yes | Yes | GOLETA_2_QF | GOLETA AREA LUMPED UNITS | 0.4 | SCE | VARIOUS | VARIOUS | VARIOUS | VARIOUS | SP15 | SCE1 | 1986-01-01 |  | 0.33 | A
128600 | Participating Unit | No | No | SCEHOV_2_HOOVER | Hoover Dam | 525 | SCE | WAPA-Desert Southwest Region | WATER | HYDRO | DYNAMIC SCHEDULED | SP15 | SCE1 |  | Colorado River | 357 | C
1300 | Participating Unit | No | No | ALAMO_6_UNIT | Alamo R (CDWR) | 17 | SCE | CDWR | WATER | HYDRO | HYDRO | SP15 | SCE1 | 1986-01-01 |  | 18 | A
2800 | Participating Unit | No | No | BIGCRK_7_DAM7 | Big Creek Dam 7 FWG | 0.3 | SCE | SCE | WATER | HYDRO | HYDRO | SP15 | SCE1 | 1986-01-01 |  | 0.3 | A
2900 | Participating Unit | No | Yes | BIGCRK_2_EXESWD | BIG CREEK HYDRO PROJECT PSP | 820 | SCE | SCE | WATER | HYDRO | HYDRO | SP15 | SCE1 | 1913-01-01 |  | 820 | A
3100 | Participating Unit | No | Yes | BISHOP_1_ALAMO | BISHOP CREEK PLANTS 2, 5 & 6 (AGGREGATE) | 13.4 | SCE | SCE | WATER | HYDRO | HYDRO | SP15 | SCE1 | 1908-01-01 |  | 14.18 | A
3200 | Participating Unit | No | Yes | BISHOP_1_UNITS | BISHOP CREEK PLANTS 3 & 4 (AGGREGATE) | 15.8 | SCE | SCE | WATER | HYDRO | HYDRO | SP15 | SCE1 | 1905-01-01 |  | 15.9 | A
3500 | Participating Unit | No | Yes | MONLTH_6_BOREL | BOREL HYDRO PLANT (AGGREGATE) | 11 | SCE | SCE | WATER | HYDRO | HYDRO | SP15 | SCE1 | 1904-01-01 |  | 12 | A
7700 | Participating Unit | No | Yes | DVLCYN_1_UNITS | DEVIL CANYON (AGGREGATE) | 236.8 | SCE | CDWR | WATER | HYDRO | HYDRO | SP15 | SCE1 | 1972-01-01 |  | 280 | A
45800 | Participating Unit | Yes | Yes | ETIWND_2_QF | ETIWANDA AREA LUMPED UNITS | 37.22 | SCE | VARIOUS | WATER | HYDRO | HYDRO | SP15 | SCE1 | 1985-09-01 |  | 37.22 | A
11100 | Participating Unit | No | No | ETIWND_6_MWDETI | ETIWANDA HYDRO RECOVERY PLANT | 24 | SCE | Metropolitan Water District | WATER | HYDRO | HYDRO | SP15 | SCE1 | 1994-01-01 |  | 23.9 | A
11300 | Participating Unit | No | Yes | ETIWND_2_FONTNA | FONTANA/LYTLE CREEK HYDRO (AGGREGATE) | 2.56 | SCE | SCE | WATER | HYDRO | HYDRO | SP15 | SCE1 | 1904-01-01 |  | 3.45 | A
58701 | Participating Unit | No | Yes | SAUGUS_6_MWDFTH | FOOTHILL HYDROELECTRIC RECOVERY PLANT | 9.1 | SCE | The Metropolitan Water District of Southern California | WATER | HYDRO | HYDRO | SP15 | SCE1 | 1981-01-01 |  | 9.1 | A
17700 | Participating Unit | No | Yes | RECTOR_2_KAWEAH | KAWEAH HYDRO PROJECT (AGGREGATE) | 6.55 | SCE | SCE | WATER | HYDRO | HYDRO | SP15 | SCE1 | 1913-01-01 |  | 6.6 | A
17800 | Participating Unit | No | No | RECTOR_2_KAWH 1 | Kaweah PH 1 Unit 1 | 2.25 | SCE | SCE | WATER | HYDRO | HYDRO | SP15 | SCE1 | 1929-01-01 |  | 2.25 | A
18800 | Participating Unit | No | Yes | KERRGN_1_UNIT 1 | KERN RIVER PH 1 (AGGREGATE) | 25.6 | SCE | SCE | WATER | HYDRO | HYDRO | SP15 | SCE1 | 1907-01-01 |  | 25.6 | A
18900 | Participating Unit | No | Yes | VESTAL_2_KERN | KERN RIVER PH 3 (AGGREGATE) | 36.8 | SCE | SCE | WATER | HYDRO | HYDRO | SP15 | SCE1 | 1907-01-01 |  | 36.8 | A
58703 | Participating Unit | No | No | MIRLOM_7_MWDLKM | LAKE MATHEWS HYDRO RECOVERY PLANT | 5 | SCE | Metropolitan Water District | WATER | HYDRO | HYDRO | SP15 | SCE1 | 1980-01-01 |  | 4.9 | A
20300 | Participating Unit | No | Yes | CONTRL_1_LUNDY | LUNDY HYDRO PLANT (AGGREGATE) | 3 | SCE | SCE | WATER | HYDRO | HYDRO | SP15 | SCE1 | 1911-01-01 |  | 3 | A
20500 | Participating Unit | No | No | BIGCRK_7_MAMRES | Mammoth Pool Reservoir FWG | 1.25 | SCE | SCE | WATER | HYDRO | HYDRO | SP15 | SCE1 |  |  | 0.94 | A
21500 | Participating Unit | No | Yes | SBERDO_6_MILLCK | MILL CREEK HYDRO PROJECT (AGGREGATE) | 3.93 | SCE | SCE | WATER | HYDRO | HYDRO | SP15 | SCE1 |  |  | 3.61 | A
21900 | Participating Unit | No | Yes | MOJAVE_1_SIPHON | MOJAVE SIPHON PH (AGGREGATE) | 12.58 | SCE | CDWR | WATER | HYDRO | HYDRO | SP15 | SCE1 | 1996-01-01 |  | 34.5 | A
40704 | Participating Unit | No | No | MIRLOM_2_CORONA | MWD Corona Hydroelectric Recovery Plant | 2.85 | SCE | MWD | WATER | HYDRO | HYDRO | SP15 | SCE1 | 1987-01-01 |  | 2.85 | A
61603 | Participating Unit | No | No | OLINDA_2_COYCRK | MWD Coyote Creek Hydroelectric Recovery Plant | 3.13 | SCE | MWD | WATER | HYDRO | HYDRO | SP15 | SCE1 | 1979-02-21 |  | 3.13 | A
73204 | Participating Unit | No | No | VALLEY_5_PERRIS | MWD Perris Hydroelectric Recovery Plant | 7.94 | SCE | MWD | WATER | HYDRO | HYDRO | SP15 | SCE1 | 1983-01-01 |  | 7.94 | A
73205 | Participating Unit | No | No | VALLEY_5_REDMTN | MWD Red Mountain Hydroelectric Recovery Plant | 5.9 | SCE | MWD | WATER | HYDRO | HYDRO | SP15 | SCE1 | 1985-01-01 |  | 5.9 | A
56504 | Participating Unit | No | No | CENTER_2_RHONDO | MWD Rio Hondo Hydroelectric Recovery Plant | 1.91 | SCE | MWD | WATER | HYDRO | HYDRO | SP15 | SCE1 | 1984-01-01 |  | 1.91 | A
40705 | Participating Unit | No | No | MIRLOM_2_TEMESC | MWD Temescal Hydroelectric Recovery Plant | 2.85 | SCE | MWD | WATER | HYDRO | HYDRO | SP15 | SCE1 | 1987-01-01 |  | 2.85 | A
61604 | Participating Unit | No | No | VILLPK_2_VALLYV | MWD Valley View Hydroelectric Recovery Plant | 4.1 | SCE | MWD | WATER | HYDRO | HYDRO | SP15 | SCE1 | 1985-01-01 |  | 4.1 | A
61600 | Participating Unit | Yes | Yes | OLINDA_2_QF | OLINDA AREA LUMPED UNITS | 13.3 | SCE | VARIOUS | WATER | HYDRO | HYDRO | SP15 | SCE1 | 1984-01-01 |  | 13.3 | A
24000 | Participating Unit | No | Yes | PADUA_2_ONTARO | ONTARIO/SIERRA HYDRO PROJECT (AGGREGATE) | 1.92 | SCE | SCE | WATER | HYDRO | HYDRO | SP15 | SCE1 | 1902-01-01 |  | 1.97 | A
62200 | Participating Unit | Yes | Yes | PADUA_6_QF | PADUA AREA LUMPED UNITS | 30.1 | SCE | VARIOUS | WATER | HYDRO | HYDRO | SP15 | SCE1 | 1984-01-01 |  | 29 | A
26900 | Participating Unit | No | No | CONTRL_1_POOLE | Poole Unit 1 | 10.9 | SCE | SCE | WATER | HYDRO | HYDRO | SP15 | SCE1 | 1924-01-01 |  | 10.9 | A
64500 | Participating Unit | Yes | Yes | RECTOR_2_QF | RECTOR AREA LUMPED UNITS | 19.5 | SCE | VARIOUS | WATER | HYDRO | HYDRO | SP15 | SCE1 | 1984-01-01 |  | 19.53 | A
28500 | Participating Unit | No | Yes | CONTRL_1_RUSHCK | RUSH CREEK PLANT (AGGREGATE) | 11.94 | SCE | SCE | WATER | HYDRO | HYDRO | SP15 | SCE1 | 1916-01-01 |  | 11.5 | A
58704 | Participating Unit | No | No | PADUA_6_MWDSDM | SAN DIMAS HYDRO RECOVERY PLANT | 9.9 | SCE | Metropolitan Water Districe | WATER | HYDRO | HYDRO | SP15 | SCE1 | 1981-01-01 |  | 9.9 | A
62207 | Participating Unit | Yes | No | PADUA_7_SDIMAS | SAN DIMAS WASH HYDRO | 1.05 | SCE | SAN GABRIEL VALLEY MWD (formerly QFID 4011) | WATER | HYDRO | HYDRO | SP15 | SCE1 | 1986-01-28 |  | 1.05 | A
29100 | Participating Unit | No | Yes | SBERDO_2_SNTANA | SANTA ANA RIVER PROJECT (AGGREGATE) | 6.95 | SCE | SCE | WATER | HYDRO | HYDRO | SP15 | SCE1 |  |  | 6.95 | A
68000 | Participating Unit | Yes | Yes | SAUGUS_6_QF | SAUGUS AREA LUMPED UNITS | 8.9 | SCE | VARIOUS | WATER | HYDRO | HYDRO | SP15 | SCE1 | 1987-01-01 |  | 9.33 | A
67504 | Participating Unit | Yes | No | SNCLRA_2_SPRHYD | Springville Hydroelectric Generator | 1 | SCE | Calleguas MWD | WATER | HYDRO | HYDRO | SP15 | SCE1 | 1994-03-17 |  | 1 | A
32500 | Participating Unit | No | Yes | SPRGVL_2_TULE | TULE PH (PG&E) | 6.4 | SCE | PG&E | WATER | HYDRO | HYDRO | SP15 | SCE1 | 1914-01-01 | Tule | 6.4 | A
32600 | Participating Unit | No | Yes | SPRGVL_2_TULESC | TULE PH (SCE) | 2.5 | SCE | SCE | WATER | HYDRO | HYDRO | SP15 | SCE1 | 1909-01-01 |  | 2.52 | A
58800 | Participating Unit | Yes | No | LACIEN_2_VENICE | Venice Hydroelectric Recovery Plant | 9.95 | SCE | The Metropolitan Water District of Southern California | WATER | HYDRO | HYDRO | SP15 | SCE1 | 1982-01-01 |  | 10.14 | A
73300 | Participating Unit | Yes | Yes | VESTAL_6_QF | VESTAL AREA LUMPED UNITS | 18.6 | SCE | VARIOUS | WATER | HYDRO | HYDRO | SP15 | SCE1 | 1989-01-01 |  | 12.3 | A
33100 | Participating Unit | No | Yes | WARNE_2_UNIT | WARNE PH (AGGREGATE) | 76 | SCE | CDWR | WATER | HYDRO | HYDRO | SP15 | SCE1 | 1982-01-01 |  | 78.2 | A
44609 | Participating Unit | Yes | No | GARNET_2_HYDRO | Whitewater Hydro | 1.1 | SCE | Desert Water Agency | WATER | HYDRO | HYDRO | SP15 | SCE1 | 1986-04-11 |  | 1 | A
58705 | Participating Unit | No | No | VILLPK_6_MWDYOR | YORBA LINDA HYDRO RECOVERY PLANT | 5.1 | SCE | Metropolitan Water Districe | WATER | HYDRO | HYDRO | SP15 | SCE1 | 1981-01-01 |  | 5.1 | A
8000 | Participating Unit | No | Yes | DMDVLY_1_UNITS | DIAMOND VALLEY P-G PLANT (AGGREGATE) | 21 | SCE | MWD | WATER | PUMPED STORAGE | HYDRO | SP15 | SCE1 | 2001-01-01 |  | 39.6 | A
2920 | Participating Unit | No | No | EASTWD_7_UNIT | EASTWOOD PUMP-GEN | 200 | SCE | SCE | WATER | PUMPED STORAGE | HYDRO | SP15 | SCE1 | 1987-01-01 |  | 199 | A
64900 | Participating Unit | Yes | Yes | RHONDO_2_QF | RHONDO AREA LUMPED UNITS | 5.1 | SCE | VARIOUS | WATER |  | VARIOUS | SP15 | SCE1 | 1987-01-01 |  | 5.12 | A
69600 | Participating Unit | Yes | Yes | SPRGVL_2_QF | SPRINGVILLE AREA LUMPED UNITS | 2.3 | SCE | VARIOUS | WATER |  | VARIOUS | SP15 | SCE1 | 1909-01-01 |  | 2.28 | A
7500 | Participating Unit | No | Yes | PANDOL_6_UNIT | Covanta Delano, Inc. | 49 | SCE | Covanta Delano, Inc. | WOOD WASTE | STEAM | BIOMASS | SP15 | SCE1 | 1990-01-01 |  | 58 | A | 0.603
36300 | Participating Unit | Yes | Yes | BARRE_2_QF | BARRE AREA LUMPED UNITS | 0.2 | SCE | VARIOUS |  |  | VARIOUS | SP15 | SCE1 | 1994-01-01 |  | 0.37 | A
73800 | Participating Unit | Yes | Yes | VISTA_6_QF | VISTA AREA LUMPED UNITS | 0.6 | SCE | VARIOUS |  |  | VARIOUS | SP15 | SCE1 | 1983-01-01 |  | 0.46 | A
13700 | Participating Unit | No | No | CSCGNR_1_UNIT 1 | Gianera GT 1 | 24.75 | PGAE | City of Santa Clara DBA Silicon Valley Power | NATURAL GAS | COMBUSTION TURBINE | PEAKER | NP15 | CSC1 | 1987-01-01 |  | 24.75 | A |  | 32.7595
13800 | Participating Unit | No | No | CSCGNR_1_UNIT 2 | Gianera GT 2 | 24.75 | PGAE | City of Santa Clara DBA Silicon Valley Power | NATURAL GAS | COMBUSTION TURBINE | PEAKER | NP15 | CSC1 | 1986-01-01 |  | 24.75 | A |  | 32.7595
32000 | Participating Unit | No | Yes | SUTTER_2_PL1X3 | SUTTER POWER PLANT AGGREGATE | 525 | PGAE | Calpine Construction Finance Company, L.P. | NATURAL GAS | COMBINED CYCLE | PSEUDO TIE | NP15 | PGE3 | 2001-05-04 |  | 572 | C |  | 24.4583
67600 | Participating Unit | No | Yes | CSCCOG_1_UNIT 1 | SANTA CLARA COGEN | 7 | PGAE | City of Santa Clara DBA Silicon Valley Power | NATURAL GAS | COMBUSTION TURBINE | COGENERATION | NP15 | CSC1 | 1981-01-01 |  | 7 | A |  | 20.3292
61900 | Participating Unit | No | No | OROVIL_6_UNIT | OROVILLE COGEN | 7.5 | PGAE | Oroville Cogeneration, LP | NATURAL GAS | COMBUSTION TURBINE | COGENERATION | NP15 | PGE3 | 1989-12-18 |  | 7.5 | A |  | 17.2675
19700 | Participating Unit | No | No | LODI25_2_UNIT 1 | LODI GAS TURBINE | 25.3 | PGAE | NCPA (MSS Agreement - S14) | NATURAL GAS | COMBUSTION TURBINE | PEAKER | NP15 | NCP1 | 1986-01-01 |  | 25.4 | A |  | 15.8535
32400 | Participating Unit | Yes | No | UNCHEM_1_UNIT | CONTRA COSTA CARBON PLANT | 19 | PGAE | ConocoPhillips Co. (formerly Tosco) | PETROLEUM COKE | STEAM | COGENERATION | NP15 | PGE3 | 1983-01-01 |  | 20 | A |  | 14.68
26400 | Participating Unit | No | No | PITTSP_7_UNIT 5 | Pittsburg Unit 5 | 312 | PGAE | Mirant | NATURAL GAS | STEAM | THERMAL | NP15 | PGE3 | 1960-01-01 |  | 320 | A |  | 13.9652
26500 | Participating Unit | No | No | PITTSP_7_UNIT 6 | Pittsburg Unit 6 | 317 | PGAE | Mirant | NATURAL GAS | STEAM | THERMAL | NP15 | PGE3 | 1961-01-01 |  | 325 | A |  | 13.9652
26600 | Participating Unit | No | No | PITTSP_7_UNIT 7 | Pittsburg Unit 7 | 530 | PGAE | Mirant | NATURAL GAS | STEAM | THERMAL | NP15 | PGE3 | 1972-01-01 |  | 712 | A |  | 13.9652
95800 | Participating Unit | No | Yes | PALALT_7_COBUG | Cooperatively Owned Back Up Generator | 4.5 | PGAE | NCPA (MSS Agreement - S14) | NATURAL GAS | COMBUSTION TURBINE | PEAKER | NP15 | NCP1 | 2007-10-15 |  | 4.8 | A |  | 13.8124
13900 | Participating Unit | No | No | GILRPP_1_PL3X4 | Gilroy Energy Center Unit 3 | 46.2 | PGAE | CALPINE | NATURAL GAS | COMBUSTION TURBINE | PEAKER | NP15 | PGE3 | 2002-02-28 |  | 49.9 | A |  | 13.8124
14000 | Participating Unit | No | Yes | GILRPP_1_PL1X2 | GILROY ENERGY CENTER UNITS 1 & 2 (AGGREGATE) | 95.4 | PGAE | CALPINE | NATURAL GAS | COMBUSTION TURBINE | PEAKER | NP15 | PGE3 | 2002-01-29 |  | 99.8 | A |  | 13.8124
14400 | Participating Unit | No | Yes | GWFPWR_1_UNITS | GWF HEP PEAKER PLANT (AGGREGATE) | 98.46 | PGAE | GWF Energy, LLC | NATURAL GAS | COMBUSTION TURBINE | PEAKER | NP15 | PGE3 | 2001-08-27 |  | 96 | A |  | 13.8124
82700 | Participating Unit | No | Yes | LECEF_1_UNITS | LOS ESTEROS ENERGY FACILITY (AGGREGATE) | 294 | PGAE | Calpine | NATURAL GAS | COMBUSTION TURBINE | PEAKER | NP15 | PGE3 | 2013-07-31 |  | 319.6 | A |  | 13.8124
32800 | Participating Unit | No | No | VACADX_1_UNITA1 | Vaca Dixon Peaker Plant | 50.61 | PGAE | CalPeak Power - Vaca Dixon, LLC | NATURAL GAS | COMBUSTION TURBINE | PEAKER | NP15 | PGE3 | 2002-06-21 |  | 48.49 | A |  | 13.8124
24600 | Participating Unit | No | Yes | PNOCHE_1_PL1X2 | WELLHEAD - PANOCHE PEAKER | 49.97 | PGAE | Wellhead Power Panoche | NATURAL GAS | COMBUSTION TURBINE | PEAKER | NP15 | PGE3 | 2005-06-14 |  | 49.35 | A |  | 13.8124
400 | Participating Unit | No | No | ALMEGT_1_UNIT 1 | Alameda GT Unit 1 | 23.8 | PGAE | NCPA (MSS Agreement - S14) | NATURAL GAS | COMBUSTION TURBINE | PEAKER | NP15 | NCP1 | 1986-01-01 |  | 25.4 | A |  | 13.3978
500 | Participating Unit | No | No | ALMEGT_1_UNIT 2 | Alameda GT Unit 2 | 25.4 | PGAE | NCPA (MSS Agreement - S14) | NATURAL GAS | COMBUSTION TURBINE | PEAKER | NP15 | NCP1 | 1986-01-01 |  | 25.4 | A |  | 13.3978
93200 | Participating Unit | Yes | Yes | FELLOW_7_QFUNTS | FELLOW QF UNIT AGGREGATE | 10.5 | PGAE | Pacific Gas & Electric Company | NATURAL GAS | VARIOUS | THERMAL | ZP26 | PGE4 | 2006-06-01 |  | 17.25 | A |  | 12.9984
34000 | Participating Unit | No | No | YUBACT_6_UNITA1 | Yuba City Energy Center | 46 | PGAE | Yuba City Energy Center, LLC | NATURAL GAS | COMBUSTION TURBINE | PEAKER | NP15 | PGE3 | 2002-07-26 |  | 49.9 | A |  | 12.7531
22500 | Participating Unit | No | No | MOSSLD_7_UNIT 6 | Moss Landing 6 | 754 | PGAE | Dynegy Moss Landing, LLC | NATURAL GAS | STEAM | THERMAL | NP15 | PGE3 | 1967-01-01 |  | 702 | A |  | 11.62
22600 | Participating Unit | No | No | MOSSLD_7_UNIT 7 | Moss Landing 7 | 755 | PGAE | Dynegy Moss Landing, LLC | NATURAL GAS | STEAM | THERMAL | NP15 | PGE3 | 1968-01-01 |  | 702 | A |  | 11.62
7600 | Participating Unit | No | Yes | DELTA_2_PL1X4 | DELTA ENERGY CENTER (AGGREGATE) | 880 | PGAE | Delta Energy Center, LLC | NATURAL GAS | COMBINED CYCLE | THERMAL | NP15 | PGE3 | 2002-06-17 |  | 943.5 | A |  | 11.6112
81900 | Participating Unit | No | No | LMBEPK_2_UNITA3 | GOOSE HAVEN ENERGY CENTER | 48 | PGAE | Goose Haven Energy Center LLC (Calpine) | NATURAL GAS | COMBUSTION TURBINE | PEAKER | NP15 | PGE3 | 2003-01-06 |  | 49.9 | A |  | 11.5801
82200 | Participating Unit | No | No | LMBEPK_2_UNITA1 | LAMBIE ENERGY CENTER | 48 | PGAE | Lambie Energy Center LLC (Calpine) | NATURAL GAS | COMBUSTION TURBINE | PEAKER | NP15 | PGE3 | 2003-01-06 |  | 49.9 | A |  | 11.4939
112900 | Participating Unit | No | Yes | RUSCTY_2_UNITS | Russell City Energy Center | 620 | PGAE | Russell City Energy Company, LLC | NATURAL GAS | COMBINED CYCLE | THERMAL | NP15 | PGE3 | 2013-08-08 |  | 600 | A |  | 11.4508
27500 | Participating Unit | No | Yes | REDBLF_6_UNIT | RED BLUFF PEAKER PLANT | 44 | PGAE | California Power Holdings, LLC | NATURAL GAS | RECIPROCATING ENGINE | PEAKER | NP15 | PGE3 | 2001-08-11 |  | 44 | A |  | 11.3884
19800 | Participating Unit | No | No | STIGCT_2_LODI | Lodi Steam Injected Gas Turbine | 49.9 | PGAE | NCPA (MSS Agreement - S14) | NATURAL GAS | COMBUSTION TURBINE | PEAKER | NP15 | NCP1 | 1996-01-01 |  | 51.2 | A |  | 11.38
81700 | Participating Unit | No | No | LMBEPK_2_UNITA2 | CREED ENERGY CENTER | 48 | PGAE | Creed Energy Center LLC (Calpine) | NATURAL GAS | COMBUSTION TURBINE | PEAKER | NP15 | PGE3 | 2003-01-06 |  | 49.9 | A |  | 11.3783
19100 | Participating Unit | No | No | KNGCTY_6_UNITA1 | King City Energy Center | 44.6 | PGAE | CALPINE | NATURAL GAS | COMBUSTION TURBINE | PEAKER | NP15 | PGE3 | 2002-01-14 |  | 49.9 | A |  | 11.3394
65700 | Participating Unit | Yes | No | SMPRIP_1_SMPSON | Ripon Cogeneration Unit 1 | 46.05 | PGAE | Veresen U.S. Power Inc. | NATURAL GAS | COMBUSTION TURBINE | COGENERATION | NP15 | PGE3 | 1988-04-19 |  | 49.5 | A |  | 11.2763
31900 | Participating Unit | No | Yes | SUNRIS_2_PL1X3 | SUNRISE POWER PROJECT (AGGREGATE) | 586.02 | PGAE | Edison Mission Energy | NATURAL GAS | COMBINED CYCLE | THERMAL | ZP26 | PGE4 | 2001-06-07 |  | 590 | A |  | 11.2249
82600 | Participating Unit | No | No | WOLFSK_1_UNITA1 | WOLFSKILL ENERGY CENTER | 46.9 | PGAE | Wolfskill Energy Center, LLC (Calpine) | NATURAL GAS | COMBUSTION TURBINE | PEAKER | NP15 | PGE3 | 2003-03-22 |  | 49.9 | A |  | 11.2227
83000 | Participating Unit | No | No | RVRVEW_1_UNITA1 | RIVERVIEW ENERGY CENTER | 48.7 | PGAE | Riverview Energy Center LLC | NATURAL GAS | COMBUSTION TURBINE | PEAKER | NP15 | PGE3 | 2003-05-02 |  | 49.9 | A |  | 11.2207
81800 | Participating Unit | No | No | BOGUE_1_UNITA1 | FEATHER RIVER ENERGY CENTER | 46.3 | PGAE | Feather River Energy Center LLC (Calpine) | NATURAL GAS | COMBUSTION TURBINE | PEAKER | NP15 | PGE3 | 2002-12-23 |  | 49.9 | A |  | 11.0576
100 | Participating Unit | No | Yes | KERNRG_1_UNITS | South Belridge Cogen Facility | 55.2 | PGAE | AERA ENERGY LLC | NATURAL GAS | COMBUSTION TURBINE | COGENERATION | ZP26 | PGE4 | 1985-01-01 |  | 69.6 | A |  | 10.9325
50400 | Participating Unit | Yes | No | SIERRA_1_UNITS | HIGH SIERRA LIMITED | 52.43 | PGAE | HIGH SIERRA LIMITED | NATURAL GAS | COMBUSTION TURBINE | COGENERATION | ZP26 | PGE4 | 1989-02-24 |  | 48.08 | A |  | 10.7573
22700 | Participating Unit | No | Yes | MOSSLD_2_PSP1 | Moss Landing CC Plant 1 (Aggregate) | 510 | PGAE | Dynegy Moss Landing, LLC | NATURAL GAS | COMBINED CYCLE | THERMAL | NP15 | PGE3 | 2002-07-01 |  | 541 | A |  | 10.75
22800 | Participating Unit | No | Yes | MOSSLD_2_PSP2 | Moss Landing CC Plant 2 (Aggregate) | 510 | PGAE | Dynegy Moss Landing, LLC | NATURAL GAS | COMBINED CYCLE | THERMAL | NP15 | PGE3 | 2002-07-11 |  | 541 | A |  | 10.75
5200 | Participating Unit | No | Yes | CHWCHL_1_UNIT | CHOW 2 PEAKER PLANT | 48.6 | PGAE | California Power Holdings, LLC | NATURAL GAS | RECIPROCATING ENGINE | THERMAL | NP15 | PGE3 | 2001-06-13 |  | 48.6 | A |  | 10.6188
44900 | Participating Unit | Yes | No | DOUBLC_1_UNITS | DOUBLE C LIMITED | 52.23 | PGAE | DOUBLE C LIMITED | NATURAL GAS | COMBUSTION TURBINE | COGENERATION | ZP26 | PGE4 | 1989-03-14 |  | 48.08 | A |  | 10.595
52700 | Participating Unit | No | No | KERNFT_1_UNITS | KERN FRONT LIMITED | 52.4 | PGAE | KERN FRONT LIMITED | NATURAL GAS | COMBUSTION TURBINE | COGENERATION | ZP26 | PGE4 | 1989-01-07 |  | 60 | A |  | 10.5765
127800 | Participating Unit | No | Yes | PLMSSR_6_HISIER | High Sierra Cogeneration Aggregate | 6 | PGAE | NCPA (MSS Agreement - S14) | NATURAL GAS | INTERNAL COMBUSTION | THERMAL | NP15 | NCP1 | 2010-04-22 |  | 6 | A |  | 10.575
109400 | Participating Unit | No | No | COCOPP_2_CTG1 | GENON MARSH LANDING GEN STATION UNIT 1 | 204.2 | PGAE | GENON MARSH LANDING, LLC | NATURAL GAS | COMBUSTION TURBINE | THERMAL | NP15 | PGE3 | 2013-05-01 |  | 222 | A |  | 10.5631
109500 | Participating Unit | No | No | COCOPP_2_CTG2 | GENON MARSH LANDING GEN STATION UNIT 2 | 202.7 | PGAE | GENON MARSH LANDING, LLC | NATURAL GAS | COMBUSTION TURBINE | THERMAL | NP15 | PGE3 | 2013-05-01 |  | 222 | A |  | 10.5631
109600 | Participating Unit | No | No | COCOPP_2_CTG3 | GENON MARSH LANDING GEN STATION UNIT 3 | 208.96 | PGAE | GENON MARSH LANDING, LLC | NATURAL GAS | COMBUSTION TURBINE | THERMAL | NP15 | PGE3 | 2013-05-01 |  | 222 | A |  | 10.5631
109700 | Participating Unit | No | No | COCOPP_2_CTG4 | GENON MARSH LANDING GEN STATION UNIT 4 | 204.29 | PGAE | GENON MARSH LANDING, LLC | NATURAL GAS | COMBUSTION TURBINE | THERMAL | NP15 | PGE3 | 2013-05-01 |  | 222 | A |  | 10.5631
105300 | Participating Unit | No | Yes | KELSO_2_UNITS | Mariposa Energy Project | 196 | PGAE | Mariposa Energy, LLC | NATURAL GAS | COMBUSTION TURBINE | PEAKER | NP15 | PGE3 | 2012-10-01 |  | 195.9 | A |  | 10.5542
29200 | Participating Unit | Yes | Yes | SHELRF_1_UNITS | Martinez Refining Company (Aggregate) | 100 | PGAE | Martinez Refining Co. | NATURAL GAS | COMBINED CYCLE | THERMAL | NP15 | PGE3 | 1995-01-01 |  | 100 | A |  | 10.2615
84100 | Participating Unit | No | Yes | ELKHIL_2_PL1X3 | ELK HILLS GENERATING PROJECT (AGGREGATE) | 551.7 | PGAE | Elk Hills Power | NATURAL GAS | COMBINED CYCLE | THERMAL | ZP26 | PGE4 | 2003-07-24 |  | 610 | A |  | 10.1623
44100 | Participating Unit | Yes | No | DEXZEL_1_UNIT | Western Power and Steam Cogeneration | 36.8 | PGAE | Western Power and Steam, Inc. | NATURAL GAS | COMBUSTION TURBINE | COGENERATION | ZP26 | PGE4 | 1989-11-30 |  | 30 | A |  | 9.9883
40100 | Participating Unit | Yes | No | CHEVCO_6_UNIT 1 | CHEVRON USA (COALINGA) | 19 | PGAE | Pacific Gas & Electric Company | NATURAL GAS | COMBUSTION TURBINE | COGENERATION | NP15 | PGE3 | 1986-01-17 |  | 19 | A |  | 9.9292
93300 | Participating Unit | No | Yes | AGRICO_6_PL3N5 | FRESNO PEAKER PLANT | 22.69 | PGAE | Fresno Cogeneration Partners, LP | NATURAL GAS | COMBUSTION TURBINE | COGENERATION | NP15 | PGE3 | 2006-08-30 |  | 21.23 | A |  | 9.9292
49200 | Participating Unit | Yes | No | GRNLF2_1_UNIT | GREENLEAF UNIT #2 | 63.75 | PGAE | 12C021 | NATURAL GAS | COMBUSTION TURBINE | COGENERATION | NP15 | PGE3 | 1989-10-12 |  | 63.75 | A |  | 9.9292
63000 | Participating Unit | Yes | No | KINGCO_1_KINGBR | PE - KES KINGSBURG,LLC | 34.5 | PGAE | KES Kingsburg, L.P. | NATURAL GAS | COMBUSTION TURBINE | COGENERATION | NP15 | PGE3 | 1990-12-05 |  | 40 | A |  | 9.9292
64800 | Participating Unit | Yes | No | STAUFF_1_UNIT | RHODIA INC. (RHONE-POULENC) | 4.6 | PGAE | Pacific Gas & Electric Company | NATURAL GAS | COMBUSTION TURBINE | COGENERATION | NP15 | PGE3 | 1977-06-01 |  | 4.6 | A |  | 9.9292
66300 | Participating Unit | No | No | SALIRV_2_UNIT | SALINAS RIVER COGENERATION | 57 | PGAE | Chevron Power Holdings, Inc. | NATURAL GAS | COMBUSTION TURBINE | COGENERATION | NP15 | PGE3 | 1991-10-11 |  | 45 | A |  | 9.9292
67400 | Participating Unit | Yes | No | SGREGY_6_SANGER | SANGER POWER, LLC | 48.3 | PGAE | Pacific Gas & Electric Company | NATURAL GAS | COMBUSTION TURBINE | COGENERATION | NP15 | PGE3 | 1990-12-11 |  | 48.3 | A |  | 9.9292
67900 | Participating Unit | No | No | SARGNT_2_UNIT | SARGENT CANYON COGENERATION | 57.1 | PGAE | Chevron Power Holdings, Inc. | NATURAL GAS | COMBUSTION TURBINE | COGENERATION | NP15 | PGE3 | 1991-10-07 |  | 45 | A |  | 9.9292
40300 | Participating Unit | Yes | No | CHEVCY_1_UNIT | CHEVRON USA (CYMRIC) | 24.3 | PGAE | Pacific Gas & Electric Company | NATURAL GAS | COMBUSTION TURBINE | COGENERATION | ZP26 | PGE4 | 1982-10-15 |  | 24.3 | A |  | 9.9292
40400 | Participating Unit | Yes | No | DISCOV_1_CHEVRN | CHEVRON USA (EASTRIDGE) | 56.2 | PGAE | Pacific Gas & Electric Company | NATURAL GAS | COMBUSTION TURBINE | COGENERATION | ZP26 | PGE4 | 1988-06-13 |  | 56.2 | A |  | 9.9292
40500 | Participating Unit | Yes | No | CHEVCD_6_UNIT | CHEVRON USA (TAFT/CADET) | 11.5 | PGAE | Pacific Gas & Electric Company | NATURAL GAS | COMBUSTION TURBINE | COGENERATION | ZP26 | PGE4 | 1982-07-26 |  | 11.5 | A |  | 9.9292
70900 | Participating Unit | Yes | No | VEDDER_1_SEKERN | TEXACO EXPLORATION & PRODUCTION INC. (SE KERN) | 39.7 | PGAE | Pacific Gas & Electric Company | NATURAL GAS | COMBUSTION TURBINE | COGENERATION | ZP26 | PGE4 | 1989-01-31 |  | 39.7 | A |  | 9.9292
62900 | Participating Unit | Yes | No | GRZZLY_1_BERKLY | PE - BERKELEY, INC. | 32.5 | PGAE | Pacific Gas & Electric Company | NATURAL GAS | COMBUSTION TURBINE | COGENERATION | NP15 | PGE3 | 1987-05-19 |  | 32.5 | A |  | 9.8918
61500 | Participating Unit | No | No | OILDAL_1_UNIT 1 | OILDALE ENERGY | 40 | PGAE | OILDALE ENERGY LLC | NATURAL GAS | COMBUSTION TURBINE | COGENERATION | ZP26 | PGE4 | 1984-12-29 |  | 47.5 | A |  | 9.8669
20100 | Participating Unit | No | Yes | LMEC_1_PL1X3 | LOS MEDANOS ENERGY CENTER (AGGREGATE) | 561.29 | PGAE | Calpine | NATURAL GAS | COMBINED CYCLE | THERMAL | NP15 | PGE3 | 2001-06-09 |  | 519.99 | A |  | 9.75
24500 | Participating Unit | No | No | PNOCHE_1_UNITA1 | Panoche - CalPeak | 52.01 | PGAE | CalPeak Power LLC | NATURAL GAS | COMBUSTION TURBINE | PEAKER | NP15 | PGE3 | 2001-12-27 |  | 49 | A |  | 9.5515
97400 | Participating Unit | No | Yes | PNCHEG_2_PL1X4 | Panoche Energy Center | 401 | PGAE | Panoche Energy Center, LLC | NATURAL GAS | COMBUSTION TURBINE | PEAKER | NP15 | PGE3 | 2009-05-28 |  | 418.6 | A |  | 9.5515
75700 | Participating Unit | Yes | No | YUBACT_1_SUNSWT | YUBA CITY COGEN (SUNSWEET) | 49.97 | PGAE | Yuba City Cogeneration Partners, L.P. | NATURAL GAS | COMBUSTION TURBINE | COGENERATION | NP15 | PGE3 | 1990-12-27 |  | 57.2 | A |  | 9.5408
21400 | Participating Unit | No | Yes | SUNSET_2_UNITS | Midway Sunset Cogeneration Company | 248 | PGAE | Midway Sunset Cogeneration Company | NATURAL GAS | COMBUSTION TURBINE | COGENERATION | ZP26 | PGE4 | 1989-12-18 |  | 234 | A |  | 9.5092
97100 | Participating Unit | No | Yes | PNCHPP_1_PL1X2 | Midway Peaking LLC | 119.91 | PGAE | Midway Peaking, LLC | NATURAL GAS | COMBUSTION TURBINE | PEAKER | NP15 | PGE3 | 2009-05-04 |  | 139.8 | A |  | 9.5092
102700 | Participating Unit | No | No | DALYCT_1_FCELL | SF State Fuel Cell Station | 1.6 | PGAE | Pacific Gas and Electric Company | NATURAL GAS | COMBUSTION TURBINE | THERMAL | NP15 | PGE2 | 2011-09-27 |  | 1.6 | A |  | 9.4838
47600 | Participating Unit | Yes | Yes | CALPIN_1_AGNEW | Agnews Power Plant | 28 | PGAE | O.L.S. Energy-Agnews, Inc. | NATURAL GAS | COMBINED CYCLE | COGENERATION | NP15 | PGE3 | 1990-10-19 |  | 32 | A |  | 9.4412
35900 | Participating Unit | Yes | No | BDGRCK_1_UNITS | BADGER CREEK LIMITED | 47.49 | PGAE | Badger Creek Limited | NATURAL GAS | COMBUSTION TURBINE | COGENERATION | ZP26 | PGE4 | 1991-04-01 |  | 58.48 | A |  | 9.4302
53800 | Participating Unit | Yes | No | LIVOAK_1_UNIT 1 | LIVE OAK LIMITED | 47.49 | PGAE | Live Oak Limited | NATURAL GAS | COMBUSTION TURBINE | COGENERATION | ZP26 | PGE4 | 1991-03-16 |  | 58.48 | A |  | 9.4178
2600 | Participating Unit | Yes | No | TANHIL_6_SOLART | BERRY PETROLEUM COGEN 18 | 17 | PGAE | Pacific Gas & Electric Company | NATURAL GAS | COMBUSTION TURBINE | COGENERATION | ZP26 | PGE4 | 1986-01-01 |  | 6 | A |  | 9.4012
39600 | Participating Unit | Yes | No | CHALK_1_UNIT | CHALK CLIFF LIMITED | 47.49 | PGAE | Chalk Cliff Limited | NATURAL GAS | COMBUSTION TURBINE | COGENERATION | ZP26 | PGE4 | 1990-03-20 |  | 58.48 | A |  | 9.3225
15600 | Participating Unit | No | No | HENRTA_6_UNITA1 | Henrietta Peaker Plant Unit 1 | 49.98 | PGAE | GWF Energy, LLC | NATURAL GAS | COMBUSTION TURBINE | PEAKER | NP15 | PGE3 | 2002-07-01 |  | 49 | A |  | 9.32
15700 | Participating Unit | No | No | HENRTA_6_UNITA2 | Henrietta Peaker Plant Unit 2 | 49.42 | PGAE | GWF Energy, LLC | NATURAL GAS | COMBUSTION TURBINE | PEAKER | NP15 | PGE3 | 2002-07-01 |  | 49 | A |  | 9.32
69700 | Participating Unit | Yes | No | SRINTL_6_UNIT | SRI INTERNATIONAL | 6.9 | PGAE | Pacific Gas & Electric Company | NATURAL GAS | COMBUSTION TURBINE | COGENERATION | NP15 | PGE3 | 1987-03-10 |  | 6.9 | A |  | 9.3147
55400 | Participating Unit | Yes | No | MKTRCK_1_UNIT 1 | MCKITTRICK LIMITED | 47.49 | PGAE | MCKITTRICK LIMITED | NATURAL GAS | COMBUSTION TURBINE | COGENERATION | ZP26 | PGE4 | 1991-10-16 |  | 58.48 | A |  | 9.2555
91400 | Participating Unit | No | Yes | DUANE_1_PL1X3 | DONALD VON RAESFELD POWER PLANT | 147.8 | PGAE | City of Santa Clara DBA Silicon Valley Power | NATURAL GAS | COMBINED CYCLE | THERMAL | NP15 | NCP1 | 2005-03-24 |  | 154.4 | A |  | 9.2486
2700 | Participating Unit | No | No | UNVRSY_1_UNIT 1 | BERRY COGEN 38 | 38 | PGAE | Berry Petroleum Company | NATURAL GAS | COMBUSTION TURBINE | COGENERATION | ZP26 | PGE4 | 1986-01-01 |  | 37.2 | A |  | 9.1666
126000 | Participating Unit | No | Yes | HUMBPP_6_UNITS | Humboldt Bay Generating Station 1 | 97.62 | PGAE | Pacific Gas & Electric Company | NATURAL GAS | RECIPROCATING ENGINE | COGENERATION | NP15 | PGE3 | 2010-09-29 |  | 97.62 | A |  | 9.1049
99500 | Participating Unit | No | No | HUMBPP_1_UNITS3 | Humboldt Bay Generating Station 3 | 65.08 | PGAE | PG&E | NATURAL GAS | RECIPROCATING ENGINE | THERMAL | NP15 | PGE3 | 2010-09-29 |  | 65.08 | A |  | 9.1049
56800 | Participating Unit | Yes | No | MIDSET_1_UNIT 1 | MIDSET COGENERATION | 52.9 | PGAE | Chevron Power Holdings, Inc. | NATURAL GAS | COMBUSTION TURBINE | COGENERATION | ZP26 | PGE4 | 1989-03-16 |  | 45 | A |  | 9.0639
36500 | Participating Unit | Yes | No | BEARMT_1_UNIT | BEAR MOUNTAIN LIMITED | 47.49 | PGAE | BEAR MOUNTAIN LIMITED | NATURAL GAS | COMBUSTION TURBINE | COGENERATION | ZP26 | PGE4 | 1995-04-03 |  | 58.48 | A |  | 9.0134
91600 | Participating Unit | No | Yes | MALAGA_1_PL1X2 | Malaga Power Aggregate | 96 | PGAE | Malaga Power, LLC | NATURAL GAS | AGGREGATION | THERMAL | NP15 | PGE3 | 2005-09-19 |  | 121 | A |  | 9
34200 | Participating Unit | Yes | No | CHEVCO_6_UNIT 2 | AERA ENERGY LLC. (Coalinga) | 12.5 | PGAE | Pacific Gas & Electric Company | NATURAL GAS |  | COGENERATION | NP15 | PGE3 | 1988-06-03 |  | 12.5 | A |  | 8.5181
39900 | Participating Unit | No | Yes | STOILS_1_UNITS | CHEVRON RICHMOND REFINERY | 113.9 | PGAE | Chevron Products Company | NATURAL GAS |  | COGENERATION | NP15 | PGE3 | 1992-08-31 |  | 155 | A |  | 8.51
41100 | Participating Unit | Yes | Yes | CLRMTK_1_QF | CLAIRMONT AREA LUMPED QF UNITS | 1.25 | PGAE | VARIOUS | NATURAL GAS |  | COGENERATION | NP15 | PGE3 | 1983-12-05 |  | 1.25 | A |  | 8.51
57500 | Participating Unit | Yes | Yes | MISSIX_1_QF | MISSIX AREA (SAB FRABCUSCI) LUMPED QF UNITS | 1 | PGAE | VARIOUS | NATURAL GAS |  | COGENERATION | NP15 | PGE2 | 1987-01-01 |  | 13 | A |  | 8.51
102800 | Participating Unit | No | No | CASTVL_2_FCELL | CSUEB Fuel Cell Station | 1.4 | PGAE | Pacific Gas and Electric Company | NATURAL GAS | COMBUSTION TURBINE | THERMAL | NP15 | PGE2 | 2011-09-27 |  | 1.55 | A |  | 8.3969
71400 | Participating Unit | No | No | TXMCKT_6_UNIT | McKittrick Cogen | 11.2 | PGAE | Chevron U.S.A. Inc | NATURAL GAS | COMBUSTION TURBINE | COGENERATION | ZP26 | PGE4 | 1994-10-01 |  | 11.7 | A |  | 8.3252
72000 | Participating Unit | Yes | Yes | UNOCAL_1_UNITS | Phillips 66 - Rodeo Plant | 57.3 | PGAE | TOSCO | NATURAL GAS | COMBUSTION TURBINE | COGENERATION | NP15 | PGE3 | 1987-05-21 |  | 49.85 | A |  | 8.2858
41400 | Participating Unit | No | No | COLGA1_6_SHELLW | COALINGA COGENERATION | 52.9 | PGAE | Chevron Power Holdings, Inc. | NATURAL GAS | COMBUSTION TURBINE | COGENERATION | NP15 | PGE3 | 1991-10-17 |  | 45 | A |  | 8.1392
38000 | Participating Unit | Yes | Yes | BASICE_2_UNITS | CALPINE AMERICAN I COGEN (Aggregate) | 135 | PGAE | Pacific Gas & Electric Company | NATURAL GAS | COMBINED CYCLE | COGENERATION | NP15 | PGE3 | 1989-03-14 |  | 135 | A |  | 8.026
11600 | Participating Unit | No | Yes | AGRICO_7_UNIT | FRESNO COGEN PLANT | 50.6 | PGAE | Fresno Cogeneration Partners, LP | NATURAL GAS | COMBINED CYCLE | COGENERATION | NP15 | PGE3 | 2001-01-01 |  | 54 | A |  | 8.026
48100 | Participating Unit | Yes | Yes | GILROY_1_UNIT | GILROY COGEN | 120 | PGAE | Calpine Gilroy Cogen, L.P. | NATURAL GAS | COMBINED CYCLE | COGENERATION | NP15 | PGE3 | 1987-01-01 |  | 140 | A |  | 8.026
42300 | Participating Unit | Yes | Yes | CONTAN_1_UNIT | Graphic Packaging Cogen | 27.7 | PGAE | City of Santa Clara DBA Silicon Valley Power | NATURAL GAS | COMBINED CYCLE | COGENERATION | NP15 | CSC1 |  |  | 27.8 | A |  | 8.026
49100 | Participating Unit | Yes | Yes | GRNLF1_1_UNITS | GREENLEAF UNIT #1 (Aggregate) | 49.5 | PGAE | Pacific Gas & Electric Company | NATURAL GAS | COMBINED CYCLE | COGENERATION | NP15 | PGE3 | 1989-01-11 |  | 69 | A |  | 8.026
55100 | Participating Unit | No | Yes | TIDWTR_2_UNITS | Martinez Cogen Limited Partnership | 114.8 | PGAE | Martinez Cogen Limited Partnership (MCLP) | NATURAL GAS | COMBINED CYCLE | COGENERATION | NP15 | PGE3 | 1987-02-23 |  | 99.9 | A |  | 8.026
46600 | Participating Unit | Yes | No | FRITO_1_LAY | FRITO-LAY | 6 | PGAE | Frito Lay, Inc | NATURAL GAS | COMBUSTION TURBINE | COGENERATION | ZP26 | PGE4 | 1986-01-01 |  | 6 | A |  | 7.7712
105600 | Participating Unit | No | Yes | SCHLTE_1_PL1X3 | Tracy Combined Cycle Power Plant | 332.28 | PGAE | GWF Energy LLC | NATURAL GAS | COMBINED CYCLE | PEAKER | NP15 | PGE3 | 2012-10-31 |  | 332.28 | A |  | 7.7181
82000 | Participating Unit | No | No | LAPLMA_2_UNIT 1 | LA PALOMA UNIT 1 | 259.8 | PGAE | La Paloma Generating Company | NATURAL GAS | COMBINED CYCLE | THERMAL | ZP26 | PGE4 | 2003-01-10 |  | 255.6 | A |  | 7.3868
82400 | Participating Unit | No | No | LAPLMA_2_UNIT 2 | LA PALOMA UNIT 2 | 260.2 | PGAE | La Paloma Generating Company | NATURAL GAS | COMBINED CYCLE | THERMAL | ZP26 | PGE4 | 2003-03-05 |  | 255.6 | A |  | 7.3868
82100 | Participating Unit | No | No | LAPLMA_2_UNIT 3 | LA PALOMA UNIT 3 | 256.15 | PGAE | La Paloma Generating Company | NATURAL GAS | COMBINED CYCLE | THERMAL | ZP26 | PGE4 | 2003-01-13 |  | 255.6 | A |  | 7.3868
82500 | Participating Unit | No | No | LAPLMA_2_UNIT 4 | LA PALOMA UNIT 4 | 259.54 | PGAE | La Paloma Generating Company | NATURAL GAS | COMBINED CYCLE | THERMAL | ZP26 | PGE4 | 2003-03-05 |  | 255.6 | A |  | 7.3868
91800 | Participating Unit | No | Yes | METEC_2_PL1X3 | METCALF ENERGY CENTER | 593.16 | PGAE | Calpine | NATURAL GAS | COMBINED CYCLE | THERMAL | NP15 | PGE3 | 2005-05-27 |  | 617 | A |  | 7.361
96900 | Participating Unit | No | No | GATWAY_2_PL1X3 | Gateway Generating Station | 562.5 | PGAE | PG&E | NATURAL GAS | COMBINED CYCLE | THERMAL | NP15 | PGE3 | 2009-01-04 |  | 619 | A |  | 7.3036
100300 | Participating Unit | No | Yes | COLUSA_2_PL1X3 | Colusa Generating Station | 641 | PGAE | Pacific Gas & Electric Company | NATURAL GAS | COMBUSTION TURBINE | THERMAL | NP15 | PGE3 | 2010-12-22 |  | 709 | A |  | 7.2206
110400 | Participating Unit | No | Yes | LODIEC_2_PL1X2 | Lodi Energy Center | 302.58 | PGAE | NCPA | NATURAL GAS | COMBINED CYCLE | THERMAL | NP15 | PGE2 | 2012-11-27 |  | 284 | A |  | 6.9927
7200 | Participating Unit | No | No | CROKET_7_UNIT | CROCKETT COGEN | 240 | PGAE | PG&E | NATURAL GAS | COMBINED CYCLE | COGENERATION | NP15 | PGE3 | 1995-12-20 |  | 240 | A |  | 5.7541
20400 | Participating Unit | No | No | CAPMAD_1_UNIT 1 | CAPCO MADERA Power Plant | 24 | PGAE | Madera Power LLC | AGRICULTURAL WASTE | STEAM | BIOMASS | NP15 | PGE3 | 2001-05-16 |  | 28.5 | A
56000 | Participating Unit | Yes | No | MENBIO_6_UNIT | MENDOTA BIOMASS POWER | 25 | PGAE | Covanta Mendota, L.P. | AGRICULTURAL WASTE | STEAM | BIOMASS | NP15 | PGE3 | 1989-06-29 |  | 28.01 | A
73900 | Participating Unit | No | No | WADHAM_6_UNIT | Wadham Energy LP | 32 | PGAE | Wadham Energy LP | AGRICULTURAL WASTE | STEAM | BIOMASS | NP15 | PGE3 | 1989-03-24 |  | 29.07 | A | 0.68
8100 | Participating Unit | Yes | No | DINUBA_6_UNIT | Dinuba Energy, Inc. | 12 | PGAE | Dinuba Energy, Inc. | AGRICULTURAL WASTE | STEAM | THERMAL | NP15 | PGE3 | 2001-07-05 |  | 11.5 | A | 0.221
20200 | Participating Unit | No | No | LAPAC_6_UNIT | Freshwater Tissue Company | 20 | PGAE | Humboldt Bay Harbor, Recreation and Conservation District | BLACK LIQUOR | STEAM | THERMAL | NP15 | PGE1 | 1992-01-01 |  | 23 | A
23600 | Participating Unit | No | No | OAK C_7_UNIT 1 | Oakland GT #1 | 55 | PGAE | Dynegy Oakland LLC | DIESEL / OIL | COMBUSTION TURBINE | PEAKER | NP15 | PGE3 | 1978-01-01 |  | 74.5 | A
23700 | Participating Unit | No | No | OAK C_7_UNIT 2 | Oakland GT #2 | 55 | PGAE | Dynegy Oakland LLC | DIESEL / OIL | COMBUSTION TURBINE | PEAKER | NP15 | PGE3 | 1978-01-01 |  | 74.5 | A
23800 | Participating Unit | No | No | OAK C_7_UNIT 3 | Oakland GT #3 | 55 | PGAE | Dynegy Oakland LLC | DIESEL / OIL | COMBUSTION TURBINE | PEAKER | NP15 | PGE3 | 1978-01-01 |  | 74.5 | A
45200 | Participating Unit | Yes | No | OAK L_1_GTG1 | MWWTP PGS 2 - Turbine | 4.6 | PGAE | East Bay Municipal Utility District | DIGESTER GAS | COMBUSTION TURBINE | BIOGAS | NP15 | PGE3 | 1991-10-21 |  | 4.6 | A
129300 | Participating Unit | No | Yes | DIXNLD_1_LNDFL | Zero Waste Energy | 1.6 | PGAE | Zero Waste Energy Development Company LLC | DIGESTER GAS | RECIPROCATING ENGINE | BIOGAS | NP15 | PGE3 | 2015-11-13 |  | 1.6 | A
118400 | Participating Unit | No | No | LASSEN_6_AGV1 | AGV 1 | 1.8 | PGAE | Amedee Geothermal Venture 1 | GEOTHERMAL | STEAM | GEOTHERMAL | NP15 | PGE3 | 2014-04-07 |  | 2.2 | A
93500 | Participating Unit | Yes | Yes | ADLIN_1_UNITS | Aidlin Power Plant | 22 | PGAE | Geysers Power Co. | GEOTHERMAL | STEAM | GEOTHERMAL | NP15 | PGE3 |  |  | 23 | A | 0.638
95900 | Participating Unit | No | No | GEYS17_2_BOTRCK | Bottle Rock Geo Steam | 17 | PGAE | Bottle Rock Power, LLC | GEOTHERMAL | STEAM | GEOTHERMAL | NP15 | PGE3 | 2007-09-22 |  | 55 | A | 0.14
48000 | Participating Unit | Yes | Yes | SANTFG_7_UNITS | Calistoga Power Plant | 92.1 | PGAE | Geysers Power Co. | GEOTHERMAL | STEAM | GEOTHERMAL | NP15 | PGE3 | 1984-03-14 |  | 92.1 | A
4300 | Participating Unit | Yes | No | SMUDGO_7_UNIT 1 | Calpine Geothermal (formerly a SMUD unit) | 53 | PGAE | CALPINE | GEOTHERMAL | STEAM | GEOTHERMAL | NP15 | PGE3 | 1983-01-01 |  | 78 | A
12300 | Participating Unit | No | No | NCPA_7_GP1UN1 | Geothermal Plant 1 Unit 1 | 38.85 | PGAE | NCPA (MSS Agreement - S14) | GEOTHERMAL | STEAM | GEOTHERMAL | NP15 | NCP1 | 1983-01-01 |  | 55 | A | 0.487
12400 | Participating Unit | No | No | NCPA_7_GP1UN2 | Geothermal Plant 1 Unit 2 | 34 | PGAE | NCPA (MSS Agreement - S14) | GEOTHERMAL | STEAM | GEOTHERMAL | NP15 | NCP1 | 1983-01-01 |  | 55 | A | 0.487
12500 | Participating Unit | No | No | NCPA_7_GP2UN3 | Geothermal Plant 2 Unit 3 | 42.42 | PGAE | NCPA (MSS Agreement - S14) | GEOTHERMAL | STEAM | GEOTHERMAL | NP15 | NCP1 | 1985-01-01 |  | 55 | A | 0.385
12600 | Participating Unit | No | No | NCPA_7_GP2UN4 | Geothermal Plant 2 Unit 4 | 52.73 | PGAE | NCPA (MSS Agreement - S14) | GEOTHERMAL | STEAM | GEOTHERMAL | NP15 | NCP1 | 1986-01-01 |  | 55 | A | 0.385
12700 | Participating Unit | No | No | GEYS11_7_UNIT11 | Geysers Unit 11 | 74.4 | PGAE | CALPINE | GEOTHERMAL | STEAM | GEOTHERMAL | NP15 | PGE3 | 1975-01-01 |  | 110 | A | 0.412
12800 | Participating Unit | No | No | GEYS12_7_UNIT12 | Geysers Unit 12 | 57 | PGAE | CALPINE | GEOTHERMAL | STEAM | GEOTHERMAL | NP15 | PGE3 | 1979-01-01 |  | 66 | A | 0.412
12900 | Participating Unit | Yes | No | GEYS13_7_UNIT13 | Geysers Unit 13 | 95 | PGAE | CALPINE | GEOTHERMAL | STEAM | GEOTHERMAL | NP15 | PGE3 | 1980-01-01 |  | 102 | A | 0.412
13000 | Participating Unit | Yes | No | GEYS14_7_UNIT14 | Geysers Unit 14 | 70 | PGAE | CALPINE | GEOTHERMAL | STEAM | GEOTHERMAL | NP15 | PGE3 | 1980-01-01 |  | 114 | A | 0.412
13100 | Participating Unit | Yes | No | GEYS16_7_UNIT16 | Geysers Unit 16 | 85 | PGAE | CALPINE | GEOTHERMAL | STEAM | GEOTHERMAL | NP15 | PGE3 | 1985-01-01 |  | 119 | A | 0.412
13200 | Participating Unit | No | No | GEYS17_7_UNIT17 | Geysers Unit 17 | 60 | PGAE | CALPINE | GEOTHERMAL | STEAM | GEOTHERMAL | NP15 | PGE3 | 1982-01-01 |  | 65 | A | 0.412
13300 | Participating Unit | No | No | GEYS18_7_UNIT18 | Geysers Unit 18 | 72 | PGAE | CALPINE | GEOTHERMAL | STEAM | GEOTHERMAL | NP15 | PGE3 | 1983-01-01 |  | 119 | A | 0.412
13400 | Participating Unit | No | No | GEYS20_7_UNIT20 | Geysers Unit 20 | 62 | PGAE | CALPINE | GEOTHERMAL | STEAM | GEOTHERMAL | NP15 | PGE3 | 1985-01-01 |  | 119 | A | 0.412
13500 | Participating Unit | No | Yes | GYS5X6_7_UNITS | GEYSERS UNITS 5 & 6 (AGGREGATE) | 85 | PGAE | CALPINE | GEOTHERMAL | STEAM | GEOTHERMAL | NP15 | PGE3 | 1971-01-01 |  | 110 | A | 0.412
13600 | Participating Unit | No | Yes | GYS7X8_7_UNITS | GEYSERS UNITS 7 & 8 (AGGREGATE) | 82 | PGAE | CALPINE | GEOTHERMAL | STEAM | GEOTHERMAL | NP15 | PGE3 | 1972-01-01 |  | 110 | A | 0.412
38300 | Participating Unit | No | Yes | WDFRDF_2_UNITS | West Ford Flat Power Plant | 32.6 | PGAE | Geysers Power Co. | GEOTHERMAL | STEAM | GEOTHERMAL | NP15 | PGE3 | 1988-12-11 |  | 32.6 | A | 0.623
94300 | Participating Unit | Yes | No | PSWEET_7_QFUNTS | PAUL SWEET QF AGGREGATION | 1 | PGAE | Pacific Gas & Electric Company | LANDFILL GAS | AGGREGATION | BIOGAS | NP15 | PGE3 |  |  | 1 | A
119800 | Participating Unit | Yes | Yes | SUNSHN_2_LNDFL | Sunshine Gas Producers Renewable Energy Plant | 20 | PGAE | Sunshine Gas Producers, L.L.C. | LANDFILL GAS | COMBUSTION TURBINE | THERMAL | NP15 | PGE3 | 2014-09-01 |  | 23.5 | A | 0.251
119200 | Participating Unit | Yes | No | CSTOGA_6_LNDFIL | Clover Flat Land Fill Gas | 0.85 | PGAE | Vista Corporation | LANDFILL GAS | INTERNAL COMBUSTION | BIOMASS | NP15 | PGE3 | 2014-06-25 |  | 0.85 | A
111500 | Participating Unit | No | No | GONZLS_6_UNIT | Johnson Canyon Landfill | 1.42 | PGAE | Ameresco Johnson Canyon LLC | LANDFILL GAS | INTERNAL COMBUSTION | BIOMASS | NP15 | PGE3 | 2013-07-08 |  | 1.42 | A
96000 | Participating Unit | Yes | Yes | CSTRVL_7_PL1X2 | Monterey Regional Waste Management District | 4.53 | PGAE | Monterey Regional Waste Management District | LANDFILL GAS | INTERNAL COMBUSTION | BIOMASS | NP15 | PGE3 | 2007-09-01 |  | 5.07 | A | 0.32
122900 | Participating Unit | Yes | Yes | OAK C_1_EBMUD | MWWTP PGS 1 - ENGINES | 6.9 | PGAE | East Bay Municipal Utility District | LANDFILL GAS | INTERNAL COMBUSTION | THERMAL | NP15 | PGE3 | 1991-10-21 |  | 6.9 | A
92800 | Participating Unit | Yes | Yes | GRNVLY_7_SCLAND | SANTA CRUZ LANDFILL GENERATING PLANT | 3.04 | PGAE | Ameresco Santa Cruz, LLC | LANDFILL GAS | INTERNAL COMBUSTION | THERMAL | NP15 | PGE3 | 2006-02-02 |  | 3.02 | A
132400 | Participating Unit | Yes | Yes | PEABDY_2_LNDFL1 | Potrero Hills Energy Producers | 8 | PGAE | Potrero Hills Energy Producers, LLC | LANDFILL GAS | RECIPROCATING ENGINE | BIOGAS | NP15 | PGE3 | 2016-04-07 |  | 8 | A
112600 | Participating Unit | No | No | ESQUON_6_LNDFIL | Ameresco Butte County LFG Project | 2.1 | PGAE | Ameresco Butte County LLC, Ameresco, Inc., | LANDFILL GAS | RECIPROCATING ENGINE | BIOMASS | NP15 | PGE3 | 2012-09-27 |  | 4 | A | 0.788
118200 | Participating Unit | Yes | No | CORRAL_6_SJOAQN | Ameresco San Joaquin | 4.3 | PGAE | Ameresco San Joaquin LLC | LANDFILL GAS | RECIPROCATING ENGINE | BIOMASS | NP15 | PGE3 | 2014-04-24 |  | 4.3 | A | 0.535
2200 | Participating Unit | Yes | No | RICHMN_7_BAYENV | BAY EVIRONMENTAL MANAGEMENT | 2.5 | PGAE | Bay Environmental Mgt. (formerly 01P070) | LANDFILL GAS | RECIPROCATING ENGINE | BIOMASS | NP15 | PGE3 | 1985-01-01 |  | 3 | A
116500 | Participating Unit | No | No | OLDRIV_6_BIOGAS | Bidart Old River 1 | 2 | PGAE | ABEC Bidart-Old River LLC | LANDFILL GAS | RECIPROCATING ENGINE | BIOMASS | NP15 | PGE2 | 2014-03-10 |  | 2 | A
43600 | Participating Unit | Yes | Yes | SNMALF_6_UNITS | Central Disposal Site LFG Power Plant | 7.5 | PGAE | County of Sonoma | LANDFILL GAS | RECIPROCATING ENGINE | BIOMASS | NP15 | PGE3 | 1993-04-30 |  | 8 | A
112200 | Participating Unit | No | No | SANLOB_1_LNDFIL | Cold Canyon | 1.5 | PGAE | Cold Canyon | LANDFILL GAS | RECIPROCATING ENGINE | BIOMASS | NP15 | PGE3 | 2013-07-18 |  | 1.5 | A | 0.92
116200 | Participating Unit | No | No | WEBER_6_FORWRD | Forward | 4.2 | PGAE | Ameresco Forward LLC | LANDFILL GAS | RECIPROCATING ENGINE | BIOMASS | NP15 | PGE2 | 2014-02-05 |  | 4.35 | A
111300 | Participating Unit | No | No | PEABDY_2_LNDFIL | G2 Energy Hay Road Power Plant | 1.6 | PGAE | G2 Energy, Hay Road, LLC | LANDFILL GAS | RECIPROCATING ENGINE | BIOMASS | NP15 | PGE3 | 2013-07-09 |  | 1.6 | A | 0.822
97000 | Participating Unit | No | No | WHEATL_6_LNDFIL | G2 Energy, Ostrom Road | 3 | PGAE | G2 Energy, Ostrom Road, LLC | LANDFILL GAS | RECIPROCATING ENGINE | BIOMASS | NP15 | PGE3 | 2009-01-08 |  | 1.6 | A | 0.858
47200 | Participating Unit | Yes | No | HIWAY_7_ACANYN | GAS RECOVERY SYS. (AMERICAN CYN) | 2.5 | PGAE | Pacific Gas & Electric Company | LANDFILL GAS | RECIPROCATING ENGINE | BIOMASS | NP15 | PGE3 | 1985-12-27 |  | 2.5 | A
97800 | Participating Unit | No | No | KIRKER_7_KELCYN | KELLER CANYON LANDFILL GEN FACILITY | 3.56 | PGAE | Ameresco Keller Canyon, LLC | LANDFILL GAS | RECIPROCATING ENGINE | BIOMASS | NP15 | NCP1 | 2009-08-01 |  | 3.8 | A
19600 | Participating Unit | Yes | No | PLSNTG_7_LNCLND | LINCOLN LANDFILL POWER PLANT | 4.98 | PGAE | Energy 2001, Inc. | LANDFILL GAS | RECIPROCATING ENGINE | BIOMASS | NP15 | PGE3 | 1985-01-01 |  | 1.6 | A | 0.761
97200 | Participating Unit | No | No | OXMTN_6_LNDFIL | Ox Mountain Landfill | 10.62 | PGAE | Ameresco Half Moon Bay LLC | LANDFILL GAS | RECIPROCATING ENGINE | BIOMASS | NP15 | PGE3 | 2009-04-01 |  | 11.4 | A
99900 | Participating Unit | No | No | PSWEET_1_STCRUZ | Santa Cruz Energy LLC | 1.6 | PGAE | Santa Cruz Energy LLC | LANDFILL GAS | RECIPROCATING ENGINE | BIOMASS | NP15 | PGE3 | 2010-02-06 |  | 1.6 | A | 0.616
99800 | Participating Unit | No | No | SISQUC_1_SMARIA | Santa Maria II LFG Power Plant | 1.42 | PGAE | J&A-Santa Maria II, LLC | LANDFILL GAS | RECIPROCATING ENGINE | BIOMASS | NP15 | PGE1 | 2010-09-27 |  | 1.48 | A
31800 | Participating Unit | No | Yes | LAWRNC_7_SUNYVL | SUNNYVALE LANDFILL GAS POWER GENERATION FACILITY | 0.3 | PGAE | City of Sunnyvale | LANDFILL GAS | RECIPROCATING ENGINE | BIOMASS | NP15 | PGE3 | 1999-01-01 |  | 1.6 | A | 0.608
116100 | Participating Unit | No | No | CAYTNO_2_VASCO | Vasco Road | 4.3 | PGAE | Ameresco Vasco Road LLC | LANDFILL GAS | RECIPROCATING ENGINE | BIOMASS | NP15 | PGE2 | 2014-02-05 |  | 4.35 | A
96400 | Participating Unit | No | No | CHWCHL_1_BIOMAS | Chow II Biomass to Energy | 10.8 | PGAE | Global Ampersand LLC | LANDFILL GAS | STEAM | BIOMASS | NP15 | PGE3 | 2008-05-08 |  | 12.5 | A
96500 | Participating Unit | No | No | ELNIDP_6_BIOMAS | El Nido Biomass to Energy | 10.5 | PGAE | Global Ampersand LLC | LANDFILL GAS | STEAM | BIOMASS | NP15 | PGE3 | 2008-08-24 |  | 12.5 | A | 0.617
113300 | Participating Unit | No | No | VACADX_1_NAS | Vaca Dixon Battery NAS | 1.85 | PGAE | Pacific Gas and Electric Co. | LESR | BATTERY | STORAGE | NP15 | PGE2 | 2013-09-06 |  | 2.4 | A
131400 | Participating Unit | No | No | SWIFT_1_NAS | YERBA BUENA BATTERY | 4 | PGAE | Pacific Gas and Electric Company | LESR | BATTERY | STORAGE | NP15 | PGE3 | 2016-01-21 |  | 4.8 | A
69900 | Participating Unit | Yes | No | STNRES_1_UNIT | Covanta Stanislaus, Inc. | 19.9 | PGAE | Covanta Holding Company | MUNICIPAL WASTE | STEAM | BIOMASS | NP15 | PGE3 | 1988-09-06 |  | 24.5 | A | 0.73
124900 | Participating Unit | No | No | ELCAP_1_SOLAR | 2097 Helton | 1.5 | PGAE | Pristine Sun, LLC | SUN | PHOTO VOLTAIC | SOLAR | NP15 | PGE3 | 2015-05-01 |  | 1.5 | A
121200 | Participating Unit | Yes | No | ADMEST_6_SOLAR | Adams East | 19 | PGAE | RE Adams East LLC | SUN | PHOTO VOLTAIC | SOLAR | NP15 | PGE3 | 2014-12-13 |  | 19 | A
130500 | Participating Unit | No | No | ADERA_1_SOLAR1 | Adera Solar | 20 | PGAE | Adera Solar, LLC | SUN | PHOTO VOLTAIC | SOLAR | NP15 | PGE3 | 2015-12-23 |  | 20 | A
118500 | Participating Unit | No | No | ADOBEE_1_SOLAR | Adobe Solar | 20 | PGAE | Adobe Solar, LLC | SUN | PHOTO VOLTAIC | SOLAR | NP15 | PGE3 | 2014-05-21 |  | 20 | A
108100 | Participating Unit | No | No | ALPSLR_1_SPSSLR | Alpaugh 50 LLC | 50 | PGAE | Alpaugh 50, LLC | SUN | PHOTO VOLTAIC | SOLAR | NP15 | PGE3 | 2013-03-08 |  | 50 | A
108200 | Participating Unit | No | No | ALPSLR_1_NTHSLR | Alpaugh North, LLC | 20 | PGAE | Alpaugh North, LLC | SUN | PHOTO VOLTAIC | SOLAR | NP15 | PGE3 | 2013-03-08 |  | 20 | A
136800 | Participating Unit | No | No | ASTORA_2_SOLAR1 | Astoria 1 | 100 | PGAE | RE Astoria LLC | SUN | PHOTO VOLTAIC | SOLAR | NP15 | PGE3 | 2016-10-18 |  | 100 | A
136900 | Participating Unit | No | No | ASTORA_2_SOLAR2 | Astoria 2 | 75 | PGAE | RE Astoria 2 LLC | SUN | PHOTO VOLTAIC | SOLAR | NP15 | PGE3 | 2016-10-31 |  | 75 | A
108000 | Participating Unit | No | No | ATWELL_1_SOLAR | Atwell Island PV Solar Generating Faci. | 20 | PGAE | SPS Atwell Island, LLC | SUN | PHOTO VOLTAIC | SOLAR | NP15 | PGE3 | 2013-03-08 |  | 20 | A
124500 | Participating Unit | No | No | ATWEL2_1_SOLAR1 | Atwell West | 20 | PGAE | CED Atwell Island West, LLC | SUN | PHOTO VOLTAIC | SOLAR | NP15 | PGE3 | 2015-06-11 |  | 20 | A
101600 | Participating Unit | No | No | AVENAL_6_AVPARK | Avenal Park Solar Project | 6 | PGAE | Avenal Park LLC | SUN | PHOTO VOLTAIC | SOLAR | NP15 | PGE2 | 2011-08-05 |  | 6 | A
126200 | Participating Unit | No | No | BKRFLD_2_SOLAR1 | Bakersfield 111 | 1.38 | PGAE | Bakersfield 111, LLC | SUN | PHOTO VOLTAIC | SOLAR | NP15 | PGE3 | 2015-07-28 |  | 1.4 | A
116900 | Participating Unit | No | No | LOCKFD_1_BEARCK | Bear Creek Solar | 1.5 | PGAE | Ecos Energy LLC | SUN | PHOTO VOLTAIC | SOLAR | NP15 | PGE2 | 2014-02-05 |  | 1.5 | A
107400 | Participating Unit | No | No | CAVLSR_2_RSOLAR | California Valley Solar Ranch-Phase A | 210 | PGAE | High Plains Ranch II, LLC | SUN | PHOTO VOLTAIC | SOLAR | NP15 | PGE3 | 2013-11-01 |  | 210 | A
107500 | Participating Unit | No | No | CAVLSR_2_BSOLAR | California Valley Solar Ranch-Phase B | 40 | PGAE | High Plains Ranch II, LLC | SUN | PHOTO VOLTAIC | SOLAR | NP15 | PGE3 | 2013-01-01 |  | 40 | A
98800 | Participating Unit | No | No | MENBIO_6_RENEW1 | CalRENEW-1(A) | 5 | PGAE | CalRENEW-1 LLC | SUN | PHOTO VOLTAIC | SOLAR | NP15 | PGE3 | 2010-04-30 |  | 5 | A
104900 | Participating Unit | No | No | CANTUA_1_SOLAR | Cantua Solar station | 20 | PGAE | PGE | SUN | PHOTO VOLTAIC | SOLAR | NP15 | PGE3 | 2012-07-25 |  | 20 | A
132000 | Participating Unit | No | No | TX-ELK_6_SOLAR1 | Castor Solar Project | 1.5 | PGAE | Green Light Energy Corp | SUN | PHOTO VOLTAIC | SOLAR | NP15 | PGE2 | 2016-04-02 |  | 1.5 | A
121400 | Participating Unit | Yes | No | CORCAN_1_SOLAR1 | CID Solar | 20 | PGAE | CID Solar, LLC | SUN | PHOTO VOLTAIC | SOLAR | NP15 | PGE3 | 2015-01-09 |  | 20 | A
130000 | Participating Unit | No | No | MNDOTA_1_SOLAR2 | Citizen Solar B | 5 | PGAE | Citizen Solar B LLC | SUN | PHOTO VOLTAIC | SOLAR | NP15 | PGE3 | 2015-12-11 |  | 5 | A
119000 | Participating Unit | No | No | CLOVDL_1_SOLAR | Cloverdale Solar I | 1.5 | PGAE | Cloverdale Solar I Project (FSEC 1) | SUN | PHOTO VOLTAIC | SOLAR | NP15 | PGE3 | 2014-06-26 |  | 1.5 | A
127400 | Participating Unit | No | No | CUMBIA_1_SOLAR | Columbia Solar Energy II | 19 | PGAE | Columbia Solar Energy, LLC | SUN | PHOTO VOLTAIC | SOLAR | NP15 | PGE3 | 2015-10-21 |  | 19 | A
126100 | Participating Unit | No | No | WAUKNA_1_SOLAR2 | Corcoran 2 | 19.75 | PGAE | CED Corcoran Solar 2, LLC | SUN | PHOTO VOLTAIC | SOLAR | NP15 | PGE3 | 2015-05-20 |  | 19.75 | A
124700 | Participating Unit | No | No | CORCAN_1_SOLAR2 | Corcoran City | 11 | PGAE | Cottonwood Solar, LLC | SUN | PHOTO VOLTAIC | SOLAR | NP15 | PGE3 | 2015-05-23 |  | 11 | A
113100 | Participating Unit | No | No | WAUKNA_1_SOLAR | Corcoran Solar | 20 | PGAE | Con Edison Development, Inc. | SUN | PHOTO VOLTAIC | SOLAR | NP15 | PGE2 | 2013-08-14 |  | 20 | A
125700 | Participating Unit | No | No | TWISSL_6_SOLAR1 | Coronal Lost Hills | 20 | PGAE | Coronal Lost Hills, LLC | SUN | PHOTO VOLTAIC | SOLAR | NP15 | PGE3 | 2015-05-15 |  | 20 | A
135500 | Participating Unit | No | No | CRWCKS_1_SOLAR1 | Crow Creek Solar 1 | 20 | PGAE | Frontier Solar LLC | SUN | PHOTO VOLTAIC | SOLAR | NP15 | PGE3 | 2016-06-30 |  | 20 | A
132200 | Participating Unit | No | No | ORLND_6_SOLAR1 | Enerparc California 2 | 1.5 | PGAE | Enerparc CA2, LLC | SUN | PHOTO VOLTAIC | SOLAR | NP15 | PGE2 | 2016-03-23 |  | 1.5 | A
116800 | Participating Unit | No | No | PIT1_6_FRIVRA | Fall River Mills Project A | 1.5 | PGAE | Ignite Solar Holdings 1, LLC | SUN | PHOTO VOLTAIC | SOLAR | NP15 | PGE2 | 2014-03-05 |  | 1.5 | A
116700 | Participating Unit | No | No | MCARTH_6_FRIVRB | Fall River Mills Project B | 1.5 | PGAE | Ignite Solar Holdings 1, LLC | SUN | PHOTO VOLTAIC | SOLAR | NP15 | PGE2 | 2014-03-05 |  | 1.5 | A
102900 | Participating Unit | No | No | SCHNDR_1_FIVPTS | Five Points Solar Station | 15 | PGAE | Pacific Gas & Electric Company | SUN | PHOTO VOLTAIC | SOLAR | NP15 | PGE2 | 2011-10-07 |  | 15 | A
127200 | Participating Unit | No | No | KERMAN_6_SOLAR1 | Fresno Solar South | 1.5 | PGAE | Fresno Cogeneration Partners, LP | SUN | PHOTO VOLTAIC | SOLAR | NP15 | PGE3 | 2015-10-21 |  | 1.5 | A
111900 | Participating Unit | No | No | GATES_2_SOLAR | Gates Solar Station | 20 | PGAE | Pacific Gas and Electric Company | SUN | PHOTO VOLTAIC | SOLAR | NP15 | PGE3 | 2013-06-24 |  | 20 | A
105000 | Participating Unit | No | No | GIFFEN_6_SOLAR | Giffen Solar station | 10 | PGAE | PGE | SUN | PHOTO VOLTAIC | SOLAR | NP15 | PGE3 | 2012-07-25 | N/A | 19 | A
125000 | Participating Unit | No | No | GOOSLK_1_SOLAR1 | Goose Lake | 12 | PGAE | Cottonwood Solar, LLC | SUN | PHOTO VOLTAIC | SOLAR | NP15 | PGE3 | 2015-05-23 |  | 12 | A
112300 | Participating Unit | No | No | DAVIS_1_SOLAR1 | Grasslands 3 | 1 | PGAE | Grasslands 3 | SUN | PHOTO VOLTAIC | SOLAR | NP15 | PGE3 | 2013-07-01 |  | 1 | A
112400 | Participating Unit | No | No | DAVIS_1_SOLAR2 | Grasslands 4 | 1 | PGAE | Grasslands 4 | SUN | PHOTO VOLTAIC | SOLAR | NP15 | PGE3 | 2013-08-05 |  | 1 | A
108400 | Participating Unit | No | No | GRIDLY_6_SOLAR | GRIDLEY MAIN TWO | 2.5 | PGAE | LIGHTBEAM POWER COMPANY GRIDLEY MAIN TWO LLC | SUN | PHOTO VOLTAIC | SOLAR | NP15 | PGE3 | 2013-04-01 |  | 2.5 | A
113500 | Participating Unit | No | No | GUERNS_6_SOLAR | Gurensey Solar Station | 20 | PGAE | Pacific Gas and Electric Co. | SUN | PHOTO VOLTAIC | SOLAR | NP15 | PGE2 | 2013-09-18 |  | 20 | A
121100 | Participating Unit | Yes | No | LIVEOK_6_SOLAR | Harris | 1.25 | PGAE | Pristine Sun, LLC | SUN | PHOTO VOLTAIC | SOLAR | NP15 | PGE3 | 2014-11-27 |  | 1.25 | A
124100 | Participating Unit | No | No | HOLSTR_1_SOLAR2 | Hollister Solar | 1.5 | PGAE | Hollister Solar LLC | SUN | PHOTO VOLTAIC | SOLAR | NP15 | PGE3 | 2015-04-17 |  | 1.5 | A
105400 | Participating Unit | No | No | HURON_6_SOLAR | Huron Solar Station | 20 | PGAE | Pacific Gas & Electric Company | SUN | PHOTO VOLTAIC | SOLAR | NP15 | PGE3 | 2012-08-30 |  | 20 | A
106600 | Participating Unit | No | No | WFRESN_1_SOLAR | Joya Del Sol | 1.5 | PGAE | GASNA 16P, LLC | SUN | PHOTO VOLTAIC | SOLAR | NP15 | PGE3 | 2012-12-21 |  | 1.5 | A
121600 | Participating Unit | Yes | No | LEPRFD_1_KANSAS | Kansas | 20 | PGAE | RE Kansas, LLC | SUN | PHOTO VOLTAIC | SOLAR | NP15 | PGE3 | 2014-12-18 |  | 20 | A
121700 | Participating Unit | Yes | No | KNTSTH_6_SOLAR | Kent South | 20 | PGAE | RE Kent South, LLC | SUN | PHOTO VOLTAIC | SOLAR | NP15 | PGE3 | 2014-12-24 |  | 20 | A
116300 | Participating Unit | No | No | LOCKFD_1_KSOLAR | Kettleman Solar | 1 | PGAE | Kettleman Solar LLC | SUN | PHOTO VOLTAIC | SOLAR | NP15 | PGE2 | 2014-03-14 |  | 1 | A
114300 | Participating Unit | No | No | KNGBRG_1_KBSLR1 | Kingsburg 1 | 1.5 | PGAE | Tulare PV II, LLC | SUN | PHOTO VOLTAIC | SOLAR | NP15 | PGE2 | 2013-12-06 |  | 1.5 | A
114400 | Participating Unit | No | No | KNGBRG_1_KBSLR2 | Kingsburg 2 | 1.5 | PGAE | Tulare PV II, LLC | SUN | PHOTO VOLTAIC | SOLAR | NP15 | PGE2 | 2013-12-06 |  | 1.5 | A
131700 | Participating Unit | No | No | HENRTA_6_SOLAR1 | Lemoore 1 | 1.5 | PGAE | Lemoore PV 1 LLC | SUN | PHOTO VOLTAIC | SOLAR | NP15 | PGE3 | 2016-01-29 |  | 1.5 | A
123700 | Participating Unit | No | No | LHILLS_6_SOLAR1 | Lost Hills Solar | 20 | PGAE | Lost Hills Solar, LLC | SUN | PHOTO VOLTAIC | SOLAR | NP15 | PGE3 | 2015-04-02 |  | 20.46 | A
130300 | Participating Unit | No | No | MARCPW_6_SOLAR1 | Maricopa West Solar PV | 20 | PGAE | Maricopa West Solar PV, LLC | SUN | PHOTO VOLTAIC | SOLAR | NP15 | PGE3 | 2015-12-12 |  | 20 | A
124300 | Participating Unit | No | No | MERCED_1_SOLAR2 | Merced Solar | 1.5 | PGAE | Merced Solar LLC | SUN | PHOTO VOLTAIC | SOLAR | NP15 | PGE3 | 2015-05-12 |  | 1.5 | A
125100 | Participating Unit | No | No | MERCED_1_SOLAR1 | Mission Solar | 1.5 | PGAE | Mission Solar LLC | SUN | PHOTO VOLTAIC | SOLAR | NP15 | PGE3 | 2015-05-23 |  | 1.5 | A
129600 | Participating Unit | No | No | MRLSDS_6_SOLAR1 | Morelos Solar | 15 | PGAE | Morelos Solar, LLC | SUN | PHOTO VOLTAIC | SOLAR | NP15 | PGE2 | 2015-11-25 |  | 15 | A
135000 | Participating Unit | No | No | MSTANG_2_SOLAR3 | Mustang 3 | 40 | PGAE | RE Mustang 3 LLC | SUN | PHOTO VOLTAIC | SOLAR | NP15 | PGE2 | 2016-05-03 |  | 40 | A
135700 | Participating Unit | No | No | MSTANG_2_SOLAR4 | Mustang 4 | 30 | PGAE | RE Mustang 4 LLC | SUN | PHOTO VOLTAIC | SOLAR | NP15 | PGE3 | 2016-06-09 |  | 30 | A
135200 | Participating Unit | No | No | MSTANG_2_SOLAR4 | Mustang 4 | 30 | PGAE | RE Mustang 4 LLC | SUN | PHOTO VOLTAIC | SOLAR | NP15 | PGE3 | 2016-06-09 |  | 30 | A
106200 | Participating Unit | No | No | TWISSL_6_SOLAR | Nickel 1 ("NLH1") | 1.5 | PGAE | NLH1 Solar, LLC | SUN | PHOTO VOLTAIC | SOLAR | NP15 | PGE3 | 2012-11-27 |  | 1.5 | A
125200 | Participating Unit | No | No | MNDOTA_1_SOLAR1 | North Star Solar 1 | 60 | PGAE | North Star Solar, LLC | SUN | PHOTO VOLTAIC | SOLAR | NP15 | PGE3 | 2015-06-20 |  | 60 | A
110900 | Participating Unit | No | No | COCOSB_6_SOLAR | Oakley Solar Project | 1.5 | PGAE | Hayworth-Fabian, LLC | SUN | PHOTO VOLTAIC | SOLAR | NP15 | PGE3 | 2013-06-12 |  | 1.5 | A
121800 | Participating Unit | Yes | No | OLDRV1_6_SOLAR | Old River One | 20 | PGAE | RE Old River One, LLC | SUN | PHOTO VOLTAIC | SOLAR | NP15 | PGE3 | 2014-12-30 |  | 20 | A
121900 | Participating Unit | Yes | No | PUTHCR_1_SOLAR1 | Putah Creek Solar Farm | 1.98 | PGAE | Putah Creek Solar Farms LLC | SUN | PHOTO VOLTAIC | SOLAR | NP15 | PGE3 | 2014-12-19 |  | 2 | A
129900 | Participating Unit | No | No | SLST13_2_SOLAR1 | Quinto Solar PV Project | 107.6 | PGAE | Solar Star California XIII, LLC | SUN | PHOTO VOLTAIC | SOLAR | NP15 | PGE3 | 2015-11-30 |  | 107.6 | A
111200 | Participating Unit | No | No | KANSAS_6_SOLAR | RE Kansas South | 20 | PGAE | RE Kansas South LLC | SUN | PHOTO VOLTAIC | SOLAR | NP15 | PGE3 | 2013-06-06 |  | 20 | A
120300 | Participating Unit | No | No | LAMONT_1_SOLAR1 | Regulus Solar | 60 | PGAE | Regulus Solar, LLC | SUN | PHOTO VOLTAIC | SOLAR | NP15 | SCE1 | 2014-11-11 |  | 60 | A
118800 | Participating Unit | No | No | HOLSTR_1_SOLAR | San Benito Smart Park | 1.5 | PGAE | Enerparc CA1, LLC | SUN | PHOTO VOLTAIC | SOLAR | NP15 | PGE3 | 2014-06-16 |  | 1.5 | A
101800 | Participating Unit | No | No | AVENAL_6_SANDDG | Sand Drag Solar Project | 19 | PGAE | Sand Drag Solar Project | SUN | PHOTO VOLTAIC | SOLAR | NP15 | PGE2 | 2011-08-05 |  | 19 | A
114900 | Participating Unit | No | No | PEORIA_1_SOLAR | Sonora 1 | 1.5 | PGAE | Fresh Air Energy IV | SUN | PHOTO VOLTAIC | SOLAR | NP15 | PGE2 | 2013-12-23 |  | 1.5 | A
103000 | Participating Unit | No | No | STROUD_6_SOLAR | Stroud Solar Station | 20 | PGAE | Pacific Gas and Electric Company | SUN | PHOTO VOLTAIC | SOLAR | NP15 | PGE2 | 2011-10-04 |  | 20 | A
101700 | Participating Unit | No | No | AVENAL_6_SUNCTY | Sun City Solar Project | 20 | PGAE | Sun City Project LLC | SUN | PHOTO VOLTAIC | SOLAR | NP15 | PGE2 | 2011-08-05 |  | 20 | A
125400 | Participating Unit | No | No | S_RITA_6_SOLAR1 | Sun Harvest Solar | 1.5 | PGAE | Sun Harvest Solar | SUN | PHOTO VOLTAIC | SOLAR | NP15 | PGE3 | 2015-05-28 |  |  | A
100000 | Participating Unit | No | No | MARTIN_1_SUNSET | Sunset Reservoir - North Basin | 4.5 | PGAE | RE SFCity1, LP | SUN | PHOTO VOLTAIC | SOLAR | NP15 | PGE3 | 2010-10-29 |  | 4.5 | A
118900 | Participating Unit | No | No | REEDLY_6_SOLAR | Terzian | 1.23 | PGAE | Pristine Sun, LLC | SUN | PHOTO VOLTAIC | SOLAR | NP15 | PGE3 | 2014-06-17 |  | 1.25 | A
98300 | Participating Unit | No | No | VACADX_1_SOLAR | Vaca-Dixon Solar Station | 2.5 | PGAE | PG&E | SUN | PHOTO VOLTAIC | SOLAR | NP15 | PGE2 | 2009-12-23 |  | 2 | A
123600 | Participating Unit | No | No | VEGA_6_SOLAR1 | Vega Solar | 20 | PGAE | Vega Solar, LLC | SUN | PHOTO VOLTAIC | SOLAR | NP15 | SCE1 | 2015-03-23 |  | 20 | A
112000 | Participating Unit | No | No | GATES_2_WSOLAR | West Gates Solar Station | 10 | PGAE | Pacific Gas and Electric Company | SUN | PHOTO VOLTAIC | SOLAR | NP15 | PGE3 | 2013-06-24 |  | 10 | A
117000 | Participating Unit | No | No | JAYNE_6_WLSLR | Westlands Solar Farm PV 1 | 18 | PGAE | Westlands Solar Farms, LLC | SUN | PHOTO VOLTAIC | SOLAR | NP15 | PGE2 | 2014-02-14 |  | 19 | A
102400 | Participating Unit | No | No | SCHNDR_1_WSTSDE | Westside Solar Station | 15 | PGAE | Pacific Gas & Electric Company | SUN | PHOTO VOLTAIC | SOLAR | NP15 | PGE2 | 2011-09-13 |  | 15 | A
112100 | Participating Unit | No | No | OLIVEP_1_SOLAR | White River Solar | 20 | PGAE | SPS White River, LLC | SUN | PHOTO VOLTAIC | SOLAR | NP15 | PGE2 | 2013-06-22 |  | 20 | A
119900 | Participating Unit | No | No | OLIVEP_1_SOLAR2 | White River West | 19.75 | PGAE | CED White River Solar 2, LLC | SUN | PHOTO VOLTAIC | SOLAR | NP15 | PGE3 | 2014-10-01 |  | 19.75 | A
123300 | Participating Unit | No | No | WLDWD_1_SOLAR1 | Wildwood Solar I | 20 | PGAE | Wildwood Solar I, LLC | SUN | PHOTO VOLTAIC | SOLAR | NP15 | PGE3 | 2015-02-19 |  | 20 | A
124600 | Participating Unit | No | No | BLCKWL_6_SOLAR1 | Blackwell Solar | 12 | PGAE | Blackwell Solar, LLC | SUN | PHOTO VOLTAIC | SOLAR | ZP26 | PGE4 | 2015-04-16 |  | 12 | A
126600 | Participating Unit | No | No | EEKTMN_6_SOLAR1 | EE K Solar 1 | 20 | PGAE | EE Kettleman Land, LLC | SUN | PHOTO VOLTAIC | SOLAR | ZP26 | PGE3 | 2015-08-12 |  | 20 | A
137000 | Participating Unit | No | No | EXCLSG_1_SOLAR | Excelsior Solar | 60 | PGAE | Five Points Solar Park LLC | SUN | PHOTO VOLTAIC | SOLAR | ZP26 | PGE4 | 2016-10-06 |  | 60 | A
135300 | Participating Unit | No | No | FRESHW_1_SOLAR1 | Freshwater Solar | 20 | PGAE | CED Corcoran Solar 3, LLC | SUN | PHOTO VOLTAIC | SOLAR | ZP26 | PGE4 | 2016-03-04 |  | 20 | A
130600 | Participating Unit | No | No | LAMONT_1_SOLAR4 | Hayworth Solar Farm | 26.66 | PGAE | 65HK 8me LLC | SUN | PHOTO VOLTAIC | SOLAR | ZP26 | PGE4 | 2015-12-23 |  | 33.26 | A
135900 | Participating Unit | No | No | MSTANG_2_SOLAR | Mustang | 30 | PGAE | RE Mustang LLC | SUN | PHOTO VOLTAIC | SOLAR | ZP26 | PGE4 | 2016-07-12 |  | 30 | A
118300 | Participating Unit | No | No | ARVINN_6_ORION1 | Orion 1 Solar | 12 | PGAE | Orion Solar I, LLC | SUN | PHOTO VOLTAIC | SOLAR | ZP26 | PGE3 | 2014-06-26 |  | 12 | A
119100 | Participating Unit | No | No | ARVINN_6_ORION2 | Orion 2 Solar | 8 | PGAE | Orion Solar II, LLC | SUN | PHOTO VOLTAIC | SOLAR | ZP26 | PGE3 | 2014-06-26 |  | 8 | A
124400 | Participating Unit | No | No | 7STDRD_1_SOLAR1 | Shafter Solar | 20 | PGAE | Shafter Solar, LLC | SUN | PHOTO VOLTAIC | SOLAR | ZP26 | PGE4 | 2015-06-04 |  | 20 | A
123800 | Participating Unit | No | No | SKERN_6_SOLAR1 | South Kern Solar PV Plant | 20 | PGAE | Algonquin SKIC 20 Solar, LLC | SUN | PHOTO VOLTAIC | SOLAR | ZP26 | PGE3 | 2015-04-07 |  | 20 | A
113200 | Participating Unit | No | No | TOPAZ_2_SOLAR | Topaz Solar Farms | 550 | PGAE | MidAmerican Solar, LLC | SUN | PHOTO VOLTAIC | SOLAR | ZP26 | PGE2 | 2014-10-27 |  | 550 | A
136000 | Participating Unit | No | No | TRNQLT_2_SOLAR | Tranquillity | 200 | PGAE | RE Tranquillity LLC | SUN | PHOTO VOLTAIC | SOLAR | ZP26 | PGE4 | 2016-07-28 |  | 200 | A
116600 | Participating Unit | No | No | TMPLTN_2_SOLAR | Vintner Solar | 1.5 | PGAE | Vintner Solar LLC | SUN | PHOTO VOLTAIC | SOLAR | ZP26 | PGE2 | 2014-03-05 |  | 1.5 | A
130700 | Participating Unit | No | No | LAMONT_1_SOLAR3 | Woodmere Solar Farm | 14.99 | PGAE | 87RL 8me, LLC | SUN | PHOTO VOLTAIC | SOLAR | ZP26 | PGE4 | 2015-12-23 |  | 18.75 | A
127300 | Participating Unit | No | No | KERMAN_6_SOLAR2 | Fresno Solar West | 1.5 | PGAE | Fresno Cogeneration Partners, LP | SUN | PHOTO VOLTAIC | SOLAR | SP15 | PGE3 | 2015-10-20 |  | 1.5 | A
136200 | Participating Unit | No | No | HENRTS_1_SOLAR | Henrietta Solar Project | 100 | PGAE | Parrey, LLC | SUN | PHOTO VOLTAIC | SOLAR | SP15 | PGE3 | 2016-08-19 |  | 100 | A
135100 | Participating Unit | No | No | HENRTA_6_SOLAR2 | Westside Solar Power PV1 | 2 | PGAE | Westside Assets LLC | SUN | PHOTO VOLTAIC | SOLAR | SP15 | PGE2 | 2016-05-07 |  | 2 | A
7800 | Participating Unit | No | No | DIABLO_7_UNIT 1 | Diablo Canyon Unit 1 | 1150 | PGAE | PG&E | URANIUM | STEAM | NUCLEAR | ZP26 | PGE4 | 1985-01-01 |  | 1150 | A | 0.835
7900 | Participating Unit | No | No | DIABLO_7_UNIT 2 | Diablo Canyon Unit 2 | 1150 | PGAE | PG&E | URANIUM | STEAM | NUCLEAR | ZP26 | PGE4 | 1986-01-01 |  | 1150 | A | 0.835
128000 | Participating Unit | No | No | MALIN_5_IBERDR | Iberdrola Centroid Sytem Resource | 100 | PGAE | Bonneville Power Administration | VARIOUS | SYSTEM UNIT | DYNAMIC SCHEDULED | NP15 | PGE3 |  |  | 100 | C
127900 | Participating Unit | No | No | MALIN_5_BPADYN | MALIN_5_BPADYN | 250 | PGAE | Bonneville Power Administration | VARIOUS | SYSTEM UNIT | DYNAMIC SCHEDULED | NP15 | PGE3 |  |  | 250 | C
93100 | Participating Unit | Yes | Yes | CSTRVL_7_QFUNTS | Castroville QF Aggregate | 2 | PGAE | Various | VARIOUS | VARIOUS | THERMAL | NP15 | PGE3 | 2006-06-01 |  | 2 | A
58400 | Participating Unit | Yes | Yes | MOSSLD_1_QF | MOSS LANDING AREA (SANTA CRUZ) LUMPED QF UNITS | 1 | PGAE | VARIOUS | WASTE GAS |  | BIOMASS | NP15 | PGE3 | 1985-01-01 |  | 1 | A
93900 | Participating Unit | Yes | Yes | FTSWRD_7_QFUNTS | FORT SEWARD QF AGGREGATION | 1.6 | PGAE |  | WATER | AGGREGATION | HYDRO | NP15 | PGE3 |  |  | 0.3 | A
65500 | Participating Unit | Yes | Yes | RIOOSO_1_QF | RIO OSO AREA LUMPED QF UNITS | 1.7 | PGAE | VARIOUS | WATER | AGGREGATION | HYDRO | NP15 | PGE3 | 1984-01-01 |  | 2.5 | A
1400 | Participating Unit | No | Yes | BNNIEN_7_ALTAPH | ALTA POWER HOUSE | 1 | PGAE | PG&E | WATER | HYDRO | HYDRO | NP15 | PGE3 | 1902-01-01 | Bear River | 1 | A
36000 | Participating Unit | No | No | VOLTA_6_BAILCK | BAILEY CREEK RANCH | 0.63 | PGAE | Bailey Creek Hydroelectric, Inc. | WATER | HYDRO | HYDRO | NP15 | PGE3 | 1982-05-26 |  | 0.63 | A
36100 | Participating Unit | Yes | No | BRDGVL_7_BAKER | Baker Station Hydro | 1.49 | PGAE | Baker Station Associates, LP | WATER | HYDRO | HYDRO | NP15 | PGE3 | 1987-12-10 |  | 1.5 | A
1900 | Participating Unit | No | No | BALCHS_7_UNIT 1 | Balch 1 | 33 | PGAE | PG&E | WATER | HYDRO | HYDRO | NP15 | PGE3 | 1927-01-01 | Kings River | 34 | A
2000 | Participating Unit | No | No | BALCHS_7_UNIT 2 | Balch 2 | 52.5 | PGAE | PG&E | WATER | HYDRO | HYDRO | NP15 | PGE3 | 1958-01-01 | Kings River | 52.5 | A
2100 | Participating Unit | No | No | BALCHS_7_UNIT 3 | Balch 3 | 54.6 | PGAE | PG&E | WATER | HYDRO | HYDRO | NP15 | PGE3 | 1958-01-01 | Kings River | 54.6 | A
71900 | Participating Unit | Yes | No | TKOPWR_6_HYDRO | Bear Creek Hydroelectric Project | 2.83 | PGAE | Enel Green Power North America, Inc. | WATER | HYDRO | HYDRO | NP15 | PGE3 | 1986-01-15 |  | 3.2 | A
2300 | Participating Unit | No | No | BEARDS_7_UNIT 1 | Beardsley Hydro | 11.5 | PGAE | City of Santa Clara DBA Silicon Valley Power | WATER | HYDRO | HYDRO | NP15 | PGE3 | 1957-01-01 | Stanislaus River | 11.5 | A
2400 | Participating Unit | No | No | BELDEN_7_UNIT 1 | Belden PH | 119 | PGAE | PG&E | WATER | HYDRO | HYDRO | NP15 | PGE3 | 1969-01-01 | NF Feather River | 119 | A
3000 | Participating Unit | Yes | No | GRSCRK_6_BGCKWW | BIG CREEK WATER WORKS | 5 | PGAE | Big Creek Water Works, LTD. | WATER | HYDRO | HYDRO | NP15 | PGE3 | 1987-01-01 |  | 5 | A
3300 | Participating Unit | No | No | BLCKBT_2_STONEY | Black Butte Hydro | 6.2 | PGAE | City of Santa Clara DBA Silicon Valley Power | WATER | HYDRO | HYDRO | NP15 | PGE3 | 1988-01-01 |  | 6.2 | A
37200 | Participating Unit | Yes | Yes | BORDEN_2_QF | BORDEN AREA LUMPED QF UNITS | 2 | PGAE | Madera ID | WATER | HYDRO | HYDRO | NP15 | PGE3 | 1985-01-01 |  | 2 | A
3900 | Participating Unit | No | Yes | BUCKCK_7_PL1X2 | BUCKS CREEK PH (AGGREGATE) | 59 | PGAE | PG&E | WATER | HYDRO | HYDRO | NP15 | PGE3 | 1928-01-01 | NF Feather River | 59 | A
4000 | Participating Unit | No | No | BUTTVL_7_UNIT 1 | Butt Valley PH | 40 | PGAE | PG&E | WATER | HYDRO | HYDRO | NP15 | PGE3 | 1958-01-01 | NF Feather River | 41 | A
4400 | Participating Unit | Yes | Yes | CAMCHE_1_PL1X3 | CAMANCHE PH (AGGREGATE) | 9.99 | PGAE | EBMUD | WATER | HYDRO | HYDRO | NP15 | PGE3 | 1983-01-01 | Mokelumne River | 9.99 | A
76200 | Participating Unit | No | No | CAMPFW_7_FARWST | Camp Far West | 8 | PGAE | SMUD | WATER | HYDRO | HYDRO | NP15 | PGE3 | 1985-01-01 |  | 7.9 | A
44001 | Participating Unit | Yes | No | CURTIS_1_CANLCK | CANAL CREEK POWER PLANT | 0.9 | PGAE | Merced Irrigation District | WATER | HYDRO | HYDRO | NP15 | PGE3 | 1983-01-01 |  | 0.9 | A
4500 | Participating Unit | No | No | CARBOU_7_UNIT 1 | Caribou PH 1 Unit 1 | 24 | PGAE | PG&E | WATER | HYDRO | HYDRO | NP15 | PGE3 | 1921-01-01 | NF Feather River | 24 | A
4600 | Participating Unit | No | Yes | CARBOU_7_PL2X3 | CARIBOU UNITS 2 & 3 (AGGREGATE) | 49 | PGAE | PG&E | WATER | HYDRO | HYDRO | NP15 | PGE3 | 1921-01-01 | NF Feather River | 48 | A
4700 | Participating Unit | No | Yes | CARBOU_7_PL4X5 | CARIBOU UNITS 4 & 5 (AGGREGATE) | 122 | PGAE | PG&E | WATER | HYDRO | HYDRO | NP15 | PGE3 | 1958-01-01 | NF Feather River | 122 | A
120100 | Participating Unit | No | Yes | INTKEP_2_UNITS | CCSF Hetch_Hetchy Hydro Aggregate | 405 | PGAE | City & County of San Francisco | WATER | HYDRO | HYDRO | NP15 | PGE3 | 2006-07-01 |  | 405 | A
4800 | Participating Unit | No | Yes | CNTRVL_6_UNIT | CENTERVILLE | 6.4 | PGAE | PG&E | WATER | HYDRO | HYDRO | NP15 | PGE3 | 1899-12-31 |  | 5.9 | A
5000 | Participating Unit | No | No | CHICPK_7_UNIT 1 | Chicago Park PH | 42 | PGAE | Nevada Irrigation District | WATER | HYDRO | HYDRO | NP15 | PGE3 | 1965-01-01 | South Yuba | 39 | A
5100 | Participating Unit | No | No | PLACVL_1_CHILIB | CHILI BAR | 8.4 | PGAE | PG&E | WATER | HYDRO | HYDRO | NP15 | PGE3 | 1965-01-01 |  | 7 | A
55500 | Participating Unit | Yes | No | CLOVER_2_UNIT | Clover Creek | 0.99 | PGAE | Pacific Gas & Electric Company | WATER | HYDRO | HYDRO | NP15 | PGE3 | 1986-02-21 |  | 0.99 | A
5500 | Participating Unit | No | No | COLEMN_2_UNIT | COLEMAN | 13 | PGAE | PG&E | WATER | HYDRO | HYDRO | NP15 | PGE3 | 1979-01-01 | Battle Creek | 13 | A
5600 | Participating Unit | No | No | COLGAT_7_UNIT 1 | Colgate PH Unit 1 | 176.72 | PGAE | Yuba County Water Agency | WATER | HYDRO | HYDRO | NP15 | PGE3 | 1969-01-01 | North Yuba River | 157.5 | A
5700 | Participating Unit | No | No | COLGAT_7_UNIT 2 | Colgate PH Unit 2 | 175.67 | PGAE | Yuba County Water Agency | WATER | HYDRO | HYDRO | NP15 | PGE3 | 1969-01-01 | North Yuba River | 157.5 | A
5800 | Participating Unit | No | Yes | COLVIL_7_PL1X2 | COLLIERVILLE HYDRO UNIT 1 & 2 AGGREGATE | 246.86 | PGAE | NCPA (MSS Agreement - S14) | WATER | HYDRO | HYDRO | NP15 | NCP1 |  |  | 252.5 | A
94000 | Participating Unit | Yes | Yes | HIGGNS_1_COMBIE | Combie South Powerhouse | 1.5 | PGAE | Nevada Irrigation District | WATER | HYDRO | HYDRO | NP15 | PGE3 |  |  | 1.5 | A
43400 | Participating Unit | Yes | Yes | CTNWDP_1_QF | COTTONWOOD AREA (BURNEY) LUMPED QF UNITS | 0.5 | PGAE | VARIOUS | WATER | HYDRO | HYDRO | NP15 | PGE3 | 1982-01-01 |  | 0.5 | A
90100 | Participating Unit | Yes | Yes | COVERD_2_QFUNTS | COVE ROAD AREA LUMPED UNITS | 20.26 | PGAE | VARIOUS | WATER | HYDRO | HYDRO | NP15 | PGE3 | 1987-01-05 |  | 20.26 | A
6800 | Participating Unit | No | Yes | COWCRK_2_UNIT | COW CREEK | 2 | PGAE | PG&E | WATER | HYDRO | HYDRO | NP15 | PGE3 | 1907-01-01 |  | 2 | A
7000 | Participating Unit | No | No | CRNEVL_6_CRNVA | CRANE VALLEY | 0.9 | PGAE | PG&E | WATER | HYDRO | HYDRO | NP15 | PGE3 | 1919-01-01 |  | 0.9 | A
7100 | Participating Unit | No | Yes | CRESTA_7_PL1X2 | CRESTA PH (AGGREGATE) | 70.4 | PGAE | PG&E | WATER | HYDRO | HYDRO | NP15 | PGE3 | 1949-01-01 | NF Feather River | 70.4 | A
7300 | Participating Unit | No | No | DSABLA_7_UNIT | DE SABLA | 18.5 | PGAE | PG&E | WATER | HYDRO | HYDRO | NP15 | PGE3 | 1963-01-01 | Butte Creek | 18.5 | A
65512 | Participating Unit | Yes | No | DEADCK_1_UNIT | DEADWOOD CREEK (HYDRO SIERRA ENERGY, LLC) | 2 | PGAE | Pacific Gas & Electric Company | WATER | HYDRO | HYDRO | NP15 | PGE3 | 1990-01-29 | Deadwood Creek | 2 | A
7400 | Participating Unit | No | No | DEERCR_6_UNIT 1 | DEER CREEK | 7 | PGAE | PG&E | WATER | HYDRO | HYDRO | NP15 | PGE3 | 1908-01-01 |  | 7 | A
119300 | Participating Unit | No | No | VOLTA_6_DIGHYD | Digger Creek Ranch Hydro | 0.6 | PGAE | Kenneth E. Link | WATER | HYDRO | HYDRO | NP15 | PGE3 | 2014-07-02 |  | 0.6 | A
8300 | Participating Unit | No | No | DONNLS_7_UNIT | Donnells Hydro | 72 | PGAE | City of Santa Clara DBA Silicon Valley Power | WATER | HYDRO | HYDRO | NP15 | PGE3 | 1957-01-01 | Stanislaus River | 72 | A
8500 | Participating Unit | No | Yes | DRUM_7_PL1X2 | DRUM PH 1 UNIT 1 & 2 (AGGREGATE) | 26 | PGAE | PG&E | WATER | HYDRO | HYDRO | NP15 | PGE3 | 1913-01-01 | South Yuba | 26 | A
8600 | Participating Unit | No | Yes | DRUM_7_PL3X4 | DRUM PH 1 UNIT 3 & 4 (AGGREGATE) | 28.9 | PGAE | PG&E | WATER | HYDRO | HYDRO | NP15 | PGE3 | 1922-01-01 | South Yuba | 28.9 | A
8700 | Participating Unit | No | No | DRUM_7_UNIT 5 | Drum PH 2 Unit 5 | 50 | PGAE | PG&E | WATER | HYDRO | HYDRO | NP15 | PGE3 | 1965-01-01 | South Yuba | 50 | A
8800 | Participating Unit | No | No | DUTCH1_7_UNIT 1 | Dutch Flat PH 1 Unit 1 | 22 | PGAE | PG&E | WATER | HYDRO | HYDRO | NP15 | PGE3 | 1943-01-01 | South Yuba | 22 | A
8900 | Participating Unit | No | No | DUTCH2_7_UNIT 1 | Dutch Flat PH 2 Unit 1 | 26 | PGAE | Nevada Irrigation District | WATER | HYDRO | HYDRO | NP15 | PGE3 | 1965-01-01 | South Yuba | 24.57 | A
91900 | Participating Unit | No | No | ELDORO_7_UNIT 1 | EL DORADO POWERHOUSE UNIT 1 | 11 | PGAE | El Dorado Irrigation District | WATER | HYDRO | HYDRO | NP15 | PGE3 | 2005-05-21 | AMERICAN RIVER-SOUTH FORK | 10.5 | A
92000 | Participating Unit | No | No | ELDORO_7_UNIT 2 | EL DORADO POWERHOUSE UNIT 2 | 11 | PGAE | El Dorado Irrigation District | WATER | HYDRO | HYDRO | NP15 | PGE3 | 2005-05-21 | AMERICAN RIVER-SOUTH FORK | 10.5 | A
9600 | Participating Unit | No | Yes | ELECTR_7_PL1X3 | ELECTRA PH (AGGREGATE) | 101.5 | PGAE | PG&E | WATER | HYDRO | HYDRO | NP15 | PGE3 | 1948-01-01 | Mokelumne River | 101.5 | A
11200 | Participating Unit | No | No | EXCHEC_7_UNIT 1 | Exchequer | 94.5 | PGAE | Merced Irrigation District | WATER | HYDRO | HYDRO | NP15 | PGE3 | 1967-01-01 | Merced River | 94.5 | A
44002 | Participating Unit | Yes | No | CURTIS_1_FARFLD | FAIRFIELD POWER PLANT | 0.9 | PGAE | Merced Irrigation District | WATER | HYDRO | HYDRO | NP15 | PGE3 | 1983-08-02 |  | 0.9 | A
11400 | Participating Unit | No | No | FORBST_7_UNIT 1 | Forbestown PH | 37.5 | PGAE | OWID | WATER | HYDRO | HYDRO | NP15 | PGE3 | 1963-01-01 | SF Feather River | 39 | A
11500 | Participating Unit | No | No | FMEADO_7_UNIT | French Meadows PH | 18 | PGAE | PCWA | WATER | HYDRO | HYDRO | NP15 | PGE3 | 1966-01-01 | American River | 18 | A
46500 | Participating Unit | Yes | Yes | FRIANT_6_UNITS | FRIANT DAM | 25 | PGAE | Friant Power Authority | WATER | HYDRO | HYDRO | NP15 | PGE3 | 1985-04-16 |  | 25 | A
47100 | Participating Unit | Yes | Yes | FULTON_1_QF | FULTON AREA LUMPED QF UNITS | 1 | PGAE | Pacific Gas & Electric Company | WATER | HYDRO | HYDRO | NP15 | PGE3 | 1983-01-01 |  | 1 | A
14300 | Participating Unit | No | No | GRIZLY_1_UNIT 1 | Grizzly PH | 20 | PGAE | PG&E | WATER | HYDRO | HYDRO | NP15 | PGE3 | 1993-01-01 | NF Feather River | 20 | A
14500 | Participating Unit | No | Yes | HAASPH_7_PL1X2 | HAAS PH (AGGREGATE) | 144 | PGAE | PG&E | WATER | HYDRO | HYDRO | NP15 | PGE3 | 1958-01-01 | Kings River | 144 | A
14600 | Participating Unit | No | No | HALSEY_6_UNIT | Halsey PH | 13.5 | PGAE | PG&E | WATER | HYDRO | HYDRO | NP15 | PGE3 | 1916-01-01 | South Yuba | 13.5 | A
14700 | Participating Unit | No | Yes | HMLTBR_6_UNITS | HAMILTON BRANCH PH (Aggregate) | 4.9 | PGAE | PG&E | WATER | HYDRO | HYDRO | NP15 | PGE3 | 1921-01-01 | NF Feather River | 4.8 | A
15000 | Participating Unit | No | No | HATCR1_7_UNIT | HAT CREEK 1 | 8.5 | PGAE | PG&E | WATER | HYDRO | HYDRO | NP15 | PGE3 | 1921-01-01 | Pit River | 8.5 | A
15100 | Participating Unit | No | No | HATCR2_7_UNIT | HAT CREEK 2 | 8.5 | PGAE | PG&E | WATER | HYDRO | HYDRO | NP15 | PGE3 | 1921-01-01 | Pit River | 8.5 | A
90300 | Participating Unit | Yes | Yes | HATLOS_6_QFUNTS | HAT CREEK AREA LUMPED UNITS | 2.75 | PGAE | VARIOUS | WATER | HYDRO | HYDRO | NP15 | PGE3 | 1989-06-15 |  | 2.75 | A
90400 | Participating Unit | Yes | Yes | HAYPRS_6_QFUNTS | HAYPRESS HYDROELECTRIC (Aggregate) | 18.75 | PGAE | VARIOUS | WATER | HYDRO | HYDRO | NP15 | PGE3 | 1989-04-11 |  | 18.75 | A
65509 | Participating Unit | Yes | No | FMEADO_6_HELLHL | Hell Hole Powerhouse | 0.6 | PGAE | Placer County Water Agency | WATER | HYDRO | HYDRO | NP15 | PGE3 | 1983-04-30 |  | 0.6 | A
122800 | Participating Unit | Yes | No | HIGGNS_7_QFUNTS | HIGGINS QF Aggregate | 2 | PGAE | Pacific Gas & Electric Company | WATER | HYDRO | HYDRO | NP15 | PGE3 |  |  | 0.5 | A
118700 | Participating Unit | Yes | No | ORLND_6_HIGHLI | High Line Canal Hydro | 0.5 | PGAE | City of Santa Clara DBA Silicon Valley Power | WATER | HYDRO | HYDRO | NP15 | PGE3 | 2014-06-11 |  | 0.53 | A
59600 | Participating Unit | Yes | Yes | NHOGAN_6_UNITS | HOGAN PH (AGGREGATE) | 4 | PGAE | Calaveras City Water District (16H008) | WATER | HYDRO | HYDRO | NP15 | MID1 | 1986-04-15 |  | 4 | A
51500 | Participating Unit | Yes | No | FORKBU_6_UNIT | HYPOWER, INC. (a/k/a Forks of Butte) | 14.3 | PGAE | Pacific Gas & Electric Company | WATER | HYDRO | HYDRO | NP15 | PGE3 | 1992-03-16 |  | 14.3 | A
51800 | Participating Unit | Yes | No | INDVLY_1_UNITS | INDIAN VALLEY HYDRO | 3.01 | PGAE | Yolo County Flood & WCD | WATER | HYDRO | HYDRO | NP15 | PGE3 | 1983-09-15 |  | 3.01 | A
17300 | Participating Unit | No | No | INSKIP_2_UNIT | INSKIP | 8 | PGAE | PG&E | WATER | HYDRO | HYDRO | NP15 | PGE3 | 1979-01-01 | Battle Creek | 8 | A
17400 | Participating Unit | No | No | BLACK_7_UNIT 1 | James B. Black 1 | 85 | PGAE | PG&E | WATER | HYDRO | HYDRO | NP15 | PGE3 | 1966-01-01 | Pit River | 85 | A
17500 | Participating Unit | No | No | BLACK_7_UNIT 2 | James B. Black 2 | 84.1 | PGAE | PG&E | WATER | HYDRO | HYDRO | NP15 | PGE3 | 1965-01-01 | Pit River | 84.1 | A
70200 | Participating Unit | Yes | No | KEKAWK_6_UNIT | Kekawaka Creek Hydroelectic Facility | 5.5 | PGAE | STS HydroPower, Ltd | WATER | HYDRO | HYDRO | NP15 | PGE1 | 1989-12-27 |  | 5.5 | A
18200 | Participating Unit | No | No | KELYRG_6_UNIT | Kelly Ridge PH | 11 | PGAE | OWID | WATER | HYDRO | HYDRO | NP15 | PGE3 | 1963-01-01 | SF Feather River | 11 | A
18300 | Participating Unit | No | No | KERKH1_7_UNIT 1 | Kerckhoff PH 1 Unit #1 | 13 | PGAE | PG&E | WATER | HYDRO | HYDRO | NP15 | PGE3 | 1920-01-01 | San Joaquin River | 13 | A
18500 | Participating Unit | No | No | KERKH1_7_UNIT 3 | Kerckhoff PH 1 Unit #3 | 12.8 | PGAE | PG&E | WATER | HYDRO | HYDRO | NP15 | PGE3 | 1920-01-01 | San Joaquin River | 12.8 | A
18600 | Participating Unit | No | No | KERKH2_7_UNIT 1 | Kerckhoff PH 2 Unit #1 | 153.9 | PGAE | PG&E | WATER | HYDRO | HYDRO | NP15 | PGE3 | 1983-01-01 | San Joaquin River | 153.9 | A
19000 | Participating Unit | No | Yes | KILARC_2_UNIT 1 | KILARC | 3.2 | PGAE | PG&E | WATER | HYDRO | HYDRO | NP15 | PGE3 | 1904-01-01 |  | 3.2 | A
19200 | Participating Unit | No | No | KINGRV_7_UNIT 1 | Kings River Unit 1 | 51.2 | PGAE | PG&E | WATER | HYDRO | HYDRO | NP15 | PGE3 | 1962-01-01 | Kings River | 51.2 | A
94400 | Participating Unit | No | Yes | UKIAH_7_LAKEMN | Lake Mendocino Hydro | 3.5 | PGAE | NCPA (MSS Agreement - S14) | WATER | HYDRO | HYDRO | NP15 | NCP1 | 2007-07-02 | Russian River | 3.5 | A
70609 | Participating Unit | Yes | No | BUCKCK_2_HYDRO | LASSEN STATION HYDRO | 0.99 | PGAE | Lassen Station Hydroelectric, LP | WATER | HYDRO | HYDRO | NP15 | PGE3 | 1986-05-22 |  | 0.99 | A
19500 | Participating Unit | No | Yes | CLRKRD_6_LIMESD | LIME SADDLE | 2 | PGAE | PG&E | WATER | HYDRO | HYDRO | NP15 | PGE3 | 1906-01-01 | West Branch Feather River | 2 | A
98700 | Participating Unit | No | No | HATLOS_6_LSCRK | Lost Creek 1 & 2 Hydro Conversion | 1.7 | PGAE | Snow Mountain Hydro, LLC. | WATER | HYDRO | HYDRO | NP15 | PGE3 | 1989-06-15 |  | 1.7 | A
93700 | Participating Unit | Yes | Yes | LOWGAP_7_QFUNTS | LOW GAP QF AGGREGATION | 2 | PGAE | Pacific Gas & Electric Company | WATER | HYDRO | HYDRO | NP15 | PGE3 | 2007-03-01 |  | 2 | A
54800 | Participating Unit | Yes | No | STOREY_7_MDRCHW | Madera Canal Site 980 | 1.84 | PGAE | MADERA-CHOWCHILLA WATER AND POWER AUTHORITY | WATER | HYDRO | HYDRO | NP15 | PGE3 | 1985-02-02 |  | 2.13 | A
37201 | Participating Unit | Yes | No | STOREY_2_MDRCH2 | Madera Chowchilla 2 | 0.52 | PGAE | Madera Chowchilla Water and Power Authority | WATER | HYDRO | HYDRO | NP15 | PGE3 | 1986-04-11 |  | 0.56 | A
37203 | Participating Unit | Yes | No | STOREY_2_MDRCH3 | Madera Chowchilla 3 | 0.42 | PGAE | Madera Chowchilla Water and Power Authority | WATER | HYDRO | HYDRO | NP15 | PGE3 | 1986-04-16 |  | 0.42 | A
37202 | Participating Unit | Yes | No | STOREY_2_MDRCH4 | Madera Chowchilla 4 | 0.92 | PGAE | Madera Chowchilla Water and Power Authority | WATER | HYDRO | HYDRO | NP15 | PGE3 | 1986-04-01 |  | 0.92 | A
54900 | Participating Unit | Yes | No | MALCHQ_7_UNIT 1 | MALACHA HYDRO L.P. | 32.5 | PGAE | Pacific Gas & Electric Company | WATER | HYDRO | HYDRO | NP15 | PGE3 | 1988-12-07 |  | 32.5 | A
21000 | Participating Unit | No | No | MCSWAN_6_UNITS | Mc SWAIN | 10 | PGAE | Merced Irrigation District | WATER | HYDRO | HYDRO | NP15 | PGE3 | 1967-01-01 | Merced River | 10 | A
55300 | Participating Unit | Yes | Yes | MCCALL_1_QF | MCCALL AREA LUMPED QF UNITS | 2.5 | PGAE | VARIOUS | WATER | HYDRO | HYDRO | NP15 | PGE3 | 1990-01-01 |  | 1.45 | A
21100 | Participating Unit | No | No | MERCFL_6_UNIT | Merced Falls | 3.5 | PGAE | PG&E | WATER | HYDRO | HYDRO | NP15 | PGE3 | 1930-01-01 |  | 3.5 | A
56600 | Participating Unit | Yes | Yes | METCLF_1_QF | METCALF AREA LUMPED QF UNITS | 1.25 | PGAE | VARIOUS | WATER | HYDRO | HYDRO | NP15 | PGE3 |  |  | 0.8 | A
21200 | Participating Unit | No | Yes | MDFKRL_2_PROJCT | MIDDLE FORK-RALSTON PROJECT (AGGREGATE) | 218.39 | PGAE | PCWA | WATER | HYDRO | HYDRO | NP15 | PGE3 | 1966-01-01 | American River | 220.7 | A
51706 | Participating Unit | Yes | No | LOWGAP_1_SUPHR | MILL & SULPHUR CREEK (NORTH COAST) | 0.99 | PGAE | Mill & Sulphur Creek Power Plant, LP | WATER | HYDRO | HYDRO | NP15 | PGE3 | 1988-02-23 |  | 1 | A
22000 | Participating Unit | No | Yes | MONTPH_7_UNITS | MONTICELLO PH (Aggregate) | 12.5 | PGAE | Solano Irrigation District | WATER | HYDRO | HYDRO | NP15 | PGE3 | 1974-01-01 |  | 12.5 | A
23300 | Participating Unit | No | No | NAROW1_2_UNIT | Narrows PH 1 Unit | 12 | PGAE | PG&E | WATER | HYDRO | HYDRO | NP15 | PGE3 | 1942-01-01 | South Yuba | 12 | A
23200 | Participating Unit | No | No | NAROW2_2_UNIT | NARROWS PH 2 UNIT | 55 | PGAE | YCWA | WATER | HYDRO | HYDRO | NP15 | PGE3 | 1969-01-01 | North Yuba River | 55 | A
59500 | Participating Unit | Yes | No | BOWMN_6_UNIT | NEVADA POWER AUTHORITY (BOWMAN) | 6.25 | PGAE | Pacific Gas & Electric Company | WATER | HYDRO | HYDRO | NP15 | PGE3 | 1986-08-18 |  | 6.25 | A
23400 | Participating Unit | No | No | NWCSTL_7_UNIT 1 | Newcastle PH | 12 | PGAE | PG&E | WATER | HYDRO | HYDRO | NP15 | PGE3 | 1986-01-01 | South Yuba | 12 | A
23500 | Participating Unit | No | No | BUCKCK_7_OAKFLT | OAK FLAT PH | 1.3 | PGAE | PG&E | WATER | HYDRO | HYDRO | NP15 | PGE3 | 1985-01-01 | North Fork Feather River | 1.3 | A
94200 | Participating Unit | Yes | Yes | OILFLD_7_QFUNTS | OIL FIELDS QF AGGREGATION | 3.8 | PGAE |  | WATER | HYDRO | HYDRO | NP15 | PGE3 |  |  | 3.8 | A
61700 | Participating Unit | Yes | No | OLSEN_2_UNIT | OLSEN POWER PARTNERS | 5.8 | PGAE | Pacific Gas & Electric Company | WATER | HYDRO | HYDRO | NP15 | PGE3 | 1990-01-03 |  | 5.8 | A
24300 | Participating Unit | No | No | OXBOW_6_DRUM | Oxbow PH | 6 | PGAE | PCWA | WATER | HYDRO | HYDRO | NP15 | PGE3 | 1966-01-01 | American River | 6 | A
24700 | Participating Unit | No | Yes | PARDEB_6_UNITS | Pardee Power House | 30 | PGAE | East Bay Municipal Utility District | WATER | HYDRO | HYDRO | NP15 | PGE3 | 1930-01-01 | Mokelumne River | 27.8 | A
56200 | Participating Unit | Yes | No | CRESSY_1_PARKER | Parker Power House | 2.83 | PGAE | Merced Irrigation District | WATER | HYDRO | HYDRO | NP15 | PGE3 | 1981-09-23 |  | 2.83 | A
24800 | Participating Unit | No | No | PHOENX_1_UNIT | PHOENIX PH | 2 | PGAE | PG&E | WATER | HYDRO | HYDRO | NP15 | PGE3 | 1940-01-01 | Tuolemne River | 2 | A
24900 | Participating Unit | No | Yes | PINFLT_7_UNITS | PINE FLAT PH (AGGREGATE) | 210 | PGAE | CDWR | WATER | HYDRO | HYDRO | NP15 | PGE3 | 1984-01-01 |  | 173.7 | A
25000 | Participating Unit | No | No | PIT1_7_UNIT 1 | Pit PH 1 Unit 1 | 32 | PGAE | PG&E | WATER | HYDRO | HYDRO | NP15 | PGE3 | 1922-01-01 | Pit River | 32 | A
25100 | Participating Unit | No | No | PIT1_7_UNIT 2 | Pit PH 1 Unit 2 | 32 | PGAE | PG&E | WATER | HYDRO | HYDRO | NP15 | PGE3 | 1922-01-01 | Pit River | 32 | A
25200 | Participating Unit | No | Yes | PIT3_7_PL1X3 | PIT PH 3 (AGGREGATE) | 70.6 | PGAE | PG&E | WATER | HYDRO | HYDRO | NP15 | PGE3 | 1925-01-01 | Pit River | 70.6 | A
25300 | Participating Unit | No | Yes | PIT4_7_PL1X2 | PIT PH 4 (AGGREGATE) | 95 | PGAE | PG&E | WATER | HYDRO | HYDRO | NP15 | PGE3 | 1955-01-01 | Pit River | 95 | A
25400 | Participating Unit | No | Yes | PIT5_7_PL1X2 | PIT PH 5 UNITS 1 & 2 (AGGREGATE) | 82 | PGAE | PG&E | WATER | HYDRO | HYDRO | NP15 | PGE3 | 1944-01-01 | Pit River | 82 | A
25500 | Participating Unit | No | Yes | PIT5_7_PL3X4 | PIT PH 5 UNITS 3 & 4 (AGGREGATE) | 82 | PGAE | PG&E | WATER | HYDRO | HYDRO | NP15 | PGE3 | 1944-01-01 | Pit River | 82 | A
25600 | Participating Unit | No | No | PIT6_7_UNIT 1 | Pit PH 6 Unit 1 | 39 | PGAE | PG&E | WATER | HYDRO | HYDRO | NP15 | PGE3 | 1965-01-01 | Pit River | 39 | A
25700 | Participating Unit | No | No | PIT6_7_UNIT 2 | Pit PH 6 Unit 2 | 40 | PGAE | PG&E | WATER | HYDRO | HYDRO | NP15 | PGE3 | 1965-01-01 | Pit River | 40 | A
25800 | Participating Unit | No | No | PIT7_7_UNIT 1 | Pit PH 7 Unit 1 | 55.7 | PGAE | PG&E | WATER | HYDRO | HYDRO | NP15 | PGE3 | 1965-01-01 | Pit River | 55.7 | A
25900 | Participating Unit | No | No | PIT7_7_UNIT 2 | Pit PH 7 Unit 2 | 54.6 | PGAE | PG&E | WATER | HYDRO | HYDRO | NP15 | PGE3 | 1965-01-01 | Pit River | 54.6 | A
90200 | Participating Unit | Yes | Yes | PIT5_7_QFUNTS | PIT5 AREA LUMPED UNITS | 3.75 | PGAE | Pacific Gas & Electric Company | WATER | HYDRO | HYDRO | NP15 | PGE3 | 1987-08-15 |  | 3.75 | A
26700 | Participating Unit | No | No | POEPH_7_UNIT 1 | Poe PH Unit 1 | 69 | PGAE | PG&E | WATER | HYDRO | HYDRO | NP15 | PGE3 | 1958-01-01 | NF Feather River | 68 | A
26800 | Participating Unit | No | No | POEPH_7_UNIT 2 | Poe PH Unit 2 | 68.5 | PGAE | PG&E | WATER | HYDRO | HYDRO | NP15 | PGE3 | 1958-01-01 | NF Feather River | 68.5 | A
27400 | Participating Unit | No | Yes | POTTER_6_UNITS | POTTER VALLEY PH (AGGREGATE) | 10.1 | PGAE | Pacific Gas & Electric Company | WATER | HYDRO | HYDRO | NP15 | PGE3 | 1910-01-01 | Eel | 9.8 | A
66000 | Participating Unit | Yes | No | PLACVL_1_RCKCRE | ROCK CREEK L.P. | 5 | PGAE | Pacific Gas & Electric Company | WATER | HYDRO | HYDRO | NP15 | PGE3 | 1986-04-24 |  | 5 | A
28000 | Participating Unit | No | No | RCKCRK_7_UNIT 1 | Rock Creek Unit 1 | 57 | PGAE | PG&E | WATER | HYDRO | HYDRO | NP15 | PGE3 | 1950-01-01 | NF Feather River | 57 | A
28100 | Participating Unit | No | No | RCKCRK_7_UNIT 2 | Rock Creek Unit 2 | 56.9 | PGAE | PG&E | WATER | HYDRO | HYDRO | NP15 | PGE3 | 1950-01-01 | NF Feather River | 56.9 | A
28200 | Participating Unit | No | No | ROLLIN_6_UNIT | Rollins PH | 13.5 | PGAE | Nevada Irrigation District | WATER | HYDRO | HYDRO | NP15 | PGE3 | 1980-01-01 |  | 12.15 | A
120600 | Participating Unit | Yes | No | ALLGNY_6_HYDRO1 | Salmon Creek Hydroelectric Project | 0.52 | PGAE | Salmon Creek Hydroelectric Company, LLC | WATER | HYDRO | HYDRO | NP15 | PGE3 | 2014-12-03 |  | 0.54 | A
28600 | Participating Unit | No | Yes | SALTSP_7_UNITS | SALT SPRINGS PH (AGGREGATE) | 46 | PGAE | PG&E | WATER | HYDRO | HYDRO | NP15 | PGE3 | 1931-01-01 | Mokelumne River | 46 | A
28800 | Participating Unit | No | No | CRNEVL_6_SJQN 2 | San Joaquin PH 2 | 3.2 | PGAE | PGAE | WATER | HYDRO | HYDRO | NP15 | PGE3 | 1917-01-01 |  | 3.2 | A
28900 | Participating Unit | No | No | CRNEVL_6_SJQN 3 | San Joaquin PH 3 | 4.2 | PGAE | PGAE | WATER | HYDRO | HYDRO | NP15 | PGE3 | 1923-01-01 |  | 4.2 | A
67300 | Participating Unit | Yes | No | SNDBAR_7_UNIT 1 | Sand Bar Hydro | 18.6 | PGAE | Pacific Gas & Electric Company | WATER | HYDRO | HYDRO | NP15 | PGE3 | 1986-05-19 | Stanislaus River | 18.6 | A
84800 | Participating Unit | No | No | APLHIL_1_SLABCK | SLAB CREEK HYDRO | 1 | PGAE | SMUD | WATER | HYDRO | HYDRO | NP15 | PGE3 |  |  | 0.4 | A
30000 | Participating Unit | No | No | SLYCRK_1_UNIT 1 | Sly Creek PH | 13 | PGAE | OWID | WATER | HYDRO | HYDRO | NP15 | PGE3 | 1983-01-01 | SF Feather River | 13 | A
35000 | Participating Unit | Yes | Yes | WRGHTP_7_AMENGY | SMALL QF AGGREGATION - LOS BANOS | 2.5 | PGAE | Pacific Gas & Electric Company | WATER | HYDRO | HYDRO | NP15 | PGE3 | 1986-02-01 |  | 2.5 | A
50800 | Participating Unit | Yes | Yes | HUMBSB_1_QF | Small QF aggregation - Trinity | 1.25 | PGAE | Pacific Gas & Electric Company | WATER | HYDRO | HYDRO | NP15 | PGE1 |  |  | 1.25 | A
43407 | Participating Unit | Yes | No | SPBURN_7_SNOWMT | SNOW MOUNTAIN HYDRO LLC (BURNEY CREEK) | 3 | PGAE | Pacific Gas & Electric Company | WATER | HYDRO | HYDRO | NP15 | PGE3 | 1990-03-28 |  | 3 | A
30400 | Participating Unit | No | No | SOUTH_2_UNIT | SOUTH PH | 7.1 | PGAE | PG&E | WATER | HYDRO | HYDRO | NP15 | PGE3 | 1979-01-01 |  | 7.1 | A
69300 | Participating Unit | No | No | COTTLE_2_FRNKNH | SOUTH SAN JOAQUIN ID (FRANKENHEIMER) | 5.3 | PGAE |  | WATER | HYDRO | HYDRO | NP15 | PGE3 | 1983-02-12 |  | 8.75 | A
69400 | Participating Unit | No | No | VLYHOM_7_SSJID | SOUTH SAN JOAQUIN ID (WOODWARD) | 3 | PGAE |  | WATER | HYDRO | HYDRO | NP15 | PGE3 | 1982-04-16 |  | 5 | A
31000 | Participating Unit | No | No | SPAULD_6_UNIT 3 | Spaulding Unit 3 | 6.5 | PGAE | PG&E | WATER | HYDRO | HYDRO | NP15 | PGE3 | 1928-01-01 | South Yuba | 6.5 | A
31100 | Participating Unit | No | Yes | SPAULD_6_UNIT12 | SPAULDING UNITS 1 & 2 (AGGREGATE) | 11.4 | PGAE | PG&E | WATER | HYDRO | HYDRO | NP15 | PGE3 | 1929-01-01 | South Yuba | 11.4 | A
31200 | Participating Unit | No | Yes | SPICER_1_UNITS | Spicer Hydro Aggregate | 6 | PGAE | NCPA (MSS Agreement - S14) | WATER | HYDRO | HYDRO | NP15 | NCP1 | 1990-01-01 |  | 6 | A
31300 | Participating Unit | No | No | SPRGAP_1_UNIT 1 | Spring Gap Unit 1 | 7 | PGAE | PG&E | WATER | HYDRO | HYDRO | NP15 | PGE3 | 1921-01-01 |  | 7 | A
31400 | Participating Unit | No | No | STANIS_7_UNIT 1 | Stanislaus Unit 1 | 91 | PGAE | PG&E | WATER | HYDRO | HYDRO | NP15 | PGE3 | 1963-01-01 | Stanislaus River | 91 | A
31500 | Participating Unit | No | Yes | ELKCRK_6_STONYG | Stony Gorge Hydro | 4.9 | PGAE | City of Santa Clara DBA Silicon Valley Power | WATER | HYDRO | HYDRO | NP15 | PGE3 | 1986-01-01 |  | 4.9 | A
70100 | Participating Unit | Yes | No | KANAKA_1_UNIT | STS HYDROPOWER LTD. (KANAKA) | 2.5 | PGAE | Pacific Gas & Electric Company | WATER | HYDRO | HYDRO | NP15 | PGE3 | 1989-02-13 |  | 2.5 | A
70600 | Participating Unit | Yes | Yes | TBLMTN_6_QF | TABLE MOUNTAIN AREA LUMPED QF UNITS | 3.6 | PGAE | VARIOUS | WATER | HYDRO | HYDRO | NP15 | PGE3 | 1983-01-01 |  | 5.8 | A
70800 | Participating Unit | Yes | Yes | TESLA_1_QF | TESLA AREA LUMPED QF UNITS | 2 | PGAE | VARIOUS | WATER | HYDRO | HYDRO | NP15 | PGE3 | 1982-01-01 |  | 2.46 | A
103400 | Participating Unit | No | No | FTSWRD_6_TRFORK | Three Forks Water Power Project | 1.63 | PGAE | Grizzly Mountain Ranch | WATER | HYDRO | HYDRO | NP15 | PGE3 | 2011-11-01 |  | 1.8 | A
32200 | Participating Unit | No | Yes | TIGRCK_7_UNITS | TIGER CREEK PH (AGGREGATE) | 62 | PGAE | PG&E | WATER | HYDRO | HYDRO | NP15 | PGE3 | 1931-01-01 | Mokelumne River | 62 | A
32300 | Participating Unit | No | No | TOADTW_6_UNIT | TOADTOWN PH | 1.5 | PGAE | PG&E | WATER | HYDRO | HYDRO | NP15 | PGE3 | 1986-01-01 |  | 1.5 | A
32700 | Participating Unit | No | Yes | TULLCK_7_UNITS | Tulloch Hydro | 25.9 | PGAE | City of Santa Clara DBA Silicon Valley Power | WATER | HYDRO | HYDRO | NP15 | PGE3 | 1958-01-01 | Stanislaus River | 25.9 | A
93400 | Participating Unit | No | Yes | FROGTN_7_UTICA | UTICA POWER HYDRO AGGREGATE | 6.2 | PGAE | UTICA POWER AUTHORITY | WATER | HYDRO | HYDRO | NP15 | PGE3 |  | Stanislaus River | 5.5 | A
49900 | Participating Unit | Yes | No | POTTER_7_VECINO | VECINO VINEYARDS LLC | 1.25 | PGAE | Pacific Gas & Electric Company | WATER | HYDRO | HYDRO | NP15 | PGE3 | 1990-03-27 |  | 1.25 | A
133400 | Participating Unit | No | No | BANGOR_6_HYDRO | Virginia Ranch Dam Powerplant | 1 | PGAE | Browns Valley Irrigation District (BVID) | WATER | HYDRO | HYDRO | NP15 | PGE2 | 2012-06-14 |  | 1.04 | A
93800 | Participating Unit | Yes | Yes | VOLTA_7_QFUNTS | VOLTA QF AGGREGATION | 1.5 | PGAE | PG&E | WATER | HYDRO | HYDRO | NP15 | PGE3 | 2007-03-01 |  | 1.5 | A
32900 | Participating Unit | No | No | VOLTA_2_UNIT 1 | VOLTA UNIT 1 | 9.1 | PGAE | PG&E | WATER | HYDRO | HYDRO | NP15 | PGE3 | 1980-01-01 |  | 9.1 | A
33000 | Participating Unit | No | No | VOLTA_2_UNIT 2 | VOLTA UNIT 2 | 1 | PGAE | PG&E | WATER | HYDRO | HYDRO | NP15 | PGE3 | 1981-01-01 |  | 1 | A
74200 | Participating Unit | Yes | No | GYSRVL_7_WSPRNG | Warm Springs | 3.75 | PGAE | Sonoma County Water Agency (04H009) | WATER | HYDRO | HYDRO | NP15 | PGE3 | 1988-12-22 |  | 3.75 | A
43402 | Participating Unit | Yes | No | CEDRCK_6_UNIT | Water Wheel Ranch | 0.98 | PGAE | Water Wheel Ranch | WATER | HYDRO | HYDRO | NP15 | PGE3 | 1984-03-22 |  | 0.98 | A
33200 | Participating Unit | No | No | WESTPT_2_UNIT | West Point PH | 14 | PGAE | PG&E | WATER | HYDRO | HYDRO | NP15 | PGE3 | 1948-01-01 | Mokelumne River | 14 | A
33600 | Participating Unit | No | No | WISE_1_UNIT 1 | Wise Unit 1 | 14.5 | PGAE | PG&E | WATER | HYDRO | HYDRO | NP15 | PGE1 | 1917-01-01 | South Yuba | 14.5 | A
33700 | Participating Unit | No | No | WISE_1_UNIT 2 | Wise Unit 2 | 3.2 | PGAE | PG&E | WATER | HYDRO | HYDRO | NP15 | PGE1 | 1986-01-01 | South Yuba | 3.2 | A
33800 | Participating Unit | No | Yes | WISHON_6_UNITS | WISHON/SAN JOAQUIN 1-A (AGGREGATE) | 18.4 | PGAE | PG&E | WATER | HYDRO | HYDRO | NP15 | PGE3 | 1910-01-01 | San Joaquin River | 18.4 | A
33900 | Participating Unit | No | No | WDLEAF_7_UNIT 1 | Woodleaf PH | 60 | PGAE | OWID | WATER | HYDRO | HYDRO | NP15 | PGE3 | 1963-01-01 | SF Feather River | 60 | A
75500 | Participating Unit | Yes | No | HILAND_7_YOLOWD | YOLO COUNTY FLOOD & WCD | 3.75 | PGAE | Pacific Gas & Electric Company | WATER | HYDRO | HYDRO | NP15 | PGE3 | 1985-09-07 |  | 3.75 | A
18700 | Participating Unit | No | No | KRNCNY_6_UNIT | KERN CANYON | 11.5 | PGAE | PG&E | WATER | HYDRO | HYDRO | ZP26 | PGE4 | 1921-01-01 |  | 11.5 | A
52800 | Participating Unit | Yes | No | RIOBRV_6_UNIT 1 | KERN HYDRO (OLCESE) (aka RIO BRAVO HYDRO) | 18.4 | PGAE | Pacific Gas & Electric Company | WATER | HYDRO | HYDRO | ZP26 | PGE4 | 1989-05-18 |  | 18.4 | A
56300 | Participating Unit | Yes | Yes | MESAP_1_QF | MESA AREA LUMPED QF UNITS | 1 | PGAE | VARIOUS | WATER | HYDRO | HYDRO | ZP26 | PGE4 |  |  | 1 | A
15300 | Participating Unit | No | No | HELMPG_7_UNIT 1 | Helms PGP Unit 1 | 407 | PGAE | PG&E | WATER | PUMPED STORAGE | HYDRO | NP15 | PGE3 | 1984-01-01 | Kings River | 407 | A
15400 | Participating Unit | No | No | HELMPG_7_UNIT 2 | Helms PGP Unit 2 | 407 | PGAE | PG&E | WATER | PUMPED STORAGE | HYDRO | NP15 | PGE3 | 1984-01-01 | Kings River | 407 | A
15500 | Participating Unit | No | No | HELMPG_7_UNIT 3 | Helms PGP Unit 3 | 404 | PGAE | PG&E | WATER | PUMPED STORAGE | HYDRO | NP15 | PGE3 | 1984-01-01 | Kings River | 404 | A
16900 | Participating Unit | No | Yes | HYTTHM_2_UNITS | HYATT-THERMALITO P-G PROJECT (AGGREGATE) | 933.1 | PGAE | CDWR | WATER | PUMPED STORAGE | HYDRO | NP15 | PGE3 | 1968-01-01 |  | 941.4 | A
79400 | Participating Unit | No | Yes | ONLLPP_6_UNITS | ONEILL P-G PLANT (AGGREGATE) | 14 | PGAE | USBR | WATER | PUMPED STORAGE | HYDRO | NP15 | PGE3 | 1967-01-01 |  | 14.4 | A
29000 | Participating Unit | No | Yes | SLUISP_2_UNITS | SAN LUIS (GIANELLI) P-G PLANT (AGGREGATE) | 374.43 | PGAE | CDWR | WATER | PUMPED STORAGE | HYDRO | NP15 | PGE3 | 1967-01-01 |  | 424 | A
113000 | Participating Unit | No | No | JAKVAL_6_UNITG1 | Buena Vista Biomass | 17.84 | PGAE | Buena Vista Biomass Power, LLC | WOOD WASTE | STEAM | BIOMASS | NP15 | PGE2 | 2013-01-03 |  | 20 | A | 0.54
29400 | Participating Unit | Yes | No | SPBURN_2_UNIT 1 | Burney Biomass | 22 | PGAE | Sierra Pacific Industries | WOOD WASTE | STEAM | BIOMASS | NP15 | PGE3 | 1986-01-01 |  | 20 | A
37500 | Participating Unit | Yes | No | BURNYF_2_UNIT 1 | BURNEY FOREST PRODUCTS | 35.7 | PGAE | Pacific Gas & Electric Company | WOOD WASTE | STEAM | BIOMASS | NP15 | PGE3 | 1989-10-17 |  | 35.7 | A | 0.79
46000 | Participating Unit | Yes | No | FAIRHV_6_UNIT | FAIRHAVEN POWER CO. | 19.9 | PGAE | Pacific Gas & Electric Company | WOOD WASTE | STEAM | BIOMASS | NP15 | PGE1 | 1986-09-15 |  | 19.9 | A | 0.752
29500 | Participating Unit | Yes | No | SPI LI_2_UNIT 1 | Lincoln Biomass | 17.2 | PGAE | Sierra Pacific Industries | WOOD WASTE | STEAM | BIOMASS | NP15 | PGE3 | 1986-06-03 |  | 19.2 | A
94100 | Participating Unit | Yes | Yes | MLPTAS_7_QFUNTS | MILPITAS QF AGGREGATION | 2.3 | PGAE |  | WOOD WASTE | STEAM | BIOMASS | NP15 | PGE3 |  |  | 2.3 | A
61200 | Participating Unit | Yes | No | ULTPCH_1_UNIT 1 | OGDEN POWER PACIFIC, INC. (CHINESE STATION) | 22 | PGAE | Pacific Gas & Electric Company | WOOD WASTE | STEAM | BIOMASS | NP15 | PGE3 | 1986-06-04 |  | 22 | A
62100 | Participating Unit | Yes | No | PACLUM_6_UNIT | PACIFIC LUMBER CO. | 28.8 | PGAE | Pacific Gas & Electric Company | WOOD WASTE | STEAM | BIOMASS | NP15 | PGE1 | 1986-03-22 |  | 26.25 | A
29600 | Participating Unit | Yes | No | SPQUIN_6_SRPCQU | Quincy Biomass | 22 | PGAE | Sierra Pacific Industries | WOOD WASTE | STEAM | BIOMASS | NP15 | PGE3 | 1983-01-14 |  | 27.5 | A
65100 | Participating Unit | Yes | No | ULTPFR_1_UNIT 1 | RIO BRAVO FRESNO (aka ULTRAPOWER) | 30.5 | PGAE | Pacific Gas & Electric Company | WOOD WASTE | STEAM | BIOMASS | NP15 | PGE3 | 1988-07-20 |  | 30.5 | A | 0.787
65400 | Participating Unit | Yes | No | ULTRCK_2_UNIT | RIO BRAVO ROCKLIN | 28.8 | PGAE | Pacific Gas & Electric Company | WOOD WASTE | STEAM | BIOMASS | NP15 | PGE3 | 1989-06-09 |  | 28.8 | A | 0.777
29700 | Participating Unit | Yes | No | SPIFBD_1_PL1X2 | Sonora | 7.5 | PGAE | Sierra Pacific Industries | WOOD WASTE | STEAM | BIOMASS | NP15 | PGE3 | 2001-05-29 |  | 7.5 | A
126900 | Participating Unit | No | No | SPIAND_1_ANDSN2 | SPI Anderson 2 | 27.15 | PGAE | Sierra Pacific Industries | WOOD WASTE | STEAM | BIOMASS | NP15 | PGE2 | 2015-09-09 |  | 30.15 | A
63400 | Participating Unit | No | No | COGNAT_1_UNIT | Stockton Biomas | 48 | PGAE | DTE Stockton, LLC | WOOD WASTE | STEAM | BIOMASS | NP15 | PGE3 | 2014-02-12 |  | 50 | A
71700 | Participating Unit | Yes | No | THMENG_1_UNIT 1 | Tracy Biomass | 18.5 | PGAE | Thermal Energy Development Partnership L.P. | WOOD WASTE | STEAM | BIOMASS | NP15 | PGE3 | 1990-04-26 |  | 23 | A
75000 | Participating Unit | Yes | No | WSENGY_1_UNIT 1 | WHEELABRATOR SHASTA | 63 | PGAE | Pacific Gas & Electric Company | WOOD WASTE | STEAM | BIOMASS | NP15 | PGE3 | 1987-10-30 |  | 63 | A | 0.7
75300 | Participating Unit | No | No | BIOMAS_1_UNIT 1 | WOODLAND BIOMASS | 28.8 | PGAE | WOODLAND BIOMASS POWER, LLC | WOOD WASTE | STEAM | BIOMASS | NP15 | PGE3 | 1989-08-31 |  | 28 | A | 0.748
58500 | Participating Unit | No | No | MTNPOS_1_UNIT | MT. POSO COGENERATION CO. | 46.64 | PGAE | Mt. Poso Cogeneration Company | WOOD WASTE | STEAM | COGENERATION | ZP26 | PGE4 | 1989-04-01 |  | 63.33 | A | 0.474
92200 | Participating Unit | Yes | Yes | LASSEN_6_UNITS | LASSEN AREA QF AGGREGATION | 32 | PGAE | Various | WOOD WASTE | STEAM | THERMAL | NP15 | PGE3 | 2005-12-01 |  | 32 | A

## out2
2.6199
110.3134
258.547
272.6396
55.1567
52.7666
12.732
52.3529
67.9347
257.9909
45.9639
284.9763
404.4825
24.1427
2.9072
1.9382
82.5823
86.0372
85.4052
88.0428
86.0752
20.5192
20.2242
20.2242
10.0278
10.702
19.4658
40.1957
123.8734
1.896
2.9494
10.4281
10.4281
64.5335
65.5677
109.6242
0
0
0
0
0
0
0
0
0
0
0
0
0
0
0
0
0
0
0
0
0
0
0
0
0
0
0
0
0
0
0
0
0
0
86.0752
82.5823
15.5052
8.0054
10.2385
23.6792
4.8454
9.5602
26.8603
14.5362
1.9382
24.0163
20.3506
24.0584
16.7271
13.6935
16.8535
21.9138
168.9566
21.0543
50.5226
104.4918
0.67414
20.0093
20.0093
7.1627
20.0093
21.0585
20.8225
2.9072
20.0093
16.0108
41.131
27.4207
22.2888
20.0093
0.58987
4.719
24.1427
22.2888
2.528
270.0777
64.5335
65.5677
109.6242
155.9559
156.1627
2.6199
0
0
0
0
0
0
0
0
0
0
0
0
0
0
0
0
0
0
0
0
0
0
0
0
0
0
0
0
0
0
0
0
0
0
0
0
0
0
0
0
0
0
0
0
0
0
0
0
0
0
0
0
0
0
0
0
0
0
0
0
0
0
0
0
0
0
0
0
0
0
0
0
0
0
0
0
0
0
0
0
0
0
0
0
0
0
0
0
0
0
0
0
0
0
0
0
0
0
0
0
0
0
0
0
0
0
0
0
0
0
0
0
0
0
0
0
0
0
0
0
0
0
0
0
0
0
0
0
0
0
0
0
0
0
0
0
0
0
0
0
0
0
0
0
0
0
0
0
0
0
0
0
0
0
0
0
0
0
0
0
0
0
0
0
0
0
0
0
0
0
0
0
0
0
0
0
0
0
0
0
0
0
0
0
0
0
0
0
0
0
0
0
0
0
0
0
0
0
0
0
0
0
0
0
0
0
0
0
0
0
0
0
0
0
0
0
0
0
0
0
0
0
0
0
0
0
0
0
0
0
0
0
0
0
0
0
0
0
0
0
0
0
0
0
0
0
0
0
0
0
0
0
0
0
0
0
0
0
0
0
0
0
0
0
0
0
0
0
0
0
0
0
0
0
0
0
0
0
0
0
0
0
0
0
0
0
0
0
0
0
0
0
0
0
0
0
0
0
0
0
0
0
0
0
0
0
0
0
0
0
0
0
0
0
0
0
0
0
0
0
0
0
0
0
0
0
0
0
0
0
0
0
0
0
0
0
0
0
0
0
0
0
0
0
0
0
0
0
0
0
0
0
0
0
0
0
0
0
0
0
0
0
0
0
0
0
0
0
0
0
0
0
0
0
0
0
0
0