## Sheet2
ISO Index | Classification | QF | Aggregate | Resource_ID | Generating Unit Name / Description | Net Dependable Capacity (MW) | PTO Area | Owner or QF ID | ISO Classification | Unit Type | Fuel Type | Zone | Demand Zone | Commercial Operating Date | Comments | River System | Nameplate Capacity (MW) | Record Status A-Active Control Area Units AND C-Contract Units Outside Ctrl Area
124900 | Participating Unit | No | No | ELCAP_1_SOLAR | 2097 Helton | 1.5 | PGAE | Pristine Sun, LLC | SOLAR | PHOTO VOLTAIC | SUN | NP15 | PGE3 | 2015-05-01 |  |  | 1.5 | A
60600 | Participating Unit | Yes | No | PTLOMA_6_NTCCGN | AEI MCRD STEAM TURBINE | 2.58 | SDGE | SDG&E Exempt | COGENERATION | STEAM | HEAT RECOVERY | SP15 | SDG1 | 1989-01-01 | SDGE QF 162 |  | 2.58 | A
34200 | Participating Unit | Yes | No | CHEVCO_6_UNIT 2 | AERA ENERGY LLC. (Coalinga) | 12.5 | PGAE | Pacific Gas & Electric Company | COGENERATION |  | NATURAL GAS | NP15 | PGE3 | 1988-06-03 | PGE QF 25C249 |  | 12.5 | A
83400 | Participating Unit | No | No | COLTON_6_AGUAM1 | AGUA MANSA GENERATING FACILITY | 43 | SCE | City of Colton | PEAKER | COMBUSTION TURBINE | NATURAL GAS | SP15 | SCE1 | 2003-06-27 |  |  | 43 | A
118400 | Participating Unit | No | No | LASSEN_6_AGV1 | AGV 1 | 1.8 | PGAE | Amedee Geothermal Venture 1 | GEOTHERMAL | STEAM | GEOTHERMAL | NP15 | PGE3 | 2014-04-07 |  |  | 2.2 | A
1400 | Participating Unit | No | Yes | BNNIEN_7_ALTAPH | ALTA POWER HOUSE | 1 | PGAE | PG&E | HYDRO | HYDRO | WATER | NP15 | PGE3 | 1902-01-01 |  | Bear River | 1 | A
1401 | Non-Participating | No | No | 0 | Alta Unit 1 |  | PGAE | PG&E | HYDRO | HYDRO | WATER | NP15 | PGE3 | 1902-01-01 |  | Bear River | 1 | A
34600 | Participating Unit | Yes | Yes | FLOWD2_2_UNIT 1 | ALTAMONT POWER (AGGREGATE) | 42.1 | PGAE | Pacific Gas & Electric Company | WIND | WIND | WIND | NP15 | PGE3 | 1985-01-01 |  |  | 42.1 | A
34601 | Non-Participating | Yes | No | 0 | Altamont Power LLC (3-4) |  | PGAE | 16W014 | WIND | WIND | WIND | NP15 | PGE3 | 1985-04-11 |  |  | 4.05 | A
34604 | Non-Participating | Yes | No | 0 | Altamont Power LLC (6-4) |  | PGAE | 16W017 | WIND | WIND | WIND | NP15 | PGE3 | 1987-01-01 |  |  | 19 | A
34602 | Non-Participating | Yes | No | 0 | Altamont Power LLC (4-4) |  | PGAE | 16W015 | WIND | WIND | WIND | NP15 | PGE3 | 1987-01-01 |  |  | 19 | A
1500 | Participating Unit | No | No | ANAHM_7_CT | ANAHEIM COMBUSTION TURBINE | 42.81 | SCE | City of Anaheim (MSS Agreement - S14) | PEAKER | COMBUSTION TURBINE | NATURAL GAS | SP15 | ANA1 | 1990-01-01 |  |  | 49.2 | A
35300 | Participating Unit | Yes | Yes | ANTLPE_2_QF | ANTELOPE VALLEY AREA LUMPED UNITS | 206.5 | SCE | Southern California Edison | WIND | WIND | WIND | SP15 | SCE1 | 1982-01-01 |  |  | 206.5 | A
35318 | Non-Participating | Yes | No | 0 | TEHACHAPI CUMMINGS/COUNTY WATER DISTRICT |  | SCE | 4013 | HYDRO | HYDRO | WATER | SP15 | SCE1 | 1983-10-01 |  |  | 0.04 | A
35307 | Non-Participating | Yes | No | 0 | CAMERON RIDGE LLC (IV) |  | SCE | 6091 | WIND | WIND | WIND | SP15 | SCE1 | 1985-12-31 |  |  | 12.76 | A
35322 | Non-Participating | Yes | No | 0 | On Wind Energy, LLC |  | SCE | 6012 | WIND | WIND | WIND | SP15 | SCE1 | 1982-12-28 |  |  | 2.4 | A
35313 | Non-Participating | Yes | No | 0 | OAK CREEK ENERGY SYSTEMS, INC |  | SCE | 6234 | WIND | WIND | WIND | SP15 | SCE1 | 1986-02-10 |  |  | 27.9 | A
35319 | Non-Participating | Yes | No | 0 | TEHACHAPI POWER PURCHASE CONTRACT TRUST |  | SCE | 6037 | WIND | WIND | WIND | SP15 | SCE1 | 1986-12-15 |  |  | 56 | A
35308 | Non-Participating | Yes | No | 0 | RIDGETOP ENERGY LLC (II) |  | SCE | 6092 | WIND | WIND | WIND | SP15 | SCE1 | 1988-01-01 |  |  | 28 | A
126500 | Participating Unit | No | No | VALLEY_5_SOLAR2 | AP North Lake Solar | 20 | SCE | SUNE DB APNL LLC | SOLAR | PHOTO VOLTAIC | SUN | SP15 | SCE1 | 2015-08-11 |  |  | 20 | A
108900 | Participating Unit | No | No | AVSOLR_2_SOLAR | AV Solar Ranch 1 | 241.5 | SCE | SCE | SOLAR | PHOTO VOLTAIC | SUN | SP15 | SCE1 | 2014-06-19 |  |  | 250 | A
121200 | Participating Unit | Yes | No | ADMEST_6_SOLAR | Adams East | 19 | PGAE | RE Adams East LLC | SOLAR | PHOTO VOLTAIC | SUN | NP15 | PGE3 | 2014-12-13 |  |  | 19 | A
127600 | Participating Unit | No | No | VICTOR_1_SOLAR4 | Adelanto Solar | 20 | SCE | Adelanto Solar, LLC | SOLAR | PHOTO VOLTAIC | SUN | SP15 | SCE1 | 2015-09-03 |  |  | 20 | A
125800 | Participating Unit | No | No | VICTOR_1_SOLAR3 | Adelanto Solar 2 | 7 | SCE | Adelanto Solar II, LLC | SOLAR | PHOTO VOLTAIC | SUN | SP15 | SCE1 | 2015-07-01 |  |  | 7 | A
130500 | Participating Unit | No | No | ADERA_1_SOLAR1 | Adera Solar | 20 | PGAE | Adera Solar, LLC | SOLAR | PHOTO VOLTAIC | SUN | NP15 | PGE3 | 2015-12-23 |  |  | 20 | A
118500 | Participating Unit | No | No | ADOBEE_1_SOLAR | Adobe Solar | 20 | PGAE | Adobe Solar, LLC | SOLAR | PHOTO VOLTAIC | SUN | NP15 | PGE3 | 2014-05-21 |  |  | 20 | A
47600 | Participating Unit | Yes | Yes | CALPIN_1_AGNEW | Agnews Power Plant | 28 | PGAE | O.L.S. Energy-Agnews, Inc. | COGENERATION | COMBINED CYCLE | NATURAL GAS | NP15 | PGE3 | 1990-10-19 |  |  | 32 | A
47602 | Non-Participating | Yes | No | 0 | Agnews Power Plant STG |  | PGAE | O.L.S. Energy-Agnews, Inc. | THERMAL | STEAM | HEAT RECOVERY | NP15 | PGE3 | 1990-10-19 |  |  | 7.6 | A
47601 | Non-Participating | Yes | No | 0 | Agnews Power Plant CTG |  | PGAE | O.L.S. Energy-Agnews, Inc. | THERMAL | COMBUSTION TURBINE | NATURAL GAS | NP15 | PGE3 | 1990-10-19 |  |  | 24.4 | A
103500 | Participating Unit | No | No | AGUCAL_5_SOLAR1 | Agua Caliente Solar | 290 | SDGE | Agua Caliente Solar, LLC | SOLAR | PHOTO VOLTAIC | SUN | SP15 | PGE3 | 2014-06-10 |  |  | 290 | A
93500 | Participating Unit | Yes | Yes | ADLIN_1_UNITS | Aidlin Power Plant | 22 | PGAE | Geysers Power Co. | GEOTHERMAL | STEAM | GEOTHERMAL | NP15 | PGE3 |  | Formerly QF 04G019 |  | 23 | A
47900 | Non-Participating | Yes | No | 0 | Aidlin Unit 2 |  | PGAE | Geysers Power Co. | GEOTHERMAL | STEAM | GEOTHERMAL | NP15 | PGE3 | 1989-05-28 |  |  |  | A
47800 | Non-Participating | Yes | No | 0 | Aidlin Unit 1 |  | PGAE | Geysers Power Co. | GEOTHERMAL | STEAM | GEOTHERMAL | NP15 | PGE3 | 1989-06-16 |  |  |  | A
400 | Participating Unit | No | No | ALMEGT_1_UNIT 1 | Alameda GT Unit 1 | 23.8 | PGAE | NCPA (MSS Agreement - S14) | PEAKER | COMBUSTION TURBINE | NATURAL GAS | NP15 | NCP1 | 1986-01-01 |  |  | 25.4 | A
500 | Participating Unit | No | No | ALMEGT_1_UNIT 2 | Alameda GT Unit 2 | 25.4 | PGAE | NCPA (MSS Agreement - S14) | PEAKER | COMBUSTION TURBINE | NATURAL GAS | NP15 | NCP1 | 1986-01-01 |  |  | 25.4 | A
600 | Participating Unit | No | No | ALAMIT_7_UNIT 1 | Alamitos 1 | 174.56 | SCE | AES | THERMAL | STEAM | NATURAL GAS | SP15 | SCE1 | 1956-01-01 |  |  | 175 | A
700 | Participating Unit | No | No | ALAMIT_7_UNIT 2 | Alamitos 2 | 175 | SCE | AES | THERMAL | STEAM | NATURAL GAS | SP15 | SCE1 | 1957-01-01 |  |  | 176 | A
800 | Participating Unit | No | No | ALAMIT_7_UNIT 3 | Alamitos 3 | 332.18 | SCE | AES | THERMAL | STEAM | NATURAL GAS | SP15 | SCE1 | 1961-01-01 |  |  | 322 | A
900 | Participating Unit | No | No | ALAMIT_7_UNIT 4 | Alamitos 4 | 335.67 | SCE | AES | THERMAL | STEAM | NATURAL GAS | SP15 | SCE1 | 1962-01-01 |  |  | 320 | A
1000 | Participating Unit | No | No | ALAMIT_7_UNIT 5 | Alamitos 5 | 497.97 | SCE | AES | THERMAL | STEAM | NATURAL GAS | SP15 | SCE1 | 1999-01-01 |  |  | 482 | A
1100 | Participating Unit | No | No | ALAMIT_7_UNIT 6 | Alamitos 6 | 495 | SCE | AES | THERMAL | STEAM | NATURAL GAS | SP15 | SCE1 | 1966-01-01 |  |  | 481 | A
1300 | Participating Unit | No | No | ALAMO_6_UNIT | Alamo R (CDWR) | 17 | SCE | CDWR | HYDRO | HYDRO | WATER | SP15 | SCE1 | 1986-01-01 |  |  | 18 | A
125600 | Participating Unit | No | No | VICTOR_1_SOLAR2 | Alamo Solar | 20 | SCE | Alamo Solar, LLC | SOLAR | PHOTO VOLTAIC | SUN | SP15 | SCE1 | 2015-05-15 |  |  | 20 | A
108100 | Participating Unit | No | No | ALPSLR_1_SPSSLR | Alpaugh 50 LLC | 50 | PGAE | Alpaugh 50, LLC | SOLAR | PHOTO VOLTAIC | SUN | NP15 | PGE3 | 2013-03-08 |  |  | 50 | A
108200 | Participating Unit | No | No | ALPSLR_1_NTHSLR | Alpaugh North, LLC | 20 | PGAE | Alpaugh North, LLC | SOLAR | PHOTO VOLTAIC | SUN | NP15 | PGE3 | 2013-03-08 |  |  | 20 | A
107800 | Participating Unit | No | No | NEENCH_6_SOLAR | Alpine Solar | 66 | SCE | NRG Solar Alpine LLC | SOLAR | PHOTO VOLTAIC | SUN | SP15 | SCE1 | 2013-01-18 |  |  | 66 | A
107200 | Participating Unit | Yes | No | ALT6DN_2_WIND7 | Alta 2012 Alta Wind 7 | 168 | SCE | Alta Wind VII, LLC | WIND | WIND | WIND | SP15 | SCE1 | 2013-01-01 |  |  | 168 | A
117300 | Participating Unit | No | No | ALTA6E_2_WIND10 | Alta Wind 10 | 138 | SCE | Alta Interconnection Management III, LLC | WIND | WIND | WIND | SP15 | SCE1 |  | Phased Implementation: 138 MW commercial out of 500 MW total at completion. As of 3/13/2014 |  | 138 | A
117400 | Participating Unit | No | No | ALTA6B_2_WIND11 | Alta Wind 11 | 90 | SCE | Alta Interconnection Management III, LLC | WIND | WIND | WIND | SP15 | SCE1 |  | Phased Implementation: 90 MW commercial out of 250 MW total at completion. As of 3/17/2014 |  | 90 | A
65600 | Participating Unit | Yes | No | CHINO_6_SMPPAP | AltaGas Pomona Energy Inc. | 44 | SCE | AltaGas Pomona Energy Inc. | COGENERATION | COMBUSTION TURBINE | NATURAL GAS | SP15 | SCE1 | 1985-11-18 | Formerly SCE QF 2050 |  | 44 | A
132600 | Participating Unit | Yes | No | ALTWD_1_QF | Altwind | 47 | SCE | Difwind Farms Limited I | WIND | WIND | WIND | SP15 | SCE1 | 1985-12-18 |  |  | 47.08 | A
112600 | Participating Unit | No | No | ESQUON_6_LNDFIL | Ameresco Butte County LFG Project | 2.1 | PGAE | Ameresco Butte County LLC, Ameresco, Inc., | BIOMASS | RECIPROCATING ENGINE | LANDFILL GAS | NP15 | PGE3 | 2012-09-27 |  |  | 4 | A
118200 | Participating Unit | Yes | No | CORRAL_6_SJOAQN | Ameresco San Joaquin | 4.3 | PGAE | Ameresco San Joaquin LLC | BIOMASS | RECIPROCATING ENGINE | LANDFILL GAS | NP15 | PGE3 | 2014-04-24 |  |  | 4.3 | A
136100 | Participating Unit | No | No | BIGSKY_2_SOLAR1 | Antelope Big Sky Ranch | 20 | SCE | Antelope Big Sky Ranch LLC | SOLAR | PHOTO VOLTAIC | SUN | SP15 | PAS1 | 2016-08-16 |  |  | 20 | A
108300 | Participating Unit | No | No | GLOW_6_SOLAR | Antelope Power Plant | 20 | SCE | TA-High Desert, LLC | SOLAR | PHOTO VOLTAIC | SUN | SP15 | SCE1 | 2013-03-25 |  |  | 20 | A
110500 | Participating Unit | No | No | ARLVAL_5_SOLAR | Arlington Valley Solar Energy II | 127 | SDGE | Arlington Valley Solar Energy II, LLC | PSEUDO TIE | PHOTO VOLTAIC | SUN | SP15 | SDG1 | 2013-10-28 |  |  | 127 | C
136800 | Participating Unit | No | No | ASTORA_2_SOLAR1 | Astoria 1 | 100 | PGAE | RE Astoria LLC | SOLAR | PHOTO VOLTAIC | SUN | NP15 | PGE3 | 2016-10-18 |  |  | 100 | A
136900 | Participating Unit | No | No | ASTORA_2_SOLAR2 | Astoria 2 | 75 | PGAE | RE Astoria 2 LLC | SOLAR | PHOTO VOLTAIC | SUN | NP15 | PGE3 | 2016-10-31 |  |  | 75 | A
108000 | Participating Unit | No | No | ATWELL_1_SOLAR | Atwell Island PV Solar Generating Faci. | 20 | PGAE | SPS Atwell Island, LLC | SOLAR | PHOTO VOLTAIC | SUN | NP15 | PGE3 | 2013-03-08 |  |  | 20 | A
124500 | Participating Unit | No | No | ATWEL2_1_SOLAR1 | Atwell West | 20 | PGAE | CED Atwell Island West, LLC | SOLAR | PHOTO VOLTAIC | SUN | NP15 | PGE3 | 2015-06-11 |  |  | 20 | A
101600 | Participating Unit | No | No | AVENAL_6_AVPARK | Avenal Park Solar Project | 6 | PGAE | Avenal Park LLC | SOLAR | PHOTO VOLTAIC | SUN | NP15 | PGE2 | 2011-08-05 |  |  | 6 | A
35900 | Participating Unit | Yes | No | BDGRCK_1_UNITS | BADGER CREEK LIMITED | 47.49 | PGAE | Badger Creek Limited | COGENERATION | COMBUSTION TURBINE | NATURAL GAS | ZP26 | PGE4 | 1991-04-01 |  |  | 58.48 | A
36000 | Participating Unit | No | No | VOLTA_6_BAILCK | BAILEY CREEK RANCH | 0.63 | PGAE | Bailey Creek Hydroelectric, Inc. | HYDRO | HYDRO | WATER | NP15 | PGE3 | 1982-05-26 | Formerly PGE QF 13H119. |  | 0.63 | A
36300 | Participating Unit | Yes | Yes | BARRE_2_QF | BARRE AREA LUMPED UNITS | 0.2 | SCE | VARIOUS | VARIOUS |  |  | SP15 | SCE1 | 1994-01-01 |  |  | 0.37 | A
36302 | Non-Participating | Yes | No | 0 | CITY OF SANTA ANA |  | SCE | 4054 | HYDRO |  |  | SP15 | SCE1 | 1985-06-30 |  |  | 0.2 | A
2200 | Participating Unit | Yes | No | RICHMN_7_BAYENV | BAY EVIRONMENTAL MANAGEMENT | 2.5 | PGAE | Bay Environmental Mgt. (formerly 01P070) | BIOMASS | RECIPROCATING ENGINE | LANDFILL GAS | NP15 | PGE3 | 1985-01-01 |  |  | 3 | A
36500 | Participating Unit | Yes | No | BEARMT_1_UNIT | BEAR MOUNTAIN LIMITED | 47.49 | PGAE | BEAR MOUNTAIN LIMITED | COGENERATION | COMBUSTION TURBINE | NATURAL GAS | ZP26 | PGE4 | 1995-04-03 | QF Conversion, Formerly PGE QF 25C251 |  | 58.48 | A
2700 | Participating Unit | No | No | UNVRSY_1_UNIT 1 | BERRY COGEN 38 | 38 | PGAE | Berry Petroleum Company | COGENERATION | COMBUSTION TURBINE | NATURAL GAS | ZP26 | PGE4 | 1986-01-01 | PGE QF 25C099A |  | 37.2 | A
2600 | Participating Unit | Yes | No | TANHIL_6_SOLART | BERRY PETROLEUM COGEN 18 | 17 | PGAE | Pacific Gas & Electric Company | COGENERATION | COMBUSTION TURBINE | NATURAL GAS | ZP26 | PGE4 | 1986-01-01 | PGE QF 25C151A |  | 6 | A
2900 | Participating Unit | No | Yes | BIGCRK_2_EXESWD | BIG CREEK HYDRO PROJECT PSP | 820 | SCE | SCE | HYDRO | HYDRO | WATER | SP15 | SCE1 | 1913-01-01 |  |  | 820 | A
2923 | Non-Participating | No | No | BGCRK1_7_PORTAL | Big Creek - Portal Unit | 10.8 | SCE | SCE | HYDRO | HYDRO | WATER | SP15 | SCE1 | 1956-01-01 |  |  | 10.8 | A
2901 | Non-Participating | No | No | BGCRK1_7_UNIT 1 | Big Creek PH 1 Unit 1 | 19.8 | SCE | SCE | HYDRO | HYDRO | WATER | SP15 | SCE1 | 1913-01-01 |  |  | 19.8 | A
2902 | Non-Participating | No | No | BGCRK1_7_UNIT 2 | Big Creek PH 1 Unit 2 | 15.8 | SCE | SCE | HYDRO | HYDRO | WATER | SP15 | SCE1 | 1913-01-01 |  |  | 15.75 | A
2903 | Non-Participating | No | No | BGCRK1_7_UNIT 3 | Big Creek PH 1 Unit 3 | 21.6 | SCE | SCE | HYDRO | HYDRO | WATER | SP15 | SCE1 | 1923-01-01 |  |  | 21.6 | A
2904 | Non-Participating | No | No | BGCRK1_7_UNIT 4 | Big Creek PH 1 Unit 4 | 31.2 | SCE | SCE | HYDRO | HYDRO | WATER | SP15 | SCE1 | 1925-01-01 |  |  | 31.2 | A
2905 | Non-Participating | No | No | BGCRK2_7_UNIT 1 | Big Creek PH 2 Unit 1 | 55 | SCE | SCE | HYDRO | HYDRO | WATER | SP15 | SCE1 | 1928-01-01 |  |  | 55 | A
2906 | Non-Participating | No | No | BGCRK2_7_UNIT 2 | Big Creek PH 2 Unit 2 | 55 | SCE | SCE | HYDRO | HYDRO | WATER | SP15 | SCE1 | 1928-01-01 |  |  | 55 | A
2907 | Non-Participating | No | No | BGCRK2_7_UNIT 3 | Big Creek PH 2 Unit 3 | 15.8 | SCE | SCE | HYDRO | HYDRO | WATER | SP15 | SCE1 | 1913-01-01 |  |  | 15.75 | A
2908 | Non-Participating | No | No | BGCRK2_7_UNIT 4 | Big Creek PH 2 Unit 4 | 15.8 | SCE | SCE | HYDRO | HYDRO | WATER | SP15 | SCE1 | 1914-01-01 |  |  | 15.75 | A
2909 | Non-Participating | No | No | BGCRK2_7_UNIT 5 | Big Creek PH 2 Unit 5 | 17.5 | SCE | SCE | HYDRO | HYDRO | WATER | SP15 | SCE1 | 1921-01-01 |  |  | 17.5 | A
2910 | Non-Participating | No | No | BGCRK2_7_UNIT 6 | Big Creek PH 2 Unit 6 | 17.5 | SCE | SCE | HYDRO | HYDRO | WATER | SP15 | SCE1 | 1925-01-01 |  |  | 17.5 | A
2911 | Non-Participating | No | No | BGCRK3_7_UNIT 1 | Big Creek PH 3 Unit 1 | 34 | SCE | SCE | HYDRO | HYDRO | WATER | SP15 | SCE1 | 1923-01-01 |  |  | 34 | A
2912 | Non-Participating | No | No | BGCRK3_7_UNIT 2 | Big Creek PH 3 Unit 2 | 34 | SCE | SCE | HYDRO | HYDRO | WATER | SP15 | SCE1 | 1923-01-01 |  |  | 34 | A
2913 | Non-Participating | No | No | BGCRK3_7_UNIT 3 | Big Creek PH 3 Unit 3 | 34 | SCE | SCE | HYDRO | HYDRO | WATER | SP15 | SCE1 | 1923-01-01 |  |  | 34 | A
2914 | Non-Participating | No | No | BGCRK3_7_UNIT 4 | Big Creek PH 3 Unit 4 | 36 | SCE | SCE | HYDRO | HYDRO | WATER | SP15 | SCE1 | 1948-01-01 |  |  | 36 | A
2915 | Non-Participating | No | No | BGCRK3_7_UNIT 5 | Big Creek PH 3 Unit 5 | 36.5 | SCE | SCE | HYDRO | HYDRO | WATER | SP15 | SCE1 | 1980-01-01 |  |  | 36.45 | A
2916 | Non-Participating | No | No | BGCRK4_7_UNIT 1 | Big Creek PH 4 Unit 1 | 50 | SCE | SCE | HYDRO | HYDRO | WATER | SP15 | SCE1 | 1951-01-01 |  |  | 50 | A
2917 | Non-Participating | No | No | BGCRK4_7_UNIT 2 | Big Creek PH 4 Unit 2 | 50 | SCE | SCE | HYDRO | HYDRO | WATER | SP15 | SCE1 | 1951-01-01 |  |  | 50 | A
2918 | Non-Participating | No | No | BGCRK8_7_UNIT 1 | Big Creek PH 8 Unit 1 | 30 | SCE | SCE | HYDRO | HYDRO | WATER | SP15 | SCE1 | 1921-01-01 |  |  | 30 | A
2919 | Non-Participating | No | No | BGCRK8_7_UNIT 2 | Big Creek PH 8 Unit 2 | 45 | SCE | SCE | HYDRO | HYDRO | WATER | SP15 | SCE1 | 1929-01-01 |  |  | 45 | A
2921 | Non-Participating | No | No | MAMMTH_7_UNIT 1 | Big Creek - Mammoth Pool Unit 1 | 95 | SCE | SCE | HYDRO | HYDRO | WATER | SP15 | SCE1 | 1960-01-01 |  |  | 95 | A
2922 | Non-Participating | No | No | MAMMTH_7_UNIT 2 | Big Creek - Mammoth Pool Unit 2 | 95 | SCE | SCE | HYDRO | HYDRO | WATER | SP15 | SCE1 | 1960-01-01 |  |  | 95 | A
3000 | Participating Unit | Yes | No | GRSCRK_6_BGCKWW | BIG CREEK WATER WORKS | 5 | PGAE | Big Creek Water Works, LTD. | HYDRO | HYDRO | WATER | NP15 | PGE3 | 1987-01-01 |  |  | 5 | A
3100 | Participating Unit | No | Yes | BISHOP_1_ALAMO | BISHOP CREEK PLANTS 2, 5 & 6 (AGGREGATE) | 13.4 | SCE | SCE | HYDRO | HYDRO | WATER | SP15 | SCE1 | 1908-01-01 |  |  | 14.18 | A
3101 | Non-Participating | No | No | 0 | Bishop Creek Plant 2 Unit 1 |  | SCE | SCE | HYDRO | HYDRO | WATER | SP15 | SCE1 | 1908-01-01 |  |  | 2.73 | A
3102 | Non-Participating | No | No | 0 | Bishop Creek Plant 2 Unit 2 |  | SCE | SCE | HYDRO | HYDRO | WATER | SP15 | SCE1 | 1908-01-01 |  |  | 2.73 | A
3106 | Non-Participating | No | No | 0 | Bishop Creek Plant 6 Unit 1 |  | SCE | SCE | HYDRO | HYDRO | WATER | SP15 | SCE1 | 1913-01-01 |  |  | 2.2 | A
3104 | Non-Participating | No | No | 0 | Bishop Creek Plant 5 Unit 1 |  | SCE | SCE | HYDRO | HYDRO | WATER | SP15 | SCE1 | 1943-01-01 |  |  | 2 | A
3105 | Non-Participating | No | No | 0 | Bishop Creek Plant 5 Unit 2 |  | SCE | SCE | HYDRO | HYDRO | WATER | SP15 | SCE1 | 1919-01-01 |  |  | 1.8 | A
3103 | Non-Participating | No | No | 0 | Bishop Creek Plant 2 Unit 3 |  | SCE | SCE | HYDRO | HYDRO | WATER | SP15 | SCE1 | 1911-01-01 |  |  | 2.73 | A
3200 | Participating Unit | No | Yes | BISHOP_1_UNITS | BISHOP CREEK PLANTS 3 & 4 (AGGREGATE) | 15.8 | SCE | SCE | HYDRO | HYDRO | WATER | SP15 | SCE1 | 1905-01-01 |  |  | 15.9 | A
3201 | Non-Participating | No | No | 0 | Bishop Creek Plant 3 Unit 1 |  | SCE | SCE | HYDRO | HYDRO | WATER | SP15 | SCE1 | 1913-01-01 |  |  | 2.6 | A
3202 | Non-Participating | No | No | 0 | Bishop Creek Plant 3 Unit 2 |  | SCE | SCE | HYDRO | HYDRO | WATER | SP15 | SCE1 | 1913-01-01 |  |  | 2.6 | A
3203 | Non-Participating | No | No | 0 | Bishop Creek Plant 3 Unit 3 |  | SCE | SCE | HYDRO | HYDRO | WATER | SP15 | SCE1 | 1913-01-01 |  |  | 2.7 | A
3208 | Non-Participating | No | No | 0 | Bishop Creek Plant 4 Unit 5 |  | SCE | SCE | HYDRO | HYDRO | WATER | SP15 | SCE1 | 1909-01-01 |  |  | 2 | A
3205 | Non-Participating | No | No | 0 | Bishop Creek Plant 4 Unit 2 |  | SCE | SCE | HYDRO | HYDRO | WATER | SP15 | SCE1 | 1905-01-01 |  |  | 1 | A
3206 | Non-Participating | No | No | 0 | Bishop Creek Plant 4 Unit 3 |  | SCE | SCE | HYDRO | HYDRO | WATER | SP15 | SCE1 | 1906-01-01 |  |  | 2 | A
3207 | Non-Participating | No | No | 0 | Bishop Creek Plant 4 Unit 4 |  | SCE | SCE | HYDRO | HYDRO | WATER | SP15 | SCE1 | 1907-01-01 |  |  | 2 | A
3204 | Non-Participating | No | No | 0 | Bishop Creek Plant 4 Unit 1 |  | SCE | SCE | HYDRO | HYDRO | WATER | SP15 | SCE1 | 1905-01-01 |  |  | 1 | A
42900 | Participating Unit | No | Yes | BLM_2_UNITS | BLM Units 7, 8, and 9 | 72 | SCE | Coso Energy Developers | GEOTHERMAL | STEAM | GEOTHERMAL | SP15 | SCE1 | 1988-12-05 | QF Conversion, was SCE QF 3030 |  | 99.9 | A
42901 | Non-Participating | Yes | No | BLM E_2_UNIT 7 | BLM East Unit 7 | 24 | SCE | Coso Energy Developers | GEOTHERMAL | STEAM | GEOTHERMAL | SP15 | SCE1 | 1988-12-05 |  |  | 33.3 | A
42902 | Non-Participating | Yes | No | BLM E_2_UNIT 8 | BLM East Unit 8 | 24 | SCE | Coso Energy Developers | GEOTHERMAL | STEAM | GEOTHERMAL | SP15 | SCE1 | 1988-12-05 |  |  | 33.3 | A
42903 | Non-Participating | Yes | No | BLM W_2_UNIT 9 | BLM West Unit 9 | 24 | SCE | Coso Energy Developers | GEOTHERMAL | STEAM | GEOTHERMAL | SP15 | SCE1 | 1988-12-05 |  |  | 33.3 | A
37200 | Participating Unit | Yes | Yes | BORDEN_2_QF | BORDEN AREA LUMPED QF UNITS | 2 | PGAE | Madera ID | HYDRO | HYDRO | WATER | NP15 | PGE3 | 1985-01-01 |  |  | 2 | A
3400 | Participating Unit | No | No | BORDER_6_UNITA1 | BORDER | 51.25 | SDGE | CalPeak Power LLC | PEAKER | COMBUSTION TURBINE | NATURAL GAS | SP15 | SDG1 | 2001-10-26 |  |  | 49.96 | A
3500 | Participating Unit | No | Yes | MONLTH_6_BOREL | BOREL HYDRO PLANT (AGGREGATE) | 11 | SCE | SCE | HYDRO | HYDRO | WATER | SP15 | SCE1 | 1904-01-01 |  |  | 12 | A
3501 | Non-Participating | No | No | 0 | Borel Unit 1 |  | SCE | SCE | HYDRO | HYDRO | WATER | SP15 | SCE1 | 1904-01-01 |  |  | 3 | A
3503 | Non-Participating | No | No | 0 | Borel Unit 3 |  | SCE | SCE | HYDRO | HYDRO | WATER | SP15 | SCE1 | 1932-01-01 |  |  | 6 | A
3502 | Non-Participating | No | No | 0 | Borel Unit 2 |  | SCE | SCE | HYDRO | HYDRO | WATER | SP15 | SCE1 | 1904-01-01 |  |  | 3 | A
1700 | Participating Unit | Yes | No | HINSON_6_CARBGN | BP WILMINGTON CALCINER | 30 | SCE | Tesoro Refining and Marketing Company LLC | COGENERATION | STEAM | HEAT RECOVERY | SP15 | SCE1 | 1982-01-01 |  |  | 35.8 | A
3900 | Participating Unit | No | Yes | BUCKCK_7_PL1X2 | BUCKS CREEK PH (AGGREGATE) | 59 | PGAE | PG&E | HYDRO | HYDRO | WATER | NP15 | PGE3 | 1928-01-01 |  | NF Feather River | 59 | A
3901 | Non-Participating | No | No | BUCKCK_7_UNIT 1 | Bucks Creek Unit #1 | 33 | PGAE | PG&E | HYDRO | HYDRO | WATER | NP15 | PGE3 | 1928-01-01 |  | NF Feather River | 33 | A
3902 | Non-Participating | No | No | BUCKCK_7_UNIT 2 | Bucks Creek Unit #2 | 32.5 | PGAE | PG&E | HYDRO | HYDRO | WATER | NP15 | PGE3 | 1928-01-01 |  | NF Feather River | 32.5 | A
37400 | Participating Unit | No | No | WNDMAS_2_UNIT 1 | BUENA VISTA ENERGY, LLC | 38 | PGAE | Buena Vista Energy, LLC | WIND | WIND | WIND | NP15 | PGE3 | 1983-12-24 | Formerly PGE QF 01W001 |  | 38 | A
37500 | Participating Unit | Yes | No | BURNYF_2_UNIT 1 | BURNEY FOREST PRODUCTS | 35.7 | PGAE | Pacific Gas & Electric Company | BIOMASS | STEAM | WOOD WASTE | NP15 | PGE3 | 1989-10-17 | PGE QF 13C038 |  | 35.7 | A
1800 | Participating Unit | Yes | No | VALLEY_7_BADLND | Badlands Landfill Gas to Energy Facility | 1.3 | SCE | Riverside County Waste Management Dept | BIOMASS | RECIPROCATING ENGINE | LANDFILL GAS | SP15 | SCE1 | 2001-08-07 |  |  | 1.2 | A
36100 | Participating Unit | Yes | No | BRDGVL_7_BAKER | Baker Station Hydro | 1.49 | PGAE | Baker Station Associates, LP | HYDRO | HYDRO | WATER | NP15 | PGE3 | 1987-12-10 | Was PGE QF 19H002 |  | 1.5 | A
126200 | Participating Unit | No | No | BKRFLD_2_SOLAR1 | Bakersfield 111 | 1.38 | PGAE | Bakersfield 111, LLC | SOLAR | PHOTO VOLTAIC | SUN | NP15 | PGE3 | 2015-07-28 |  |  | 1.4 | A
1900 | Participating Unit | No | No | BALCHS_7_UNIT 1 | Balch 1 | 33 | PGAE | PG&E | HYDRO | HYDRO | WATER | NP15 | PGE3 | 1927-01-01 |  | Kings River | 34 | A
2000 | Participating Unit | No | No | BALCHS_7_UNIT 2 | Balch 2 | 52.5 | PGAE | PG&E | HYDRO | HYDRO | WATER | NP15 | PGE3 | 1958-01-01 |  | Kings River | 52.5 | A
2100 | Participating Unit | No | No | BALCHS_7_UNIT 3 | Balch 3 | 54.6 | PGAE | PG&E | HYDRO | HYDRO | WATER | NP15 | PGE3 | 1958-01-01 |  | Kings River | 54.6 | A
95500 | Participating Unit | No | Yes | BARRE_6_PEAKER | Barre Peaker | 47 | SCE | SCE | PEAKER | COMBUSTION TURBINE | NATURAL GAS | SP15 | SCE1 | 2007-09-20 |  |  | 49 | A
71900 | Participating Unit | Yes | No | TKOPWR_6_HYDRO | Bear Creek Hydroelectric Project | 2.83 | PGAE | Enel Green Power North America, Inc. | HYDRO | HYDRO | WATER | NP15 | PGE3 | 1986-01-15 | Formerly PGE QF 13H040 |  | 3.2 | A
116900 | Participating Unit | No | No | LOCKFD_1_BEARCK | Bear Creek Solar | 1.5 | PGAE | Ecos Energy LLC | SOLAR | PHOTO VOLTAIC | SUN | NP15 | PGE2 | 2014-02-05 |  |  | 1.5 | A
2300 | Participating Unit | No | No | BEARDS_7_UNIT 1 | Beardsley Hydro | 11.5 | PGAE | City of Santa Clara DBA Silicon Valley Power | HYDRO | HYDRO | WATER | NP15 | PGE3 | 1957-01-01 |  | Stanislaus River | 11.5 | A
2400 | Participating Unit | No | No | BELDEN_7_UNIT 1 | Belden PH | 119 | PGAE | PG&E | HYDRO | HYDRO | WATER | NP15 | PGE3 | 1969-01-01 |  | NF Feather River | 119 | A
98600 | Participating Unit | Yes | Yes | TENGEN_2_PL1X2 | Berry Cogen 42 | 40.2 | SCE | Berry Petroleum Co | COGENERATION | COMBUSTION TURBINE | NATURAL GAS | SP15 | SCE1 | 1990-03-06 |  |  | 43.52 | A
36600 | Non-Participating | Yes | No | TENGEN_6_UNIT 1 | Berry Cogen 42 Unit 1 | 22.7 | SCE | Berry Petroleum Company | COGENERATION | COMBUSTION TURBINE | NATURAL GAS | SP15 | SCE1 | 1990-03-06 |  |  | 21.76 | A
2500 | Non-Participating | Yes | No | TENGEN_6_UNIT 2 | Berry Cogen 42 Unit 2 | 17.5 | SCE | Berry Petroleum Company | COGENERATION | COMBUSTION TURBINE | NATURAL GAS | SP15 | SCE1 | 1990-01-01 |  |  | 21.76 | A
116500 | Participating Unit | No | No | OLDRIV_6_BIOGAS | Bidart Old River 1 | 2 | PGAE | ABEC Bidart-Old River LLC | BIOMASS | RECIPROCATING ENGINE | LANDFILL GAS | NP15 | PGE2 | 2014-03-10 |  |  | 2 | A
2800 | Participating Unit | No | No | BIGCRK_7_DAM7 | Big Creek Dam 7 FWG | 0.3 | SCE | SCE | HYDRO | HYDRO | WATER | SP15 | SCE1 | 1986-01-01 |  |  | 0.3 | A
138200 | Participating Unit | No | No | BIGSKY_2_SOLAR7 | Big Sky Solar 1 | 50 | SCE | Antelope DSR 1, LLC | SOLAR | PHOTO VOLTAIC | SUN | SP15 | SCE1 | 2016-12-15 |  |  | 50 | A
137700 | Participating Unit | No | No | BIGSKY_2_SOLAR5 | Big Sky Solar 2 | 5 | SCE | Antelope DSR 2, LLC | SOLAR | PHOTO VOLTAIC | SUN | SP15 | SCE1 | 2016-11-30 |  |  | 5 | A
137900 | Participating Unit | No | No | BIGSKY_2_SOLAR2 | Big Sky Solar 4 | 40 | SCE | Elevation Solar C LLC | SOLAR | PHOTO VOLTAIC | SUN | SP15 | SCE1 | 2016-12-03 |  |  | 40 | A
3300 | Participating Unit | No | No | BLCKBT_2_STONEY | Black Butte Hydro | 6.2 | PGAE | City of Santa Clara DBA Silicon Valley Power | HYDRO | HYDRO | WATER | NP15 | PGE3 | 1988-01-01 |  |  | 6.2 | A
84700 | Participating Unit | Yes | Yes | OLINDA_7_BLKSND | Blacksand Generating Facility | 8 | SCE | Linn Western Processing, LLC | PEAKER | COMBUSTION TURBINE | WASTE GAS | SP15 | SCE1 | 2000-06-01 |  |  | 8 | A
84702 | Non-Participating | Yes | No | 0 | Blacksand Generating Facility Turbine 2 D189 |  | SCE | Linn Western Processing, LLC | PEAKER | COMBUSTION TURBINE | WASTE GAS | SP15 | SCE1 | 2000-11-01 |  |  | 4 | A
84701 | Non-Participating | Yes | No | 0 | Blacksand Generating Facility Turbine 1 D182 |  | SCE | Linn Western Processing, LLC | PEAKER | COMBUSTION TURBINE | WASTE GAS | SP15 | SCE1 | 2000-06-01 |  |  | 4 | A
124600 | Participating Unit | No | No | BLCKWL_6_SOLAR1 | Blackwell Solar | 12 | PGAE | Blackwell Solar, LLC | SOLAR | PHOTO VOLTAIC | SUN | ZP26 | PGE4 | 2015-04-16 |  |  | 12 | A
98900 | Participating Unit | No | Yes | BUCKBL_2_PL1X3 | Blythe Energy Project | 493.63 | SCE | Blythe Energy, LLC | THERMAL | COMBINED CYCLE | NATURAL GAS | SP15 | SCE1 | 2010-06-11 |  |  | 537 | A
98901 | Non-Participating | No | No | BUCKBL_2_CTG11 | Blythe CTG 11 | 182 | SCE | Blythe Energy, LLC | THERMAL | COMBUSTION TURBINE | NATURAL GAS | SP15 | SCE1 | 2010-06-11 |  |  | 176 | A
98902 | Non-Participating | No | No | BUCKBL_2_CTG12 | Blythe CTG 12 | 182 | SCE | Blythe Energy, LLC | THERMAL | COMBUSTION TURBINE | NATURAL GAS | SP15 | SCE1 | 2010-06-11 |  |  | 176 | A
98903 | Non-Participating | No | No | BUCKBL_2_STG10 | Blythe STG | 227 | SCE | Blythe Energy, LLC | THERMAL | STEAM | NATURAL GAS | SP15 | SCE1 | 2010-06-11 |  |  | 185 | A
98200 | Participating Unit | No | No | BLYTHE_1_SOLAR1 | Blythe Solar 1 Project | 21 | SCE | NRG Solar Blythe LLC | SOLAR | PHOTO VOLTAIC | SUN | SP15 | SCE1 | 2009-12-18 |  |  | 21 | A
95900 | Participating Unit | No | No | GEYS17_2_BOTRCK | Bottle Rock Geo Steam | 17 | PGAE | Bottle Rock Power, LLC | GEOTHERMAL | STEAM | GEOTHERMAL | NP15 | PGE3 | 2007-09-22 |  |  | 55 | A
134600 | Participating Unit | No | Yes | SANTGO_2_LNDFL1 | Bowerman Power | 19.6 | SCE | Bowerman Power | BIOGAS | RECIPROCATING ENGINE | LANDFILL GAS | SP15 | SCE1 | 2016-04-27 |  |  | 20 | A
134601 | Non-Participating | No | No | 0 | Bowerman Power Unit 1 |  | SCE | Bowerman Power | BIOGAS | RECIPROCATING ENGINE | LANDFILL GAS | SP15 | SCE1 | 2016-04-27 |  |  | 3.37 | A
134602 | Non-Participating | No | No | 0 | Bowerman Power Unit 2 |  | SCE | Bowerman Power | BIOGAS | RECIPROCATING ENGINE | LANDFILL GAS | SP15 | SCE1 | 2016-04-27 |  |  | 3.37 | A
134603 | Non-Participating | No | No | 0 | Bowerman Power Unit 3 |  | SCE | Bowerman Power | BIOGAS | RECIPROCATING ENGINE | LANDFILL GAS | SP15 | SCE1 | 2016-04-27 |  |  | 3.37 | A
134607 | Non-Participating | No | No | 0 | Bowerman Power Unit 1 |  | SCE | Bowerman Power | BIOGAS | RECIPROCATING ENGINE | LANDFILL GAS | SP15 | SCE1 | 2016-04-27 |  |  | 3.37 | A
134605 | Non-Participating | No | No | 0 | Bowerman Power Unit 5 |  | SCE | Bowerman Power | BIOGAS | RECIPROCATING ENGINE | LANDFILL GAS | SP15 | SCE1 | 2016-04-27 |  |  | 3.37 | A
134606 | Non-Participating | No | No | 0 | Bowerman Power Unit 6 |  | SCE | Bowerman Power | BIOGAS | RECIPROCATING ENGINE | LANDFILL GAS | SP15 | SCE1 | 2016-04-27 |  |  | 3.37 | A
134604 | Non-Participating | No | No | 0 | Bowerman Power Unit 4 |  | SCE | Bowerman Power | BIOGAS | RECIPROCATING ENGINE | LANDFILL GAS | SP15 | SCE1 | 2016-04-27 |  |  | 3.37 | A
106900 | Participating Unit | No | No | OLINDA_2_LNDFL2 | Brea Power II | 28.1 | SCE | Brea Power II LLC | THERMAL | COMBINED CYCLE | LANDFILL GAS | SP15 | SCE1 | 2012-11-01 |  |  | 28.1 | A
3800 | Participating Unit | No | No | BRDWAY_7_UNIT 3 | Broadway 3 | 65 | SCE | PAS | THERMAL | STEAM | NATURAL GAS | SP15 | PAS1 | 1965-01-01 |  |  | 65 | A
134200 | Participating Unit | No | No | DTCHWD_2_BT3WND | Brookfield Tehachapi 3 | 4.5 | SCE | Coram Energy LLC | WIND | WIND | WIND | SP15 | SCE1 | 1986-04-22 |  |  | 4.5 | A
134300 | Participating Unit | No | No | DTCHWD_2_BT4WND | Brookfield Tehachapi 4 | 6.52 | SCE | Coram Tehachapi, L.P. | WIND | WIND | WIND | SP15 | SCE1 | 1986-04-22 |  |  | 7.1 | A
113000 | Participating Unit | No | No | JAKVAL_6_UNITG1 | Buena Vista Biomass | 17.84 | PGAE | Buena Vista Biomass Power, LLC | BIOMASS | STEAM | WOOD WASTE | NP15 | PGE2 | 2013-01-03 |  |  | 20 | A
29400 | Participating Unit | Yes | No | SPBURN_2_UNIT 1 | Burney Biomass | 22 | PGAE | Sierra Pacific Industries | BIOMASS | STEAM | WOOD WASTE | NP15 | PGE3 | 1986-01-01 | Formerly QF 13C049 |  | 20 | A
4000 | Participating Unit | No | No | BUTTVL_7_UNIT 1 | Butt Valley PH | 40 | PGAE | PG&E | HYDRO | HYDRO | WATER | NP15 | PGE3 | 1958-01-01 |  | NF Feather River | 41 | A
37600 | Participating Unit | Yes | No | CONTRL_1_OXBOW | CAITHNESS DIXIE VALLEY, LLC | 64.7 | SCE | Southern California Edison Company | GEOTHERMAL | STEAM | GEOTHERMAL | SP15 | SCE1 | 1988-06-14 | SCE QF 3011. Located in Nevada, but feeds into SCEs Control Station. |  | 49.8 | A
135400 | Participating Unit | No | No | VESTAL_2_UNIT1 | CALGREN-PIXLEY | 11.2 | SDGE | GFP Ethanol LLC | THERMAL | COMBUSTION TURBINE | NATURAL GAS | SP15 | SCE1 | 2016-06-30 |  |  | 5 | A
38000 | Participating Unit | Yes | Yes | BASICE_2_UNITS | CALPINE AMERICAN I COGEN (Aggregate) | 135 | PGAE | Pacific Gas & Electric Company | COGENERATION | COMBINED CYCLE | NATURAL GAS | NP15 | PGE3 | 1989-03-14 | PGE QF 18C006 |  | 135 | A
38002 | Non-Participating | Yes | No | 0 | CALPINE AMERICAN I COGEN Unit 2 |  | PGAE | Pacific Gas & Electric Company | COGENERATION | STEAM | HEAT RECOVERY | NP15 | PGE3 | 1989-03-14 |  |  |  | A
38001 | Non-Participating | Yes | No | 0 | CALPINE AMERICAN I COGEN Unit 1 |  | PGAE | Pacific Gas & Electric Company | COGENERATION | COMBUSTION TURBINE | NATURAL GAS | NP15 | PGE3 | 1989-03-14 |  |  |  | A
4400 | Participating Unit | Yes | Yes | CAMCHE_1_PL1X3 | CAMANCHE PH (AGGREGATE) | 9.99 | PGAE | EBMUD | HYDRO | HYDRO | WATER | NP15 | PGE3 | 1983-01-01 |  | Mokelumne River | 9.99 | A
4401 | Non-Participating | No | No | CAMCHE_1_UNIT 1 | Camanche Unit 1 | 3.3 | PGAE | EBMUD | HYDRO | HYDRO | WATER | NP15 | PGE3 | 1983-01-01 |  | Mokelumne River | 3.33 | A
4402 | Non-Participating | No | No | CAMCHE_1_UNIT 2 | Camanche Unit 2 | 3.3 | PGAE | EBMUD | HYDRO | HYDRO | WATER | NP15 | PGE3 | 1983-01-01 |  | Mokelumne River | 3.33 | A
4403 | Non-Participating | No | No | CAMCHE_1_UNIT 3 | Camanche Unit 3 | 3.7 | PGAE | EBMUD | HYDRO | HYDRO | WATER | NP15 | PGE3 | 1983-01-01 |  | Mokelumne River | 3.33 | A
44001 | Participating Unit | Yes | No | CURTIS_1_CANLCK | CANAL CREEK POWER PLANT | 0.9 | PGAE | Merced Irrigation District | HYDRO | HYDRO | WATER | NP15 | PGE3 | 1983-01-01 | QF Conversion completed 6/17/2015. Formerly QF 25H204 |  | 0.9 | A
20400 | Participating Unit | No | No | CAPMAD_1_UNIT 1 | CAPCO MADERA Power Plant | 24 | PGAE | Madera Power LLC | BIOMASS | STEAM | AGRICULTURAL WASTE | NP15 | PGE3 | 2001-05-16 |  |  | 28.5 | A
4600 | Participating Unit | No | Yes | CARBOU_7_PL2X3 | CARIBOU UNITS 2 & 3 (AGGREGATE) | 49 | PGAE | PG&E | HYDRO | HYDRO | WATER | NP15 | PGE3 | 1921-01-01 |  | NF Feather River | 48 | A
4601 | Non-Participating | No | No | CARBOU_7_UNIT 2 | Caribou PH 1 Unit 2 | 25 | PGAE | PG&E | HYDRO | HYDRO | WATER | NP15 | PGE3 | 1921-01-01 |  | NF Feather River | 25 | A
4602 | Non-Participating | No | No | CARBOU_7_UNIT 3 | Caribou PH 1 Unit 3 | 25 | PGAE | PG&E | HYDRO | HYDRO | WATER | NP15 | PGE3 | 1924-01-01 |  | NF Feather River | 25 | A
4700 | Participating Unit | No | Yes | CARBOU_7_PL4X5 | CARIBOU UNITS 4 & 5 (AGGREGATE) | 122 | PGAE | PG&E | HYDRO | HYDRO | WATER | NP15 | PGE3 | 1958-01-01 |  | NF Feather River | 122 | A
4701 | Non-Participating | No | No | CARBOU_7_UNIT 4 | Caribou PH 2 Unit 4 | 61 | PGAE | PG&E | HYDRO | HYDRO | WATER | NP15 | PGE3 | 1958-01-01 |  | NF Feather River | 61 | A
4702 | Non-Participating | No | No | CARBOU_7_UNIT 5 | Caribou PH 2 Unit 5 | 61 | PGAE | PG&E | HYDRO | HYDRO | WATER | NP15 | PGE3 | 1958-01-01 |  | NF Feather River | 61 | A
38700 | Participating Unit | Yes | No | LGHTHP_6_ICEGEN | CARSON COGENERATION COMPANY | 48 | SCE | CARSON COGENERATION COMPANY | COGENERATION | COMBUSTION TURBINE | NATURAL GAS | SP15 | SCE1 | 1989-12-22 | Formerly SCE QF 2087 |  | 48.9 | A
120100 | Participating Unit | No | Yes | INTKEP_2_UNITS | CCSF Hetch_Hetchy Hydro Aggregate | 405 | PGAE | City & County of San Francisco | HYDRO | HYDRO | WATER | NP15 | PGE3 | 2006-07-01 |  |  | 405 | A
77600 | Non-Participating | No | No | INTKEP_2_HOLM 1 | Holm Unit 1 | 83 | PGAE | CCSF | HYDRO | HYDRO | WATER | NP15 | PGE3 | 1960-01-01 |  |  | 85 | A
77700 | Non-Participating | No | No | INTKEP_2_HOLM 2 | Holm Unit 2 | 83 | PGAE | CCSF | HYDRO | HYDRO | WATER | NP15 | PGE3 | 1960-01-01 |  |  | 85 | A
78100 | Non-Participating | No | No | INTKEP_2_KIRKW1 | Kirkwood Unit 1 | 45 | PGAE | CCSF | HYDRO | HYDRO | WATER | NP15 | PGE3 | 1967-01-01 |  |  | 43.13 | A
78200 | Non-Participating | No | No | INTKEP_2_KIRKW2 | Kirkwood Unit 2 | 45 | PGAE | CCSF | HYDRO | HYDRO | WATER | NP15 | SCE1 | 1967-01-01 |  |  | 43.13 | A
78300 | Non-Participating | No | No | INTKEP_2_KIRKW3 | Kirkwood Unit 3 | 45 | PGAE | CCSF | HYDRO | HYDRO | WATER | NP15 | PGE3 | 1987-01-01 |  |  | 43.13 | A
79000 | Non-Participating | No | No | MOCCPH_7_UNIT 1 | Moccasin Unit 1 | 52 | PGAE | CCSF | HYDRO | HYDRO | WATER | NP15 | PGE3 | 1969-01-01 |  |  | 57.5 | A
79100 | Non-Participating | No | No | MOCCPH_7_UNIT 2 | Moccasin Unit 2 | 52 | PGAE | CCSF | HYDRO | HYDRO | WATER | NP15 | PGE3 | 1969-01-01 |  |  | 57.5 | A
78900 | Non-Participating | No | No | 0 | MOCCASIN LOW HEAD | 3.2 | PGAE | CCSF | HYDRO | HYDRO | WATER | NP15 | PGE3 | 1987-01-01 |  |  | 3.2 | A
35311 | Participating Unit | Yes | No | MIDWD_7_CORAMB | CELLC 7.5 MW Tehachapi Project | 7.5 | SCE | Coram Energy, LLC | WIND | WIND | WIND | SP15 | SCE1 | 1983-12-01 | Formerly QFID 6029 |  | 7.5 | A
38900 | Participating Unit | Yes | Yes | CENTER_2_QF | CENTER AREA LUMPED UNITS | 31 | SCE | COGENERATION | COGENERATION |  | NATURAL GAS | SP15 | SCE1 | 1987-01-01 |  |  | 31.01 | A
38905 | Non-Participating | Yes | No | 0 | WHEELABRATOR NORWALK ENERGY COMPANY INC. |  | SCE | 2064 | COGENERATION |  |  | SP15 | SCE1 | 1987-09-10 |  |  | 27.8 | A
4800 | Participating Unit | No | Yes | CNTRVL_6_UNIT | CENTERVILLE | 6.4 | PGAE | PG&E | HYDRO | HYDRO | WATER | NP15 | PGE3 | 1899-12-31 |  |  | 5.9 | A
4802 | Non-Participating | No | No | 0 | Centerville Unit 2 |  | PGAE | PG&E | HYDRO | HYDRO | WATER | NP15 | PGE3 | 1899-12-31 |  |  | 0.9 | A
4801 | Non-Participating | No | No | 0 | Centerville Unit 1 |  | PGAE | PG&E | HYDRO | HYDRO | WATER | NP15 | PGE3 | 1899-12-31 |  |  | 5.5 | A
83900 | Participating Unit | No | Yes | LAROA2_2_UNITA1 | CENTRAL LA ROSITA II COMBINED CYCLE (AGGREGATE) | 322 | SDGE | Energia de Baja California | THERMAL | COMBINED CYCLE | NATURAL GAS | SP15 | SDG1 | 2003-07-22 |  |  | 336.5 | A
83901 | Non-Participating | No | No | LAROA2_2_CTG 2S | CENTRAL LA ROSITA II COMBUSTION TURBINE | 181.5 | SDGE | Energia de Baja California | THERMAL | COMBUSTION TURBINE | NATURAL GAS | SP15 | SDG1 | 2003-07-22 |  |  | 181.5 | A
83902 | Non-Participating | No | No | LAROA2_2_STG 2C | CENTRAL LA ROSITA II STEAM TURBINE | 155 | SDGE | Energia de Baja California | THERMAL | STEAM | HEAT RECOVERY | SP15 | SDG1 | 2003-07-22 |  |  | 155 | A
4900 | Participating Unit | No | Yes | CENTRY_6_PL1X4 | CENTURY (AGGREGATE) | 41.4 | SCE | Colton Power, LP | PEAKER | COMBUSTION TURBINE | NATURAL GAS | SP15 | SCE1 | 2001-09-17 |  |  | 43 | A
4901 | Non-Participating | No | No | CENTRY_6_GEN 1 | Century Unit 1 | 10.8 | SCE | Colton Power, LP | PEAKER | COMBUSTION TURBINE | NATURAL GAS | SP15 | SCE1 | 2001-09-11 |  |  | 10.75 | A
4902 | Non-Participating | No | No | CENTRY_6_GEN 2 | Century Unit 2 | 10.8 | SCE | Colton Power, LP | PEAKER | COMBUSTION TURBINE | NATURAL GAS | SP15 | SCE1 | 2001-09-17 |  |  | 10.75 | A
4903 | Non-Participating | No | No | CENTRY_6_GEN 3 | Century Unit 3 | 10.8 | SCE | Colton Power, LP | PEAKER | COMBUSTION TURBINE | NATURAL GAS | SP15 | SCE1 | 2001-09-11 |  |  | 10.75 | A
4904 | Non-Participating | No | No | CENTRY_6_GEN 4 | Century Unit 4 | 10.8 | SCE | Colton Power, LP | PEAKER | COMBUSTION TURBINE | NATURAL GAS | SP15 | SCE1 | 2001-09-11 |  |  | 10.75 | A
39600 | Participating Unit | Yes | No | CHALK_1_UNIT | CHALK CLIFF LIMITED | 47.49 | PGAE | Chalk Cliff Limited | COGENERATION | COMBUSTION TURBINE | NATURAL GAS | ZP26 | PGE4 | 1990-03-20 |  |  | 58.48 | A
39900 | Participating Unit | No | Yes | STOILS_1_UNITS | CHEVRON RICHMOND REFINERY | 113.9 | PGAE | Chevron Products Company | COGENERATION |  | NATURAL GAS | NP15 | PGE3 | 1992-08-31 | QF Conversion, was PGE QF 01C202 |  | 155 | A
39901 | Non-Participating | No | No | STOILS_1_UNIT 1 | CHEVRON RICHMOND REFINERY UNIT 1 | 62.5 | PGAE | Chevron Products Company | THERMAL | COMBUSTION TURBINE | NATURAL GAS | NP15 | PGE3 | 1992-08-31 |  |  | 125 | A
39902 | Non-Participating | No | No | STOILS_1_UNIT 2 | CHEVRON RICHMOND REFINERY UNIT 2 | 62.5 | PGAE | Chevron Products Company | THERMAL | STEAM | HEAT RECOVERY | NP15 | PGE3 | 1992-08-31 |  |  | 30 | A
40100 | Participating Unit | Yes | No | CHEVCO_6_UNIT 1 | CHEVRON USA (COALINGA) | 19 | PGAE | Pacific Gas & Electric Company | COGENERATION | COMBUSTION TURBINE | NATURAL GAS | NP15 | PGE3 | 1986-01-17 | PGE QF 25C055 |  | 19 | A
40300 | Participating Unit | Yes | No | CHEVCY_1_UNIT | CHEVRON USA (CYMRIC) | 24.3 | PGAE | Pacific Gas & Electric Company | COGENERATION | COMBUSTION TURBINE | NATURAL GAS | ZP26 | PGE4 | 1982-10-15 | PGE QF 25C003 |  | 24.3 | A
40400 | Participating Unit | Yes | No | DISCOV_1_CHEVRN | CHEVRON USA (EASTRIDGE) | 56.2 | PGAE | Pacific Gas & Electric Company | COGENERATION | COMBUSTION TURBINE | NATURAL GAS | ZP26 | PGE4 | 1988-06-13 | PGE QF 25C248 |  | 56.2 | A
40500 | Participating Unit | Yes | No | CHEVCD_6_UNIT | CHEVRON USA (TAFT/CADET) | 11.5 | PGAE | Pacific Gas & Electric Company | COGENERATION | COMBUSTION TURBINE | NATURAL GAS | ZP26 | PGE4 | 1982-07-26 | PGE QF 25C002 |  | 11.5 | A
5100 | Participating Unit | No | No | PLACVL_1_CHILIB | CHILI BAR | 8.4 | PGAE | PG&E | HYDRO | HYDRO | WATER | NP15 | PGE3 | 1965-01-01 |  |  | 7 | A
40700 | Participating Unit | Yes | Yes | CHINO_2_QF | CHINO AREA LUMPED UNITS | 21.8 | SCE | VARIOUS | VARIOUS |  | LANDFILL GAS | SP15 | SCE1 | 1987-01-01 |  |  | 21.8 | A
40707 | Non-Participating | Yes | No | 0 | WALNUT VALLEY WATER DISTRICT (#1) |  | SCE | 4016 | HYDRO | HYDRO | WATER | SP15 | SCE1 | 1984-10-17 |  |  | 0.13 | A
40701 | Non-Participating | Yes | No | 0 | INLAND EMPIRE UTILITIES AGENCY (UPLAND) |  | SCE | 1099 | BIOMASS |  |  | SP15 | SCE1 | 1992-12-28 |  |  | 0.58 | A
5200 | Participating Unit | No | Yes | CHWCHL_1_UNIT | CHOW 2 PEAKER PLANT | 48.6 | PGAE | California Power Holdings, LLC | THERMAL | RECIPROCATING ENGINE | NATURAL GAS | NP15 | PGE3 | 2001-06-13 |  |  | 48.6 | A
5201 | Non-Participating | No | No | 0 | Chowchilla II Peaker Unit 1 |  | PGAE | NEO Corporation | THERMAL | RECIPROCATING ENGINE | NATURAL GAS | NP15 | PGE3 | 2001-06-13 |  |  | 3 | A
5216 | Non-Participating | No | No | 0 | Chowchilla II Peaker Unit 16 |  | PGAE | NEO Corporation | THERMAL | RECIPROCATING ENGINE | NATURAL GAS | NP15 | PGE3 | 2001-06-13 |  |  | 3 | A
5203 | Non-Participating | No | No | 0 | Chowchilla II Peaker Unit 3 |  | PGAE | NEO Corporation | THERMAL | RECIPROCATING ENGINE | NATURAL GAS | NP15 | PGE3 | 2001-06-13 |  |  | 3 | A
5204 | Non-Participating | No | No | 0 | Chowchilla II Peaker Unit 4 |  | PGAE | NEO Corporation | THERMAL | RECIPROCATING ENGINE | NATURAL GAS | NP15 | PGE3 | 2001-06-13 |  |  | 3 | A
5205 | Non-Participating | No | No | 0 | Chowchilla II Peaker Unit 5 |  | PGAE | NEO Corporation | THERMAL | RECIPROCATING ENGINE | NATURAL GAS | NP15 | PGE3 | 2001-06-13 |  |  | 3 | A
5206 | Non-Participating | No | No | 0 | Chowchilla II Peaker Unit 6 |  | PGAE | NEO Corporation | THERMAL | RECIPROCATING ENGINE | NATURAL GAS | NP15 | PGE3 | 2001-06-13 |  |  | 3 | A
5207 | Non-Participating | No | No | 0 | Chowchilla II Peaker Unit 7 |  | PGAE | NEO Corporation | THERMAL | RECIPROCATING ENGINE | NATURAL GAS | NP15 | PGE3 | 2001-06-13 |  |  | 3 | A
5208 | Non-Participating | No | No | 0 | Chowchilla II Peaker Unit 8 |  | PGAE | NEO Corporation | THERMAL | RECIPROCATING ENGINE | NATURAL GAS | NP15 | PGE3 | 2001-06-13 |  |  | 3 | A
5209 | Non-Participating | No | No | 0 | Chowchilla II Peaker Unit 9 |  | PGAE | NEO Corporation | THERMAL | RECIPROCATING ENGINE | NATURAL GAS | NP15 | PGE3 | 2001-06-13 |  |  | 3 | A
5210 | Non-Participating | No | No | 0 | Chowchilla II Peaker Unit 10 |  | PGAE | NEO Corporation | THERMAL | RECIPROCATING ENGINE | NATURAL GAS | NP15 | PGE3 | 2001-06-13 |  |  | 3 | A
5211 | Non-Participating | No | No | 0 | Chowchilla II Peaker Unit 11 |  | PGAE | NEO Corporation | THERMAL | RECIPROCATING ENGINE | NATURAL GAS | NP15 | PGE3 | 2001-06-13 |  |  | 3 | A
5212 | Non-Participating | No | No | 0 | Chowchilla II Peaker Unit 12 |  | PGAE | NEO Corporation | THERMAL | RECIPROCATING ENGINE | NATURAL GAS | NP15 | PGE3 | 2001-06-13 |  |  | 3 | A
5213 | Non-Participating | No | No | 0 | Chowchilla II Peaker Unit 13 |  | PGAE | NEO Corporation | THERMAL | RECIPROCATING ENGINE | NATURAL GAS | NP15 | PGE3 | 2001-06-13 |  |  | 3 | A
5214 | Non-Participating | No | No | 0 | Chowchilla II Peaker Unit 14 |  | PGAE | NEO Corporation | THERMAL | RECIPROCATING ENGINE | NATURAL GAS | NP15 | PGE3 | 2001-06-13 |  |  | 3 | A
5215 | Non-Participating | No | No | 0 | Chowchilla II Peaker Unit 15 |  | PGAE | NEO Corporation | THERMAL | RECIPROCATING ENGINE | NATURAL GAS | NP15 | PGE3 | 2001-06-13 |  |  | 3 | A
5202 | Non-Participating | No | No | 0 | Chowchilla II Peaker Unit 2 |  | PGAE | NEO Corporation | THERMAL | RECIPROCATING ENGINE | NATURAL GAS | NP15 | PGE3 | 2001-06-13 |  |  | 3 | A
84000 | Participating Unit | No | No | LAROA1_2_UNITA1 | CICLO COMBINADO MEXICALI | 180 | SDGE | Energia Azteca X | THERMAL | COMBUSTION TURBINE | NATURAL GAS | SP15 | SDG1 | 2003-07-20 |  |  | 181.5 | A
121400 | Participating Unit | Yes | No | CORCAN_1_SOLAR1 | CID Solar | 20 | PGAE | CID Solar, LLC | SOLAR | PHOTO VOLTAIC | SUN | NP15 | PGE3 | 2015-01-09 |  |  | 20 | A
40900 | Participating Unit | Yes | No | HINSON_6_SERRGN | CITY OF LONG BEACH | 38.91 | SCE | Southern California Edison Company | BIOMASS | STEAM | LANDFILL GAS | SP15 | SCE1 | 1988-01-01 | SCE QF 1028 |  | 38.91 | A
41100 | Participating Unit | Yes | Yes | CLRMTK_1_QF | CLAIRMONT AREA LUMPED QF UNITS | 1.25 | PGAE | VARIOUS | COGENERATION |  | NATURAL GAS | NP15 | PGE3 | 1983-12-05 |  |  | 1.25 | A
41102 | Non-Participating | Yes | No | 0 | Satellite Senior Homes |  | PGAE | 01C199 | COGENERATION |  | NATURAL GAS | NP15 | PGE3 | 1986-07-17 |  |  | 0.06 | A
103200 | Participating Unit | No | No | COPMTN_2_CM10 | CM10 | 10 | SCE | Copper Mountain Solar 1, LLC | SOLAR | PHOTO VOLTAIC | SUN | SP15 | SCE1 | 2011-10-03 |  |  | 10 | A
101200 | Participating Unit | No | No | COPMTN_2_SOLAR1 | CM48 | 48 | SCE | Copper Mountain Solar 1, LLC | SOLAR | PHOTO VOLTAIC | SUN | SP15 | SCE1 | 2010-06-15 |  |  | 48 | A
105200 | Participating Unit | No | No | COPMT2_2_SOLAR2 | CMS2 | 155 | SCE | Copper Mountain Solar 2, LLC | SOLAR | PHOTO VOLTAIC | SUN | SP15 | SCE1 |  | Phased Implementation: 124 MW commercial out of 155 MW total at completion. As of 2/11/2015 |  | 124 | A
41400 | Participating Unit | No | No | COLGA1_6_SHELLW | COALINGA COGENERATION | 52.9 | PGAE | Chevron Power Holdings, Inc. | COGENERATION | COMBUSTION TURBINE | NATURAL GAS | NP15 | PGE3 | 1991-10-17 | QF Conversion, was PGE QF 25C124 |  | 45 | A
5500 | Participating Unit | No | No | COLEMN_2_UNIT | COLEMAN | 13 | PGAE | PG&E | HYDRO | HYDRO | WATER | NP15 | PGE3 | 1979-01-01 |  | Battle Creek | 13 | A
5800 | Participating Unit | No | Yes | COLVIL_7_PL1X2 | COLLIERVILLE HYDRO UNIT 1 & 2 AGGREGATE | 246.86 | PGAE | NCPA (MSS Agreement - S14) | HYDRO | HYDRO | WATER | NP15 | NCP1 |  |  |  | 252.5 | A
5801 | Non-Participating | No | No | COLVIL_7_UNIT 1 | COLLIERVILLE HYDRO UNIT 1 | 126.5 | PGAE | NCPA (MSS Agreement - S14) | HYDRO | HYDRO | WATER | NP15 | NCP1 |  |  |  | 126.5 | A
5802 | Non-Participating | No | No | COLVIL_7_UNIT 2 | COLLIERVILLE HYDRO UNIT 2 | 126 | PGAE | NCPA (MSS Agreement - S14) | HYDRO | HYDRO | WATER | NP15 | NCP1 |  |  |  | 126 | A
32400 | Participating Unit | Yes | No | UNCHEM_1_UNIT | CONTRA COSTA CARBON PLANT | 19 | PGAE | ConocoPhillips Co. (formerly Tosco) | COGENERATION | STEAM | PETROLEUM COKE | NP15 | PGE3 | 1983-01-01 |  |  | 20 | A
42400 | Participating Unit | Yes | Yes | CONTRL_1_QF | CONTROL AREA LUMPED UNITS | 31.4 | SCE | VARIOUS | VARIOUS |  | GEOTHERMAL | SP15 | SCE1 | 1982-01-01 |  |  | 37.84 | A
42401 | Non-Participating | Yes | No | 0 | DEEP SPRINGS COLLEGE |  | SCE | 4071 | HYDRO |  |  | SP15 | SCE1 | 1988-11-22 |  |  | 0.1 | A
42402 | Non-Participating | Yes | No | 0 | DESERT POWER COMPANY |  | SCE | 4008 | HYDRO |  |  | SP15 | SCE1 | 1983-07-14 |  |  | 0.95 | A
42403 | Non-Participating | Yes | No | 0 | HENWOOD ASSOC.-UNIT 1 (MILLNER CREEK) |  | SCE | 4006 | HYDRO |  |  | SP15 | SCE1 | 1983-07-01 |  |  | 0.29 | A
42407 | Non-Participating | Yes | No | 0 | MAMMOTH PACIFIC L.P. I |  | SCE | 3018 | GEOTHERMAL |  |  | SP15 | SCE1 | 1990-12-22 | Connects to Casa Diablo sub. |  | 10 | A
42408 | Non-Participating | Yes | No | 0 | RICHARD MOSS |  | SCE | 4031 | HYDRO |  |  | SP15 | SCE1 | 1986-04-25 |  |  | 0.16 | A
42406 | Non-Participating | Yes | No | 0 | MAMMOTH PACIFIC L.P. II |  | SCE | 3027 | GEOTHERMAL |  |  | SP15 | SCE1 | 1990-12-07 | Connects to Casa Diablo sub. |  | 9.1 | A
42404 | Non-Participating | Yes | No | 0 | HI HEAD HYDRO, INCORPORATED |  | SCE | 4004 | HYDRO |  |  | SP15 | SCE1 | 1982-05-01 |  |  | 0.35 | A
42500 | Participating Unit | Yes | No | MIRLOM_6_DELGEN | CORONA ENERGY PARTNERS, LTD. | 50.05 | SCE | Southern California Edison Company | COGENERATION | COMBUSTION TURBINE | NATURAL GAS | SP15 | SCE1 | 1988-05-21 | SCE QF 2081 |  | 35 | A
43000 | Participating Unit | Yes | Yes | CALGEN_1_UNITS | COSO FINANCE PARTNERS (NAVY I) (Aggregate) | 92.2 | SCE | Southern California Edison Company | GEOTHERMAL | STEAM | GEOTHERMAL | SP15 | SCE1 | 1987-07-13 | SCE QF 3008 |  | 92.2 | A
43001 | Non-Participating | Yes | No | CALGEN_1_UNIT 1 | COSO FINANCE PARTNERS UNIT 1 |  | SCE | Southern California Edison Company | GEOTHERMAL | STEAM | GEOTHERMAL | SP15 | SCE1 | 1987-07-13 |  |  | 24 | A
43002 | Non-Participating | Yes | No | CALGEN_1_UNIT 2 | COSO FINANCE PARTNERS UNIT 2 |  | SCE | Southern California Edison Company | GEOTHERMAL | STEAM | GEOTHERMAL | SP15 | SCE1 | 1987-07-13 |  |  | 24 | A
43003 | Non-Participating | Yes | No | CALGEN_1_UNIT 3 | COSO FINANCE PARTNERS UNIT 3 |  | SCE | Southern California Edison Company | GEOTHERMAL | STEAM | GEOTHERMAL | SP15 | SCE1 | 1987-07-13 |  |  | 27 | A
43100 | Participating Unit | Yes | Yes | NAVYII_2_UNITS | COSO POWER DEVELOPERS (NAVY II) (Aggregate) | 99 | SCE | Southern California Edison Company | GEOTHERMAL | STEAM | GEOTHERMAL | SP15 | SCE1 | 1989-12-23 | SCE QF 3029 |  | 67.5 | A
43101 | Non-Participating | Yes | No | NAVYII_2_UNIT 4 | COSO POWER DEVELOPERS UNIT 4 | 35 | SCE |  | GEOTHERMAL | STEAM | GEOTHERMAL | SP15 | SCE1 | 1989-12-23 |  |  | 22.5 | A
43102 | Non-Participating | Yes | No | NAVYII_2_UNIT 5 | COSO POWER DEVELOPERS UNIT 5 | 32 | SCE |  | GEOTHERMAL | STEAM | GEOTHERMAL | SP15 | SCE1 | 1989-12-23 |  |  | 22.5 | A
43103 | Non-Participating | Yes | No | NAVYII_2_UNIT 6 | COSO POWER DEVELOPERS UNIT 6 | 32 | SCE |  | GEOTHERMAL | STEAM | GEOTHERMAL | SP15 | SCE1 | 1989-12-23 |  |  | 22.5 | A
43400 | Participating Unit | Yes | Yes | CTNWDP_1_QF | COTTONWOOD AREA (BURNEY) LUMPED QF UNITS | 0.5 | PGAE | VARIOUS | HYDRO | HYDRO | WATER | NP15 | PGE3 | 1982-01-01 |  |  | 0.5 | A
43401 | Non-Participating | Yes | No | 0 | HAT CREEK HEREFORD RANCH |  | PGAE | 13H123 | HYDRO | HYDRO | WATER | NP15 | PGE3 | 1982-12-09 |  |  | 0.1 | A
43500 | Participating Unit | Yes | No | SAUGUS_6_PTCHGN | COUNTY OF LOS ANGELES (PITCHESS HONOR RANCH) | 29.8 | SCE | Southern California Edison Company | COGENERATION | COMBINED CYCLE | NATURAL GAS | SP15 | SCE1 | 1988-07-14 | SCE QF 2180 |  | 28.71 | A
90100 | Participating Unit | Yes | Yes | COVERD_2_QFUNTS | COVE ROAD AREA LUMPED UNITS | 20.26 | PGAE | VARIOUS | HYDRO | HYDRO | WATER | NP15 | PGE3 | 1987-01-05 |  |  | 20.26 | A
68600 | Non-Participating | Yes | No | 0 | SNOW MOUNTAIN HYDRO LLC (COVE) |  | PGAE | 13H013 | HYDRO | HYDRO | WATER | NP15 | PGE3 | 1990-02-20 |  |  | 5.75 | A
45400 | Non-Participating | Yes | No | 0 | EL DORADO (MONTGOMERY CK) |  | PGAE | 13H001 | HYDRO | HYDRO | WATER | NP15 | PGE3 | 1987-02-28 |  |  | 2.99 | A
55800 | Non-Participating | Yes | No | 0 | MEGA RENEWABLES (ROARING CRK) |  | PGAE | 13H014 | HYDRO | HYDRO | WATER | NP15 | PGE3 | 1986-12-05 |  |  | 3.52 | A
55700 | Non-Participating | Yes | No | 0 | MEGA RENEWABLES (HATCHET CRK) |  | PGAE | 13H015 | HYDRO | HYDRO | WATER | NP15 | PGE3 | 1987-01-05 |  |  | 8 | A
6800 | Participating Unit | No | Yes | COWCRK_2_UNIT | COW CREEK | 2 | PGAE | PG&E | HYDRO | HYDRO | WATER | NP15 | PGE3 | 1907-01-01 |  |  | 2 | A
6802 | Non-Participating | No | No | 0 | Cow Creek 2 |  | PGAE | PG&E | HYDRO | HYDRO | WATER | NP15 | PGE3 | 1907-01-01 |  |  | 1 | A
6801 | Non-Participating | No | No | 0 | Cow Creek 1 |  | PGAE | PG&E | HYDRO | HYDRO | WATER | NP15 | PGE3 | 1907-01-01 |  |  | 1 | A
43900 | Participating Unit | Yes | Yes | SAMPSN_6_KELCO1 | CP Kelco Cogeneration Facility | 25 | SDGE | CP Kelco U.S., Inc. | COGENERATION | COMBUSTION TURBINE | NATURAL GAS | SP15 | SDG1 | 2014-03-05 |  |  | 26.95 | A
43901 | Non-Participating | No | No | 0 | CP Kelco Cogeneration Facility CTG Unit 1 |  | SDGE | CP Kelco U.S., Inc. | COGENERATION | COMBUSTION TURBINE | NATURAL GAS | SP15 | SDG1 | 2014-03-05 |  |  | 8.3 | A
43903 | Non-Participating | No | No | 0 | CP Kelco Cogeneration Facility CTG Unit 3 |  | SDGE | CP Kelco U.S., Inc. | COGENERATION | COMBUSTION TURBINE | NATURAL GAS | SP15 | SDG1 | 2014-03-05 |  |  | 9.35 | A
43902 | Non-Participating | No | No | 0 | CP Kelco Cogeneration Facility CTG Unit 2 |  | SDGE | CP Kelco U.S., Inc. | COGENERATION | COMBUSTION TURBINE | NATURAL GAS | SP15 | SDG1 | 2014-03-05 |  |  | 9.3 | A
100900 | Participating Unit | No | No | ALTA3A_2_CPCE4 | CPC East - Alta Wind IV | 102 | SCE | Alta Wind IV, LLC | WIND | WIND | WIND | SP15 | SCE1 | 2011-03-12 |  |  | 102 | A
101300 | Participating Unit | No | No | ALTA3A_2_CPCE5 | CPC East - Alta Wind V | 168 | SCE | Alta Wind V, LLC | WIND | WIND | WIND | SP15 | SCE1 | 2011-04-21 |  |  | 168 | A
103600 | Participating Unit | No | No | ALTA3A_2_CPCE8 | CPC East - Alta Wind VIII | 150 | SCE | Alta Wind VIII, LLC | WIND | WIND | WIND | SP15 | SCE1 | 2012-02-01 |  |  | 150 | A
107300 | Participating Unit | No | No | ALT6DS_2_WIND9 | CPC East Alta Wind IX | 132 | SCE | Alta Wind IX, LLC | WIND | WIND | WIND | SP15 | SCE1 | 2013-01-01 |  |  | 132 | A
104500 | Participating Unit | No | No | ALTA4B_2_CPCW6 | CPC West - Alta Wind 6 | 150 | SCE | Alta Wind VI, LLC | WIND | WIND | WIND | SP15 | SCE1 | 2012-05-09 |  |  | 150 | A
100400 | Participating Unit | No | No | ALTA4A_2_CPCW1 | CPC West - Alta Wind I | 150 | SCE | Alta Wind I, LLC | WIND | WIND | WIND | SP15 | SCE1 | 2010-12-29 |  |  | 150 | A
100500 | Participating Unit | No | No | ALTA4B_2_CPCW2 | CPC West - Alta Wind II | 150 | SCE | Alta Wind II, LLC | WIND | WIND | WIND | SP15 | SCE1 | 2010-12-29 |  |  | 150 | A
100700 | Participating Unit | No | No | ALTA4B_2_CPCW3 | CPC West - Alta Wind III | 150 | SCE | Alta Interconnection Management, LLC | WIND | WIND | WIND | SP15 | SCE1 | 2011-02-12 |  |  | 150 | A
109201 | Participating Unit | No | No | SENTNL_2_CTG1 | CPV Sentinel Unit 1 | 92.09 | SCE | CPV Sentinel, LLC | THERMAL | COMBUSTION TURBINE | NATURAL GAS | SP15 | SCE1 | 2013-05-06 |  |  | 106.5 | A
109202 | Participating Unit | No | No | SENTNL_2_CTG2 | CPV Sentinel Unit 2 | 92.4 | SCE | CPV Sentinel, LLC | THERMAL | COMBUSTION TURBINE | NATURAL GAS | SP15 | SCE1 | 2013-05-06 |  |  | 106.5 | A
109203 | Participating Unit | No | No | SENTNL_2_CTG3 | CPV Sentinel Unit 3 | 92.36 | SCE | CPV Sentinel, LLC | THERMAL | COMBUSTION TURBINE | NATURAL GAS | SP15 | SCE1 | 2013-05-06 |  |  | 106.5 | A
109204 | Participating Unit | No | No | SENTNL_2_CTG4 | CPV Sentinel Unit 4 | 91.98 | SCE | CPV Sentinel, LLC | THERMAL | COMBUSTION TURBINE | NATURAL GAS | SP15 | SCE1 | 2013-05-06 |  |  | 106.5 | A
109205 | Participating Unit | No | No | SENTNL_2_CTG5 | CPV Sentinel Unit 5 | 91.83 | SCE | CPV Sentinel, LLC | THERMAL | COMBUSTION TURBINE | NATURAL GAS | SP15 | SCE1 | 2013-05-06 |  |  | 106.5 | A
109206 | Participating Unit | No | No | SENTNL_2_CTG6 | CPV Sentinel Unit 6 | 92.16 | SCE | CPV Sentinel, LLC | THERMAL | COMBUSTION TURBINE | NATURAL GAS | SP15 | SCE1 | 2013-05-06 |  |  | 106.5 | A
109207 | Participating Unit | No | No | SENTNL_2_CTG7 | CPV Sentinel Unit 7 | 91.84 | SCE | CPV Sentinel, LLC | THERMAL | COMBUSTION TURBINE | NATURAL GAS | SP15 | SCE1 | 2013-05-06 |  |  | 106.5 | A
109208 | Participating Unit | No | No | SENTNL_2_CTG8 | CPV Sentinel Unit 8 | 91.56 | SCE | CPV Sentinel, LLC | THERMAL | COMBUSTION TURBINE | NATURAL GAS | SP15 | SCE1 | 2013-05-06 |  |  | 106.5 | A
7000 | Participating Unit | No | No | CRNEVL_6_CRNVA | CRANE VALLEY | 0.9 | PGAE | PG&E | HYDRO | HYDRO | WATER | NP15 | PGE3 | 1919-01-01 |  |  | 0.9 | A
81700 | Participating Unit | No | No | LMBEPK_2_UNITA2 | CREED ENERGY CENTER | 48 | PGAE | Creed Energy Center LLC (Calpine) | PEAKER | COMBUSTION TURBINE | NATURAL GAS | NP15 | PGE3 | 2003-01-06 |  |  | 49.9 | A
7100 | Participating Unit | No | Yes | CRESTA_7_PL1X2 | CRESTA PH (AGGREGATE) | 70.4 | PGAE | PG&E | HYDRO | HYDRO | WATER | NP15 | PGE3 | 1949-01-01 |  | NF Feather River | 70.4 | A
7101 | Non-Participating | No | No | CRESTA_7_UNIT 1 | Cresta Unit #1 | 35.2 | PGAE | PG&E | HYDRO | HYDRO | WATER | NP15 | PGE3 | 1949-01-01 |  | NF Feather River | 35.2 | A
7102 | Non-Participating | No | No | CRESTA_7_UNIT 2 | Cresta Unit #2 | 35.2 | PGAE | PG&E | HYDRO | HYDRO | WATER | NP15 | PGE3 | 1950-01-01 |  | NF Feather River | 35.2 | A
7200 | Participating Unit | No | No | CROKET_7_UNIT | CROCKETT COGEN | 240 | PGAE | PG&E | COGENERATION | COMBINED CYCLE | NATURAL GAS | NP15 | PGE3 | 1995-12-20 | QF Conversion, was PGE QF 10C045 |  | 240 | A
102800 | Participating Unit | No | No | CASTVL_2_FCELL | CSUEB Fuel Cell Station | 1.4 | PGAE | Pacific Gas and Electric Company | THERMAL | COMBUSTION TURBINE | NATURAL GAS | NP15 | PGE2 | 2011-09-27 |  |  | 1.55 | A
4100 | Participating Unit | No | No | CABZON_1_WINDA1 | Cabazon Wind Project | 41 | SCE | Cabazon Wind Partners, LLC | WIND | WIND | WIND | SP15 | SCE1 | 2002-08-31 |  |  | 41 | A
98800 | Participating Unit | No | No | MENBIO_6_RENEW1 | CalRENEW-1(A) | 5 | PGAE | CalRENEW-1 LLC | SOLAR | PHOTO VOLTAIC | SUN | NP15 | PGE3 | 2010-04-30 |  |  | 5 | A
99400 | Participating Unit | Yes | Yes | MOORPK_2_CALABS | Calabasas | 6.96 | SCE | County Sanitation District No.2 of Los Angeles County | BIOGAS | COMBUSTION TURBINE | LANDFILL GAS | SP15 | SCE1 | 2010-09-20 |  |  | 13.8 | A
99401 | Non-Participating | Yes | No | 0 | Calabasas Unit 1 |  | SCE | County Sanitation District No. 2 of Los Angeles County | BIOGAS | COMBUSTION TURBINE | LANDFILL GAS | SP15 | SCE1 |  |  |  | 4.6 | A
99403 | Non-Participating | Yes | No | 0 | Calabasas Unit 3 |  | SCE | County Sanitation District No. 2 of Los Angeles County | BIOGAS | COMBUSTION TURBINE | LANDFILL GAS | SP15 | SCE1 |  |  |  | 4.6 | A
99402 | Non-Participating | Yes | No | 0 | Calabasas Unit 2 |  | SCE | County Sanitation District No. 2 of Los Angeles County | BIOGAS | COMBUSTION TURBINE | LANDFILL GAS | SP15 | SCE1 |  |  |  | 4.6 | A
113400 | Participating Unit | No | No | VISTA_2_FCELL | California State University, San Bernardino Fuel Cell | 1.4 | SCE | CSU, San Bernardino | THERMAL | FUEL CELL | AGRICULTURAL WASTE | SP15 | SCE1 | 2013-09-13 |  |  | 1.44 | A
107400 | Participating Unit | No | No | CAVLSR_2_RSOLAR | California Valley Solar Ranch-Phase A | 210 | PGAE | High Plains Ranch II, LLC | SOLAR | PHOTO VOLTAIC | SUN | NP15 | PGE3 | 2013-11-01 |  |  | 210 | A
107500 | Participating Unit | No | No | CAVLSR_2_BSOLAR | California Valley Solar Ranch-Phase B | 40 | PGAE | High Plains Ranch II, LLC | SOLAR | PHOTO VOLTAIC | SUN | NP15 | PGE3 | 2013-01-01 |  |  | 40 | A
131600 | Participating Unit | No | No | CALPSS_6_SOLAR1 | Calipatria Solar Farm | 19.9 | SDGE | Imperial Irrigation District | DYNAMIC SCHEDULED | PHOTO VOLTAIC | SUN | SP15 | IID | 2016-02-12 |  |  | 19.99 | C
48000 | Participating Unit | Yes | Yes | SANTFG_7_UNITS | Calistoga Power Plant | 92.1 | PGAE | Geysers Power Co. | GEOTHERMAL | STEAM | GEOTHERMAL | NP15 | PGE3 | 1984-03-14 | Was PGE QF 04G057 |  | 92.1 | A
48001 | Non-Participating | Yes | No | SANTFG_7_UNIT 1 | GEYSERS POWER COMPANY, LLC. UNIT 1 | 46 | PGAE | Geysers Power Co. | GEOTHERMAL | STEAM | GEOTHERMAL | NP15 | PGE3 | 1984-03-14 | Was PGE QF 04G057 |  | 46 | A
48002 | Non-Participating | Yes | No | SANTFG_7_UNIT 2 | GEYSERS POWER COMPANY, LLC. UNIT 2 | 46 | PGAE | Geysers Power Co. | GEOTHERMAL | STEAM | GEOTHERMAL | NP15 | PGE3 | 1984-03-14 | Was PGE QF 04G057 |  | 46 | A
4300 | Participating Unit | Yes | No | SMUDGO_7_UNIT 1 | Calpine Geothermal (formerly a SMUD unit) | 53 | PGAE | CALPINE | GEOTHERMAL | STEAM | GEOTHERMAL | NP15 | PGE3 | 1983-01-01 |  |  | 78 | A
121300 | Participating Unit | No | No | CAMLOT_2_SOLAR1 | Camelot | 45 | SCE | RE Camelot LLC | SOLAR | PHOTO VOLTAIC | SUN | SP15 | SCE1 | 2014-12-11 |  |  | 45 | A
122000 | Participating Unit | No | No | CAMLOT_2_SOLAR2 | Camelot 2 | 15 | SCE | RE Columbia Two LLC | SOLAR | PHOTO VOLTAIC | SUN | SP15 | SCE1 | 2014-12-10 |  |  | 15 | A
132700 | Participating Unit | No | No | ENWIND_2_WIND1 | Cameron Ridge | 47.1 | SCE | Cameron Ridge, LLC | WIND | WIND | WIND | SP15 | SCE1 | 2014-12-10 | QF Conversion, was SCE QF 6057 |  | 47.12 | A
131500 | Participating Unit | No | No | FLOWD_2_WIND1 | Cameron Ridge 2 | 11.9 | SCE | Cameron Ridge II, LLC | WIND | WIND | WIND | SP15 | SCE1 | 2016-01-15 |  |  | 11.9 | A
76200 | Participating Unit | No | No | CAMPFW_7_FARWST | Camp Far West | 8 | PGAE | SMUD | HYDRO | HYDRO | WATER | NP15 | PGE3 | 1985-01-01 |  |  | 7.9 | A
110000 | Participating Unit | No | No | CPVERD_2_SOLAR | Campo Verde Solar | 139 | SDGE | Campo Verde Solar, LLC | SOLAR | PHOTO VOLTAIC | SUN | SP15 | SDG1 | 2013-10-22 |  |  | 150 | A
104900 | Participating Unit | No | No | CANTUA_1_SOLAR | Cantua Solar station | 20 | PGAE | PGE | SOLAR | PHOTO VOLTAIC | SUN | NP15 | PGE3 | 2012-07-25 |  |  | 20 | A
102500 | Participating Unit | No | No | ANAHM_2_CANYN1 | Canyon Power Plant Unit 1 | 49.4 | SCE | City of Anaheim (MSS Agreement - S14) | PEAKER | COMBUSTION TURBINE | NATURAL GAS | SP15 | SCE1 | 2011-09-16 |  |  | 49.4 | A
102600 | Participating Unit | No | No | ANAHM_2_CANYN2 | Canyon Power Plant Unit 2 | 49.4 | SCE | City of Anaheim (MSS Agreement - S14) | PEAKER | COMBUSTION TURBINE | NATURAL GAS | SP15 | SCE1 | 2011-09-16 |  |  | 49.4 | A
101900 | Participating Unit | No | No | ANAHM_2_CANYN3 | Canyon Power Plant Unit 3 | 49.4 | SCE | City of Anaheim (MSS Agreement - S14) | PEAKER | COMBUSTION TURBINE | NATURAL GAS | SP15 | ANA1 | 2011-07-30 |  |  | 49.4 | A
102000 | Participating Unit | No | No | ANAHM_2_CANYN4 | Canyon Power Plant Unit 4 | 49.4 | SCE | City of Anaheim (MSS Agreement - S14) | PEAKER | COMBUSTION TURBINE | NATURAL GAS | SP15 | ANA1 | 2011-07-30 |  |  | 49.4 | A
4500 | Participating Unit | No | No | CARBOU_7_UNIT 1 | Caribou PH 1 Unit 1 | 24 | PGAE | PG&E | HYDRO | HYDRO | WATER | NP15 | PGE3 | 1921-01-01 |  | NF Feather River | 24 | A
114800 | Participating Unit | No | No | DEVERS_1_SOLAR | Cascade Solar | 18.5 | SCE | SunEdison | SOLAR | PHOTO VOLTAIC | SUN | SP15 | SCE1 | 2013-11-30 |  |  | 18.5 | A
132000 | Participating Unit | No | No | TX-ELK_6_SOLAR1 | Castor Solar Project | 1.5 | PGAE | Green Light Energy Corp | SOLAR | PHOTO VOLTAIC | SUN | NP15 | PGE2 | 2016-04-02 |  |  | 1.5 | A
93100 | Participating Unit | Yes | Yes | CSTRVL_7_QFUNTS | Castroville QF Aggregate | 2 | PGAE | Various | THERMAL | VARIOUS | VARIOUS | NP15 | PGE3 | 2006-06-01 |  |  | 2 | A
58404 | Non-Participating | Yes | No | 0 | MONTEREY REGIONAL WATER | 1.74 | PGAE | 18C001 | BIOGAS | RECIPROCATING ENGINE | LANDFILL GAS | NP15 | PGE3 | 1988-08-26 |  |  | 1.74 | A
107900 | Participating Unit | No | No | CATLNA_2_SOLAR | Catalina Solar - Phases 1 and 2 | 110 | SCE | Catalina Solar, LLC | SOLAR | PHOTO VOLTAIC | SUN | SP15 | SCE1 |  | Phased Implementation: 110 MW commercial out of 150 MW total at completion. As of 2/15/2013 |  | 110 | A
127500 | Participating Unit | Yes | No | CATLNA_2_SOLAR2 | Catalina Solar 2 | 18 | SCE | Catalina Solar 2, LLC | SOLAR | PHOTO VOLTAIC | SUN | SP15 | SCE1 | 2015-07-22 |  |  | 20 | A
95700 | Participating Unit | No | No | CENTER_6_PEAKER | Center Peaker | 47 | SCE | SCE | PEAKER | COMBUSTION TURBINE | NATURAL GAS | SP15 | SCE1 | 2007-09-20 |  |  | 49 | A
119600 | Participating Unit | No | No | CNTNLA_2_SOLAR2 | Centinela Solar Energy 2 | 45.6 | SDGE | Centinela Solar Energy, LLC | SOLAR | PHOTO VOLTAIC | SUN | SP15 | SDG1 | 2014-08-15 |  |  | 45.6 | A
110100 | Participating Unit | No | No | CNTNLA_2_SOLAR1 | Centinela Solar Energy Facility (Phase I) | 125 | SDGE | Centinela Solar Energy, LLC | SOLAR | PHOTO VOLTAIC | SUN | SP15 | SDG1 | 2014-07-30 |  |  | 127 | A
134700 | Participating Unit | No | No | PLAINV_6_SOLARC | Central Antelope Dry Ranch C | 20 | SCE | Central Antelope Dry Ranch C, LLC | SOLAR | PHOTO VOLTAIC | SUN | SP15 | SCE1 | 2016-05-06 |  |  | 20 | A
43600 | Participating Unit | Yes | Yes | SNMALF_6_UNITS | Central Disposal Site LFG Power Plant | 7.5 | PGAE | County of Sonoma | BIOMASS | RECIPROCATING ENGINE | LANDFILL GAS | NP15 | PGE3 | 1993-04-30 |  |  | 8 | A
43606 | Non-Participating | Yes | No | 0 | Central Disposal Site LFG Power Plant Engine 6 Unit |  | PGAE | County of Sonoma | BIOGAS | RECIPROCATING ENGINE | LANDFILL GAS | NP15 | PGE3 | 1993-04-30 |  |  | 0.8 | A
43607 | Non-Participating | Yes | No | 0 | Central Disposal Site LFG Power Plant Engine 7 Unit |  | PGAE | County of Sonoma | BIOGAS | RECIPROCATING ENGINE | LANDFILL GAS | NP15 | PGE3 | 1993-04-30 |  |  | 0.8 | A
43608 | Non-Participating | Yes | No | 0 | Central Disposal Site LFG Power Plant Engine 8 Unit |  | PGAE | County of Sonoma | BIOGAS | RECIPROCATING ENGINE | LANDFILL GAS | NP15 | PGE3 | 1993-04-30 |  |  | 0.8 | A
43609 | Non-Participating | Yes | No | 0 | Central Disposal Site LFG Power Plant Engine 9 Unit |  | PGAE | County of Sonoma | BIOGAS | RECIPROCATING ENGINE | LANDFILL GAS | NP15 | PGE3 | 1993-04-30 |  |  | 0.8 | A
43601 | Non-Participating | Yes | No | 0 | Central Disposal Site LFG Power Plant Engine 1 Unit |  | PGAE | County of Sonoma | BIOGAS | RECIPROCATING ENGINE | LANDFILL GAS | NP15 | PGE3 | 1993-04-30 |  |  | 0.8 | A
43602 | Non-Participating | Yes | No | 0 | Central Disposal Site LFG Power Plant Engine 2 Unit |  | PGAE | County of Sonoma | BIOGAS | RECIPROCATING ENGINE | LANDFILL GAS | NP15 | PGE3 | 1993-04-30 |  |  | 0.8 | A
43603 | Non-Participating | Yes | No | 0 | Central Disposal Site LFG Power Plant Engine 3 Unit |  | PGAE | County of Sonoma | BIOGAS | RECIPROCATING ENGINE | LANDFILL GAS | NP15 | PGE3 | 1993-04-30 |  |  | 0.8 | A
43604 | Non-Participating | Yes | No | 0 | Central Disposal Site LFG Power Plant Engine 4 Unit |  | PGAE | County of Sonoma | BIOGAS | RECIPROCATING ENGINE | LANDFILL GAS | NP15 | PGE3 | 1993-04-30 |  |  | 0.8 | A
43605 | Non-Participating | Yes | No | 0 | Central Disposal Site LFG Power Plant Engine 5 Unit |  | PGAE | County of Sonoma | BIOGAS | RECIPROCATING ENGINE | LANDFILL GAS | NP15 | PGE3 | 1993-04-30 |  |  | 0.8 | A
43610 | Non-Participating | Yes | No | 0 | Central Disposal Site LFG Power Plant Engine 10 Unit |  | PGAE | County of Sonoma | BIOGAS | RECIPROCATING ENGINE | LANDFILL GAS | NP15 | PGE3 | 1993-04-30 |  |  | 0.8 | A
113900 | Participating Unit | No | No | ETIWND_2_CHMPNE | Champagne | 1 | SCE | California PV Energy, LLC | SOLAR | PHOTO VOLTAIC | SUN | SP15 | SCE1 | 2013-12-20 |  |  | 1 | A
40000 | Participating Unit | Yes | Yes | CHEVMN_2_UNITS | Chevron CIC | 124.87 | SCE | Chevron USA, Inc. | COGENERATION | COMBINED CYCLE | NATURAL GAS | SP15 | SCE1 | 1987-12-29 | QF Conversion completed 7/28/2014. Formerly QF 2155 |  | 170.7 | A
40001 | Non-Participating | Yes | No | CHEVMN_2_UNIT 1 | CHEVRON U.S.A. UNIT 1 | 85.31 | SCE | Chevron USA, Inc. | COGENERATION | COMBUSTION TURBINE | NATURAL GAS | SP15 | SCE1 | 1976-01-01 |  |  | 49 | A
40002 | Non-Participating | Yes | No | CHEVMN_2_UNIT 2 | CHEVRON U.S.A. UNIT 2 | 38 | SCE | Chevron USA, Inc. | COGENERATION | STEAM | HEAT RECOVERY | SP15 | SCE1 | 1987-01-01 |  |  | 38 | A
5000 | Participating Unit | No | No | CHICPK_7_UNIT 1 | Chicago Park PH | 42 | PGAE | Nevada Irrigation District | HYDRO | HYDRO | WATER | NP15 | PGE3 | 1965-01-01 |  | South Yuba | 39 | A
98400 | Participating Unit | No | No | CHINO_2_SOLAR | Chino Roof Top Solar Project | 1 | SCE | SCE | SOLAR | PHOTO VOLTAIC | SUN | SP15 | SCE1 | 2009-12-01 |  |  | 1 | A
100200 | Participating Unit | Yes | No | SAUGUS_7_CHIQCN | Chiquita Canyon Landfill Generating Facility | 8 | SCE | Ameresco Chiquita Energy, LLC | BIOMASS | RECIPROCATING ENGINE | LANDFILL GAS | SP15 | SCE1 | 2010-11-23 |  |  | 9.2 | A
96400 | Participating Unit | No | No | CHWCHL_1_BIOMAS | Chow II Biomass to Energy | 10.8 | PGAE | Global Ampersand LLC | BIOMASS | STEAM | LANDFILL GAS | NP15 | PGE3 | 2008-05-08 |  |  | 12.5 | A
96300 | Participating Unit | No | No | OTAY_6_PL1X2 | Chula Vista Energy Center | 35.5 | SDGE | Chula Vista Energy Center, LLC | PEAKER | COMBUSTION TURBINE | NATURAL GAS | SP15 | SDG1 | 2006-06-08 |  |  | 44.02 | A
130000 | Participating Unit | No | No | MNDOTA_1_SOLAR2 | Citizen Solar B | 5 | PGAE | Citizen Solar B LLC | SOLAR | PHOTO VOLTAIC | SUN | NP15 | PGE3 | 2015-12-11 |  |  | 5 | A
91300 | Participating Unit | No | Yes | CORONS_6_CLRWTR | Clearwater Power Plant | 28 | SCE | City of Riverside (MSSA) | THERMAL | COMBINED CYCLE | NATURAL GAS | SP15 | SCE1 | 2005-02-28 |  |  | 32.27 | A
91301 | Non-Participating | No | No | CORONS_6_CLRCTG | Clearwater Power Plant CT Unit 1 | 23.8 | SCE | City of Riverside (MSSA) | THERMAL | COMBUSTION TURBINE | NATURAL GAS | SP15 | SCE1 | 2005-02-28 |  |  | 23.8 | A
91302 | Non-Participating | No | No | CORONS_6_CLRSTG | Clearwater Power Plant ST Unit 2 | 8.5 | SCE | City of Riverside (MSSA) | THERMAL | STEAM | HEAT RECOVERY | SP15 | SCE1 | 2005-02-28 |  |  | 8.47 | A
55500 | Participating Unit | Yes | No | CLOVER_2_UNIT | Clover Creek | 0.99 | PGAE | Pacific Gas & Electric Company | HYDRO | HYDRO | WATER | NP15 | PGE3 | 1986-02-21 | Formerly PGE QF 13H125 |  | 0.99 | A
119200 | Participating Unit | Yes | No | CSTOGA_6_LNDFIL | Clover Flat Land Fill Gas | 0.85 | PGAE | Vista Corporation | BIOMASS | INTERNAL COMBUSTION | LANDFILL GAS | NP15 | PGE3 | 2014-06-25 |  |  | 0.85 | A
119000 | Participating Unit | No | No | CLOVDL_1_SOLAR | Cloverdale Solar I | 1.5 | PGAE | Cloverdale Solar I Project (FSEC 1) | SOLAR | PHOTO VOLTAIC | SUN | NP15 | PGE3 | 2014-06-26 |  |  | 1.5 | A
112200 | Participating Unit | No | No | SANLOB_1_LNDFIL | Cold Canyon | 1.5 | PGAE | Cold Canyon | BIOMASS | RECIPROCATING ENGINE | LANDFILL GAS | NP15 | PGE3 | 2013-07-18 |  |  | 1.5 | A
138400 | Participating Unit | No | No | VLCNTR_6_VCSLR | Cole Grade | 2.33 | SDGE | NLP Valley Center Solar, LLC | SOLAR | PHOTO VOLTAIC | SUN | SP15 | SDG1 | 2016-12-07 |  |  | 2.33 | A
5600 | Participating Unit | No | No | COLGAT_7_UNIT 1 | Colgate PH Unit 1 | 176.72 | PGAE | Yuba County Water Agency | HYDRO | HYDRO | WATER | NP15 | PGE3 | 1969-01-01 |  | North Yuba River | 157.5 | A
5700 | Participating Unit | No | No | COLGAT_7_UNIT 2 | Colgate PH Unit 2 | 175.67 | PGAE | Yuba County Water Agency | HYDRO | HYDRO | WATER | NP15 | PGE3 | 1969-01-01 |  | North Yuba River | 157.5 | A
114700 | Participating Unit | No | No | GLDTWN_6_COLUM3 | Columbia 3 | 10 | SCE | RE Columbia 3, LLC | SOLAR | PHOTO VOLTAIC | SUN | SP15 | SCE1 | 2013-12-10 |  |  | 10 | A
127400 | Participating Unit | No | No | CUMBIA_1_SOLAR | Columbia Solar Energy II | 19 | PGAE | Columbia Solar Energy, LLC | SOLAR | PHOTO VOLTAIC | SUN | NP15 | PGE3 | 2015-10-21 |  |  | 19 | A
100300 | Participating Unit | No | Yes | COLUSA_2_PL1X3 | Colusa Generating Station | 641 | PGAE | Pacific Gas & Electric Company | THERMAL | COMBUSTION TURBINE | NATURAL GAS | NP15 | PGE3 | 2010-12-22 |  |  | 709 | A
100301 | Non-Participating | No | No | COLUSA_2_CTG1 | Colusa Generating Station CTG1 | 213.5 | PGAE | Pacific Gas & Electric Company | THERMAL | COMBUSTION TURBINE | NATURAL GAS | NP15 | PGE2 | 2010-12-22 |  |  | 213.5 | A
100302 | Non-Participating | No | No | COLUSA_2_CTG2 | Colusa Generating Station CTG2 | 213.5 | PGAE | Pacific Gas & Electric Company | THERMAL | COMBUSTION TURBINE | NATURAL GAS | NP15 | PGE2 | 2010-12-22 |  |  | 213.5 | A
100303 | Non-Participating | No | No | COLUSA_2_STG | Colusa Generating Station STG | 411 | PGAE | Pacific Gas & Electric Company | THERMAL | STEAM | NATURAL GAS | NP15 | PGE2 | 2010-12-22 |  |  | 411 | A
94000 | Participating Unit | Yes | Yes | HIGGNS_1_COMBIE | Combie South Powerhouse | 1.5 | PGAE | Nevada Irrigation District | HYDRO | HYDRO | WATER | NP15 | PGE3 |  |  |  | 1.5 | A
94001 | Non-Participating | Yes | No | 0 | Combie South Powerhouse Unit 1 |  | PGAE | Nevada Irrigation District | HYDRO | HYDRO | WATER | NP15 | PGE2 |  |  |  | 0.5 | A
94003 | Non-Participating | Yes | No | 0 | Combie South Powerhouse Unit 3 |  | PGAE | Nevada Irrigation District | HYDRO | HYDRO | WATER | NP15 | PGE2 |  |  |  | 0.5 | A
94002 | Non-Participating | Yes | No | 0 | Combie South Powerhouse Unit 2 |  | PGAE | Nevada Irrigation District | HYDRO | HYDRO | WATER | NP15 | PGE2 |  |  |  | 0.5 | A
95800 | Participating Unit | No | Yes | PALALT_7_COBUG | Cooperatively Owned Back Up Generator | 4.5 | PGAE | NCPA (MSS Agreement - S14) | PEAKER | COMBUSTION TURBINE | NATURAL GAS | NP15 | NCP1 | 2007-10-15 |  |  | 4.8 | A
95801 | Non-Participating | No | No | 0 | Cobug Unit 1 |  | PGAE | NCPA (MSS Agreement - S14) | THERMAL | COMBUSTION TURBINE | NATURAL GAS | NP15 | NCP1 | 2007-10-15 |  |  | 1.2 | A
95804 | Non-Participating | No | No | 0 | Cobug Unit 4 |  | PGAE | NCPA (MSS Agreement - S14) | THERMAL | COMBUSTION TURBINE | NATURAL GAS | NP15 | NCP1 | 2007-10-15 |  |  | 1.2 | A
95803 | Non-Participating | No | No | 0 | Cobug Unit 3 |  | PGAE | NCPA (MSS Agreement - S14) | THERMAL | COMBUSTION TURBINE | NATURAL GAS | NP15 | NCP1 | 2007-10-15 |  |  | 1.2 | A
95802 | Non-Participating | No | No | 0 | Cobug Unit 2 |  | PGAE | NCPA (MSS Agreement - S14) | THERMAL | COMBUSTION TURBINE | NATURAL GAS | NP15 | NCP1 | 2007-10-15 |  |  | 1.2 | A
138000 | Participating Unit | No | No | COPMT4_2_SOLAR4 | Copper Mountain Solar 4 | 92 | SCE | Copper Mountain Solar 4, LLC | SOLAR | PHOTO VOLTAIC | SUN | SP15 | SCE1 | 2016-12-02 |  |  | 92 | A
103900 | Participating Unit | No | Yes | BRODIE_2_WIND | Coram Brodie Wind Project | 102 | SCE | Coram California Development, L.P. | WIND | WIND | WIND | SP15 | SCE1 | 2012-03-29 |  |  | 102 | A
35306 | Non-Participating | No | No | BRODIE_2_WIND1 | Coram Brodie Wind Project Cameron Ridge | 78 | SCE | Coram California Development, L.P. | WIND | WIND | WIND | SP15 | SCE1 | 1984-11-17 |  |  | 78 | A
103901 | Non-Participating | No | No | BRODIE_2_WIND2 | Coram Brodie Wind Project Section 15 | 24 | SCE | Coram California Development, L.P. | WIND | WIND | WIND | SP15 | SCE1 | 2012-03-29 |  |  | 24 | A
35309 | Participating Unit | Yes | No | MIDWD_2_WIND2 | Coram Energy | 3 | SCE | Coram Energy, LLC | WIND | WIND | WIND | SP15 | SCE1 | 1985-12-06 | QF Conversion, Formerly SCE QF 6055 |  | 3 | A
126100 | Participating Unit | No | No | WAUKNA_1_SOLAR2 | Corcoran 2 | 19.75 | PGAE | CED Corcoran Solar 2, LLC | SOLAR | PHOTO VOLTAIC | SUN | NP15 | PGE3 | 2015-05-20 |  |  | 19.75 | A
124700 | Participating Unit | No | No | CORCAN_1_SOLAR2 | Corcoran City | 11 | PGAE | Cottonwood Solar, LLC | SOLAR | PHOTO VOLTAIC | SUN | NP15 | PGE3 | 2015-05-23 |  |  | 11 | A
113100 | Participating Unit | No | No | WAUKNA_1_SOLAR | Corcoran Solar | 20 | PGAE | Con Edison Development, Inc. | SOLAR | PHOTO VOLTAIC | SUN | NP15 | PGE2 | 2013-08-14 |  |  | 20 | A
125700 | Participating Unit | No | No | TWISSL_6_SOLAR1 | Coronal Lost Hills | 20 | PGAE | Coronal Lost Hills, LLC | SOLAR | PHOTO VOLTAIC | SUN | NP15 | PGE3 | 2015-05-15 |  |  | 20 | A
7500 | Participating Unit | No | Yes | PANDOL_6_UNIT | Covanta Delano, Inc. | 49 | SCE | Covanta Delano, Inc. | BIOMASS | STEAM | WOOD WASTE | SP15 | SCE1 | 1990-01-01 |  |  | 58 | A
7501 | Non-Participating | No | No | PANDOL_6_UNIT 1 | Covanta Delano, Inc. Unit 1 | 32 | SCE | Covanta Delano, Inc. | BIOMASS | STEAM | WOOD WASTE | SP15 | SCE1 | 1990-01-01 |  |  | 32 | A
7502 | Non-Participating | No | No | PANDOL_6_UNIT 2 | Covanta Delano, Inc. Unit 2 | 26 | SCE | Covanta Delano, Inc. | BIOMASS | STEAM | WOOD WASTE | SP15 | SCE1 | 1993-01-01 |  |  | 26 | A
69900 | Participating Unit | Yes | No | STNRES_1_UNIT | Covanta Stanislaus, Inc. | 19.9 | PGAE | Covanta Holding Company | BIOMASS | STEAM | MUNICIPAL WASTE | NP15 | PGE3 | 1988-09-06 |  |  | 24.5 | A
6900 | Participating Unit | Yes | No | SANTGO_6_COYOTE | Coyote Canyon | 9.99 | SCE | Gas Recovery Systems, Inc. | BIOMASS | STEAM | LANDFILL GAS | SP15 | SCE1 | 1989-01-01 |  |  | 17.1 | A
135500 | Participating Unit | No | No | CRWCKS_1_SOLAR1 | Crow Creek Solar 1 | 20 | PGAE | Frontier Solar LLC | SOLAR | PHOTO VOLTAIC | SUN | NP15 | PGE3 | 2016-06-30 |  |  | 20 | A
9000 | Participating Unit | No | No | ELCAJN_6_UNITA1 | Cuyamaca Peak Energy Plant | 45.42 | SDGE | San Diego Gas & Electric | PEAKER | COMBUSTION TURBINE | NATURAL GAS | SP15 | SDG1 | 2002-05-29 |  |  | 47.3 | A
7300 | Participating Unit | No | No | DSABLA_7_UNIT | DE SABLA | 18.5 | PGAE | PG&E | HYDRO | HYDRO | WATER | NP15 | PGE3 | 1963-01-01 |  | Butte Creek | 18.5 | A
65512 | Participating Unit | Yes | No | DEADCK_1_UNIT | DEADWOOD CREEK (HYDRO SIERRA ENERGY, LLC) | 2 | PGAE | Pacific Gas & Electric Company | HYDRO | HYDRO | WATER | NP15 | PGE3 | 1990-01-29 | PGE QF 12H010 | Deadwood Creek | 2 | A
7400 | Participating Unit | No | No | DEERCR_6_UNIT 1 | DEER CREEK | 7 | PGAE | PG&E | HYDRO | HYDRO | WATER | NP15 | PGE3 | 1908-01-01 |  |  | 7 | A
7600 | Participating Unit | No | Yes | DELTA_2_PL1X4 | DELTA ENERGY CENTER (AGGREGATE) | 880 | PGAE | Delta Energy Center, LLC | THERMAL | COMBINED CYCLE | NATURAL GAS | NP15 | PGE3 | 2002-06-17 |  |  | 943.5 | A
7601 | Non-Participating | No | No | DELTA_2_CTG1 | Delta Energy Center Unit 1 | 212.5 | PGAE | Delta Energy Center, LLC | THERMAL | COMBUSTION TURBINE | NATURAL GAS | NP15 | PGE3 | 2002-06-17 |  |  | 212.5 | A
7602 | Non-Participating | No | No | DELTA_2_CTG2 | Delta Energy Center Unit 2 | 212.5 | PGAE | Delta Energy Center, LLC | THERMAL | COMBUSTION TURBINE | NATURAL GAS | NP15 | PGE3 | 2002-06-17 |  |  | 212.5 | A
7603 | Non-Participating | No | No | DELTA_2_CTG3 | Delta Energy Center Unit 3 | 212.5 | PGAE | Delta Energy Center, LLC | THERMAL | COMBUSTION TURBINE | NATURAL GAS | NP15 | PGE3 | 2002-06-17 |  |  | 212.5 | A
7604 | Non-Participating | No | No | DELTA_2_STG | Delta Energy Center Unit 4 | 306 | PGAE | Delta Energy Center, LLC | THERMAL | STEAM | HEAT RECOVERY | NP15 | PGE3 | 2002-06-17 |  |  | 306 | A
44600 | Participating Unit | Yes | Yes | DEVERS_1_QF | DEVERS AREA LUMPED UNITS | 155 | SCE | Southern California Edison | WIND | WIND | WIND | SP15 | SCE1 | 1983-01-01 | >99% Wind (based on Nameplate Ratings of children units) |  | 155 | A
44603 | Non-Participating | Yes | No | 0 | BNY Western Trust Company |  | SCE | 6213 | WIND | WIND | WIND | SP15 | SCE1 | 1986-12-22 |  |  | 5.93 | A
44612 | Non-Participating | Yes | No | 0 | ENERGY DEVELOPMENT & CONST. CORP |  | SCE | 6062 | WIND | WIND | WIND | SP15 | SCE1 | 1985-01-31 |  |  | 11.66 | A
44610 | Non-Participating | Yes | No | 0 | DIFWIND FARMS LIMITED V |  | SCE | 6053 | WIND | WIND | WIND | SP15 | SCE1 | 1986-10-15 |  |  | 7.9 | A
44625 | Non-Participating | No | No | BUCKWD_1_QF | San Gorgonio Buckwind | 16.5 | SCE | Windpower Partners 1993, LLC | WIND | WIND | WIND | SP15 | SCE1 | 1984-12-13 | Formerly SCE QF 6030 |  | 16.5 | A
44601 | Non-Participating | No | No | PANSEA_1_PANARO | Mesa Wind Project | 30 | SCE | Mesa Wind Power Corporation | WIND | WIND | WIND | SP15 | SCE1 | 1998-12-31 | Formerly SCE QF 6090 |  | 30 | A
123100 | Non-Participating | No | No | RENWD_1_QF | San Gorgonio Renwind | 10 | SCE | Windpower Partners 1993, LLC | WIND | WIND | WIND | SP15 | SCE1 |  | Formerly SCE QFs 6035, 6118 |  | 10.5 | A
113700 | Non-Participating | No | No | SANWD_1_QF | San Gorgonio Farms Wind Farm | 31 | SCE | Southern California Edison | WIND | WIND | WIND | SP15 | SCE1 | 1983-03-01 | Formerly SCE QFs 6009, 6064 |  | 31 | A
44604 | Participating Unit | No | No | TRNSWD_1_QF | FPL Energy C Wind | 38.97 | SCE | FPL Energy Cabazon Wind, LLC | WIND | WIND | WIND | SP15 | SCE1 | 1984-12-03 | QF Conversion cmpleted 12/22/2014. Formerly SCE QF 6004 |  | 39 | A
44614 | Non-Participating | Yes | No | 0 | DUTCH ENERGY |  | SCE | 6095 | WIND | WIND | WIND | SP15 | SCE1 | 1990-04-13 |  |  | 8 | A
44628 | Non-Participating | Yes | No | 0 | WESTWIND TRUST |  | SCE | 6096 | WIND | WIND | WIND | SP15 | SCE1 | 1985-12-31 |  |  | 15.66 | A
7700 | Participating Unit | No | Yes | DVLCYN_1_UNITS | DEVIL CANYON (AGGREGATE) | 236.8 | SCE | CDWR | HYDRO | HYDRO | WATER | SP15 | SCE1 | 1972-01-01 |  |  | 280 | A
7701 | Non-Participating | No | No | DVLCYN_1_UNIT 1 | Devil Canyon Unit 1 | 60 | SCE | CDWR | HYDRO | HYDRO | WATER | SP15 | SCE1 | 1972-01-01 |  |  | 60 | A
7702 | Non-Participating | No | No | DVLCYN_1_UNIT 2 | Devil Canyon Unit 2 | 60 | SCE | CDWR | HYDRO | HYDRO | WATER | SP15 | SCE1 | 1976-01-01 |  |  | 60 | A
7703 | Non-Participating | No | No | DVLCYN_1_UNIT 3 | Devil Canyon Unit 3 | 80 | SCE | CDWR | HYDRO | HYDRO | WATER | SP15 | SCE1 | 1994-01-01 |  |  | 80 | A
7704 | Non-Participating | No | No | DVLCYN_1_UNIT 4 | Devil Canyon Unit 4 | 80 | SCE | CDWR | HYDRO | HYDRO | WATER | SP15 | SCE1 | 1994-01-01 |  |  | 80 | A
90900 | Participating Unit | No | No | FLOWD2_2_FPLWND | DIABLO WINDS | 18.6 | PGAE | DIABLO WINDS, LLC | WIND | WIND | WIND | NP15 | PGE3 | 2005-05-01 |  |  | 18 | A
8000 | Participating Unit | No | Yes | DMDVLY_1_UNITS | DIAMOND VALLEY P-G PLANT (AGGREGATE) | 21 | SCE | MWD | HYDRO | PUMPED STORAGE | WATER | SP15 | SCE1 | 2001-01-01 |  |  | 39.6 | A
8001 | Non-Participating | No | No | DMDVLY_1_GEN 1 | Diamond Valley Unit 1 | 3.3 | SCE | MWD | HYDRO | PUMPED STORAGE | WATER | SP15 | SCE1 | 2001-01-01 |  |  | 3.3 | A
8010 | Non-Participating | No | No | DMDVLY_1_GEN 10 | Diamond Valley Unit 10 | 3.3 | SCE | MWD | HYDRO | PUMPED STORAGE | WATER | SP15 | SCE1 | 2001-01-01 |  |  | 3.3 | A
8011 | Non-Participating | No | No | DMDVLY_1_GEN 11 | Diamond Valley Unit 11 | 3.3 | SCE | MWD | HYDRO | PUMPED STORAGE | WATER | SP15 | SCE1 | 2001-01-01 |  |  | 3.3 | A
8012 | Non-Participating | No | No | DMDVLY_1_GEN 12 | Diamond Valley Unit 12 | 3.3 | SCE | MWD | HYDRO | PUMPED STORAGE | WATER | SP15 | SCE1 | 2001-01-01 |  |  | 3.3 | A
8002 | Non-Participating | No | No | DMDVLY_1_GEN 2 | Diamond Valley Unit 2 | 3.3 | SCE | MWD | HYDRO | PUMPED STORAGE | WATER | SP15 | SCE1 | 2001-01-01 |  |  | 3.3 | A
8003 | Non-Participating | No | No | DMDVLY_1_GEN 3 | Diamond Valley Unit 3 | 3.3 | SCE | MWD | HYDRO | PUMPED STORAGE | WATER | SP15 | SCE1 | 2001-01-01 |  |  | 3.3 | A
8004 | Non-Participating | No | No | DMDVLY_1_GEN 4 | Diamond Valley Unit 4 | 3.3 | SCE | MWD | HYDRO | PUMPED STORAGE | WATER | SP15 | SCE1 | 2001-01-01 |  |  | 3.3 | A
8005 | Non-Participating | No | No | DMDVLY_1_GEN 5 | Diamond Valley Unit 5 | 3.3 | SCE | MWD | HYDRO | PUMPED STORAGE | WATER | SP15 | SCE1 | 2001-01-01 |  |  | 3.3 | A
8006 | Non-Participating | No | No | DMDVLY_1_GEN 6 | Diamond Valley Unit 6 | 3.3 | SCE | MWD | HYDRO | PUMPED STORAGE | WATER | SP15 | SCE1 | 2001-01-01 |  |  | 3.3 | A
8007 | Non-Participating | No | No | DMDVLY_1_GEN 7 | Diamond Valley Unit 7 | 3.3 | SCE | MWD | HYDRO | PUMPED STORAGE | WATER | SP15 | SCE1 | 2001-01-01 |  |  | 3.3 | A
8008 | Non-Participating | No | No | DMDVLY_1_GEN 8 | Diamond Valley Unit 8 | 3.3 | SCE | MWD | HYDRO | PUMPED STORAGE | WATER | SP15 | SCE1 | 2001-01-01 |  |  | 3.3 | A
8009 | Non-Participating | No | No | DMDVLY_1_GEN 9 | Diamond Valley Unit 9 | 3.3 | SCE | MWD | HYDRO | PUMPED STORAGE | WATER | SP15 | SCE1 | 2001-01-01 |  |  | 3.3 | A
44800 | Participating Unit | Yes | Yes | DIVSON_6_NSQF | DIVISON NAVAL STATION COGEN | 47 | SDGE | SDG&E Exempt | COGENERATION | COMBINED CYCLE | NATURAL GAS | SP15 | SDG1 | 1989-01-01 | SDGE QF 233 |  | 48.6 | A
44802 | Non-Participating | No | No | 0 | DIVISON NAVAL STATION COGEN STG |  | SDGE | SDG&E Exempt | COGENERATION | STEAM | HEAT RECOVERY | SP15 | SDG1 | 1989-01-01 |  |  | 10.2 | A
44801 | Non-Participating | No | No | 0 | DIVISON NAVAL STATION COGEN CT |  | SDGE | SDG&E Exempt | COGENERATION | COMBUSTION TURBINE | NATURAL GAS | SP15 | SDG1 | 1989-01-01 |  |  | 38.4 | A
91400 | Participating Unit | No | Yes | DUANE_1_PL1X3 | DONALD VON RAESFELD POWER PLANT | 147.8 | PGAE | City of Santa Clara DBA Silicon Valley Power | THERMAL | COMBINED CYCLE | NATURAL GAS | NP15 | NCP1 | 2005-03-24 |  |  | 154.4 | A
91401 | Non-Participating | No | No | DUANE_7_CTG1 | DONALD VON RAESFELD CTG1 UNIT | 50.4 | PGAE | City of Santa Clara DBA Silicon Valley Power | THERMAL | COMBUSTION TURBINE | NATURAL GAS | NP15 | NCP1 | 2005-03-24 |  |  | 50.4 | A
91402 | Non-Participating | No | No | DUANE_7_CTG2 | DONALD VON RAESFELD CTG2 UNIT | 50.4 | PGAE | City of Santa Clara DBA Silicon Valley Power | THERMAL | COMBUSTION TURBINE | NATURAL GAS | NP15 | NCP1 | 2005-03-24 |  |  | 50.4 | A
91403 | Non-Participating | No | No | DUANE_7_STG3 | DONALD VON RAESFELD STG3 UNIT | 53.6 | PGAE | City of Santa Clara DBA Silicon Valley Power | THERMAL | STEAM | HEAT RECOVERY | NP15 | NCP1 | 2005-03-24 |  |  | 53.6 | A
44900 | Participating Unit | Yes | No | DOUBLC_1_UNITS | DOUBLE C LIMITED | 52.23 | PGAE | DOUBLE C LIMITED | COGENERATION | COMBUSTION TURBINE | NATURAL GAS | ZP26 | PGE4 | 1989-03-14 |  |  | 48.08 | A
8400 | Participating Unit | No | Yes | DREWS_6_PL1X4 | DREWS (AGGREGATE) | 41.4 | SCE | Colton Power, LP | PEAKER | COMBUSTION TURBINE | NATURAL GAS | SP15 | SCE1 | 2001-08-14 |  |  | 43 | A
8401 | Non-Participating | No | No | DREWS_6_GEN 1 | Drews Unit 1 | 10.8 | SCE | Colton Power, LP | PEAKER | COMBUSTION TURBINE | NATURAL GAS | SP15 | SCE1 | 2001-08-14 |  |  | 10.75 | A
8402 | Non-Participating | No | No | DREWS_6_GEN 2 | Drews Unit 2 | 10.8 | SCE | Colton Power, LP | PEAKER | COMBUSTION TURBINE | NATURAL GAS | SP15 | SCE1 | 2001-08-14 |  |  | 10.75 | A
8403 | Non-Participating | No | No | DREWS_6_GEN 3 | Drews Unit 3 | 10.8 | SCE | Colton Power, LP | PEAKER | COMBUSTION TURBINE | NATURAL GAS | SP15 | SCE1 | 2001-08-14 |  |  | 10.75 | A
8404 | Non-Participating | No | No | DREWS_6_GEN 4 | Drews Unit 4 | 10.8 | SCE | Colton Power, LP | PEAKER | COMBUSTION TURBINE | NATURAL GAS | SP15 | SCE1 | 2001-08-14 |  |  | 10.75 | A
8500 | Participating Unit | No | Yes | DRUM_7_PL1X2 | DRUM PH 1 UNIT 1 & 2 (AGGREGATE) | 26 | PGAE | PG&E | HYDRO | HYDRO | WATER | NP15 | PGE3 | 1913-01-01 |  | South Yuba | 26 | A
8501 | Non-Participating | No | No | DRUM_7_UNIT 1 | Drum PH 1 Unit 1 | 13 | PGAE | PG&E | HYDRO | HYDRO | WATER | NP15 | PGE3 | 1913-01-01 |  | South Yuba | 13 | A
8502 | Non-Participating | No | No | DRUM_7_UNIT 2 | Drum PH 1 Unit 2 | 13 | PGAE | PG&E | HYDRO | HYDRO | WATER | NP15 | PGE3 | 1913-01-01 |  | South Yuba | 13 | A
8600 | Participating Unit | No | Yes | DRUM_7_PL3X4 | DRUM PH 1 UNIT 3 & 4 (AGGREGATE) | 28.9 | PGAE | PG&E | HYDRO | HYDRO | WATER | NP15 | PGE3 | 1922-01-01 |  | South Yuba | 28.9 | A
8601 | Non-Participating | No | No | DRUM_7_UNIT 3 | Drum PH 1 Unit 3 | 12.9 | PGAE | PG&E | HYDRO | HYDRO | WATER | NP15 | PGE3 | 1922-01-01 |  | South Yuba | 12.9 | A
8602 | Non-Participating | No | No | DRUM_7_UNIT 4 | Drum PH 1 Unit 4 | 16 | PGAE | PG&E | HYDRO | HYDRO | WATER | NP15 | PGE3 | 1928-01-01 |  | South Yuba | 16 | A
132100 | Participating Unit | No | No | ETIWND_2_SOLAR1 | Dedeaux Ontario | 1 | SCE | SunEdison Utility Solutions, LLC | SOLAR | PHOTO VOLTAIC | SUN | SP15 | SCE1 | 2016-03-23 |  |  | 1 | A
121000 | Participating Unit | No | No | BREGGO_6_DEGRSL | Desert Green Solar Farm | 6.3 | SDGE | Desert Green Solar Farm, LLC | SOLAR | PHOTO VOLTAIC | SUN | SP15 | SDG1 | 2014-11-26 |  |  | 6.5 | A
105700 | Participating Unit | No | Yes | MRCHNT_2_PL1X3 | Desert Star Energy Center | 494.58 | SCE | Desert Start Energy Center | THERMAL | COMBINED CYCLE | NATURAL GAS | SP15 | SCE1 | 2012-06-18 |  |  | 506 | A
105701 | Non-Participating | No | No | MRCHNT_2_CTG1 | Desert Star Energy Center CT1 | 230 | SDGE | San Diego Gas and Electric Company | THERMAL | COMBUSTION TURBINE | NATURAL GAS | SP15 | SDG1 | 2012-06-18 |  |  | 163 | A
105702 | Non-Participating | No | No | MRCHNT_2_CTG2 | Desert Star Energy Center CT2 | 201 | SDGE | San Diego Gas and Electric Company | THERMAL | COMBUSTION TURBINE | NATURAL GAS | SP15 | SDG1 | 2012-06-18 |  |  | 163 | A
105703 | Non-Participating | No | No | MRCHNT_2_STG | Desert Star Energy Center ST1 | 201 | SDGE | San Diego Gas and Electric Company | THERMAL | COMBUSTION TURBINE | NATURAL GAS | SP15 | SDG1 | 2012-06-18 |  |  | 180 | A
131000 | Participating Unit | No | No | DSRTSL_2_SOLAR1 | Desert Stateline | 296.19 | SCE | Desert Stateline, LLC | SOLAR | PHOTO VOLTAIC | SUN | SP15 | SCE1 | 2016-08-30 |  |  | 299.99 | A
109900 | Participating Unit | No | No | DSRTSN_2_SOLAR2 | Desert Sunlight 250 | 250 | SCE | Desert Sunlight 250, LLC | SOLAR | PHOTO VOLTAIC | SUN | SP15 | SCE1 | 2014-12-05 |  |  | 250 | A
110300 | Participating Unit | No | No | DSRTSN_2_SOLAR1 | Desert Sunlight 300 | 300 | SCE | Desert Sunlight 300, LLC | SOLAR | PHOTO VOLTAIC | SUN | SP15 | SCE1 | 2014-12-05 |  |  | 300 | A
7800 | Participating Unit | No | No | DIABLO_7_UNIT 1 | Diablo Canyon Unit 1 | 1150 | PGAE | PG&E | NUCLEAR | STEAM | URANIUM | ZP26 | PGE4 | 1985-01-01 |  |  | 1150 | A
7900 | Participating Unit | No | No | DIABLO_7_UNIT 2 | Diablo Canyon Unit 2 | 1150 | PGAE | PG&E | NUCLEAR | STEAM | URANIUM | ZP26 | PGE4 | 1986-01-01 |  |  | 1150 | A
119300 | Participating Unit | No | No | VOLTA_6_DIGHYD | Digger Creek Ranch Hydro | 0.6 | PGAE | Kenneth E. Link | HYDRO | HYDRO | WATER | NP15 | PGE3 | 2014-07-02 |  |  | 0.6 | A
96600 | Participating Unit | No | No | TIFFNY_1_DILLON | Dillon 1 Wind Project | 45 | SCE | Dillon Wind LLC | WIND | WIND | WIND | SP15 | SCE1 | 2008-04-18 |  |  | 45 | A
8100 | Participating Unit | Yes | No | DINUBA_6_UNIT | Dinuba Energy, Inc. | 12 | PGAE | Dinuba Energy, Inc. | THERMAL | STEAM | AGRICULTURAL WASTE | NP15 | PGE3 | 2001-07-05 |  |  | 11.5 | A
8300 | Participating Unit | No | No | DONNLS_7_UNIT | Donnells Hydro | 72 | PGAE | City of Santa Clara DBA Silicon Valley Power | HYDRO | HYDRO | WATER | NP15 | PGE3 | 1957-01-01 |  | Stanislaus River | 72 | A
131900 | Participating Unit | No | No | DRACKR_2_SOLAR1 | Dracker Solar Unit 1 | 110 | SCE | Blythe Solar 110, LLC | SOLAR | PHOTO VOLTAIC | SUN | SP15 | SCE1 | 2016-05-02 |  |  | 110 | A
135800 | Participating Unit | No | No | DRACKR_2_SOLAR2 | Dracker Solar Unit 2 | 125 | SCE | Blythe Solar II, LLC | SOLAR | PHOTO VOLTAIC | SUN | SP15 | SCE1 | 2016-10-28 |  |  | 125 | A
8700 | Participating Unit | No | No | DRUM_7_UNIT 5 | Drum PH 2 Unit 5 | 50 | PGAE | PG&E | HYDRO | HYDRO | WATER | NP15 | PGE3 | 1965-01-01 |  | South Yuba | 50 | A
120700 | Participating Unit | No | No | DELSUR_6_DRYFRB | Dry Farm Ranch B | 5 | SCE | FTS Master Tenant 1, LLC | SOLAR | PHOTO VOLTAIC | SUN | SP15 | SCE1 | 2014-11-21 |  |  | 5 | A
137600 | Participating Unit | No | No | ETIWND_2_SOLAR5 | Dulles | 2 | SCE | Golden Solar, LLC | SOLAR | PHOTO VOLTAIC | SUN | SP15 | SCE1 | 2016-11-17 |  |  | 2 | A
8800 | Participating Unit | No | No | DUTCH1_7_UNIT 1 | Dutch Flat PH 1 Unit 1 | 22 | PGAE | PG&E | HYDRO | HYDRO | WATER | NP15 | PGE3 | 1943-01-01 |  | South Yuba | 22 | A
8900 | Participating Unit | No | No | DUTCH2_7_UNIT 1 | Dutch Flat PH 2 Unit 1 | 26 | PGAE | Nevada Irrigation District | HYDRO | HYDRO | WATER | NP15 | PGE3 | 1965-01-01 | QF Conversion Completed: 2/10/2014 | South Yuba | 24.57 | A
45100 | Participating Unit | Yes | No | SNCLRA_6_OXGEN | E. F. OXNARD, INCORPORATED | 48.9 | SCE | Southern California Edison Company | COGENERATION | COMBUSTION TURBINE | NATURAL GAS | SP15 | SCE1 | 1990-04-13 | SCE QF 2205 |  | 47.7 | A
2920 | Participating Unit | No | No | EASTWD_7_UNIT | EASTWOOD PUMP-GEN | 200 | SCE | SCE | HYDRO | PUMPED STORAGE | WATER | SP15 | SCE1 | 1987-01-01 |  |  | 199 | A
126600 | Participating Unit | No | No | EEKTMN_6_SOLAR1 | EE K Solar 1 | 20 | PGAE | EE Kettleman Land, LLC | SOLAR | PHOTO VOLTAIC | SUN | ZP26 | PGE3 | 2015-08-12 |  |  | 20 | A
91900 | Participating Unit | No | No | ELDORO_7_UNIT 1 | EL DORADO POWERHOUSE UNIT 1 | 11 | PGAE | El Dorado Irrigation District | HYDRO | HYDRO | WATER | NP15 | PGE3 | 2005-05-21 |  | AMERICAN RIVER-SOUTH FORK | 10.5 | A
92000 | Participating Unit | No | No | ELDORO_7_UNIT 2 | EL DORADO POWERHOUSE UNIT 2 | 11 | PGAE | El Dorado Irrigation District | HYDRO | HYDRO | WATER | NP15 | PGE3 | 2005-05-21 |  | AMERICAN RIVER-SOUTH FORK | 10.5 | A
89900 | Participating Unit | No | Yes | VALLEY_7_UNITA1 | EL SOBRANTE LANDFILL GAS GENERATION | 3.74 | SCE | WM Energy Solutions | BIOMASS | RECIPROCATING ENGINE | LANDFILL GAS | SP15 | SCE1 | 2004-04-26 |  |  | 4.05 | A
89903 | Non-Participating | Yes | No | 0 | EL SOBRANTE LANDFILL UNIT 3 | 1.35 | SCE | WM Energy Solutions | BIOMASS | RECIPROCATING ENGINE | LANDFILL GAS | SP15 | SCE1 | 2004-04-26 |  |  | 1.35 | A
89901 | Non-Participating | Yes | No | 0 | EL SOBRANTE LANDFILL UNIT 1 | 1.35 | SCE | WM Energy Solutions | BIOMASS | RECIPROCATING ENGINE | LANDFILL GAS | SP15 | SCE1 | 2004-04-26 |  |  | 1.35 | A
89902 | Non-Participating | Yes | No | 0 | EL SOBRANTE LANDFILL UNIT 2 | 1.35 | SCE | WM Energy Solutions | BIOMASS | RECIPROCATING ENGINE | LANDFILL GAS | SP15 | SCE1 | 2004-04-26 |  |  | 1.35 | A
9600 | Participating Unit | No | Yes | ELECTR_7_PL1X3 | ELECTRA PH (AGGREGATE) | 101.5 | PGAE | PG&E | HYDRO | HYDRO | WATER | NP15 | PGE3 | 1948-01-01 |  | Mokelumne River | 101.5 | A
9601 | Non-Participating | No | No | ELECTR_7_UNIT 1 | Electra Unit 1 | 31.7 | PGAE | PG&E | HYDRO | HYDRO | WATER | NP15 | PGE3 | 1948-01-01 |  | Mokelumne River | 31.7 | A
9602 | Non-Participating | No | No | ELECTR_7_UNIT 2 | Electra Unit 2 | 31.7 | PGAE | PG&E | HYDRO | HYDRO | WATER | NP15 | PGE3 | 1948-01-01 |  | Mokelumne River | 31.7 | A
9603 | Non-Participating | No | No | ELECTR_7_UNIT 3 | Electra Unit 3 | 38.1 | PGAE | PG&E | HYDRO | HYDRO | WATER | NP15 | PGE3 | 1948-01-01 |  | Mokelumne River | 38.1 | A
84100 | Participating Unit | No | Yes | ELKHIL_2_PL1X3 | ELK HILLS GENERATING PROJECT (AGGREGATE) | 551.7 | PGAE | Elk Hills Power | THERMAL | COMBINED CYCLE | NATURAL GAS | ZP26 | PGE4 | 2003-07-24 |  |  | 610 | A
84101 | Non-Participating | No | No | ELKHIL_7_CTG1 | ELK HILLS COMBUSTION TURBINE UNIT 1 | 169 | PGAE | Elk Hills Power | THERMAL | COMBUSTION TURBINE | NATURAL GAS | ZP26 | PGE4 | 2003-07-24 |  |  | 198.5 | A
84102 | Non-Participating | No | No | ELKHIL_7_CTG2 | ELK HILLS COMBUSTION TURBINE UNIT 2 | 169 | PGAE | Elk Hills Power | THERMAL | COMBUSTION TURBINE | NATURAL GAS | ZP26 | PGE4 | 2003-07-24 |  |  | 198.5 | A
84103 | Non-Participating | No | No | ELKHIL_7_STG | ELK HILLS STEAM TURBINE UNIT 3 | 223 | PGAE | Elk Hills Power | THERMAL | STEAM | HEAT RECOVERY | ZP26 | PGE4 | 2003-07-24 |  |  | 213 | A
45500 | Participating Unit | Yes | Yes | ELLIS_2_QF | ELLIS AREA LUMPED UNITS | 18.51 | SCE | VARIOUS | BIOMASS |  | LANDFILL GAS | SP15 | SCE1 | 1993-01-01 |  |  | 28.24 | A
45502 | Non-Participating | Yes | No | 0 | COUNTY SANITATION DIST OF ORANGE CO. (FOUNTAIN VALLEY) |  | SCE | 2460 | COGENERATION |  |  | SP15 | SCE1 | 1993-06-16 |  |  | 4.5 | A
45505 | Non-Participating | Yes | No | 0 | VANGUARD ENERGY SYSTEMS |  | SCE | 2258 | COGENERATION |  |  | SP15 | SCE1 | 1987-01-15 |  |  | 0.09 | A
45504 | Non-Participating | Yes | No | 0 | OMNI METAL FINISHING |  | SCE | 2366 | COGENERATION |  |  | SP15 | SCE1 | 1989-01-25 |  |  | 0.06 | A
45503 | Non-Participating | Yes | No | 0 | COUNTY SANITATION DIST OF ORANGE CO. (HUNTINGTON BEACH) |  | SCE | 1098 | BIOMASS |  |  | SP15 | SCE1 | 1993-07-27 |  |  | 8.8 | A
124200 | Participating Unit | No | No | ENERSJ_2_WIND | ESJ Wind Energy | 155.1 | SDGE | Energia Sierra Juarez, S. de R.L. de C.V. | WIND | WIND | WIND | SP15 | SDG1 |  | Phased Implementation: 155.1 MW commercial out of 155.1 MW total at completion. As of 6/4/2015 |  | 155.1 | A
45800 | Participating Unit | Yes | Yes | ETIWND_2_QF | ETIWANDA AREA LUMPED UNITS | 37.22 | SCE | VARIOUS | HYDRO | HYDRO | WATER | SP15 | SCE1 | 1985-09-01 |  |  | 37.22 | A
45802 | Non-Participating | Yes | No | 0 | SAN BERNARDINO MWD UNIT 3 (SITE 2100) |  | SCE | 4100 | HYDRO | HYDRO | WATER | SP15 | SCE1 |  |  |  | 0.08 | A
11100 | Participating Unit | No | No | ETIWND_6_MWDETI | ETIWANDA HYDRO RECOVERY PLANT | 24 | SCE | Metropolitan Water District | HYDRO | HYDRO | WATER | SP15 | SCE1 | 1994-01-01 |  |  | 23.9 | A
10800 | Participating Unit | No | No | ETIWND_7_UNIT 3 | ETIWANDA UNIT 3 | 320 | SCE | RRI Energy Etiwanda, Inc. | THERMAL | STEAM | NATURAL GAS | SP15 | SCE1 |  |  |  | 333 | A
10900 | Participating Unit | No | No | ETIWND_7_UNIT 4 | ETIWANDA UNIT 4 | 320 | SCE | RRI Energy Etiwanda, Inc. | THERMAL | STEAM | NATURAL GAS | SP15 | SCE1 |  |  |  | 333 | A
45900 | Participating Unit | Yes | No | GOLETA_6_EXGEN | EXXON COMPANY, USA | 48.2 | SCE | Southern California Edison Company | COGENERATION | COMBUSTION TURBINE | NATURAL GAS | SP15 | SCE1 | 1993-08-19 | SCE QF 2101 |  | 49 | A
44616 | Participating Unit | Yes | No | GARNET_2_WIND5 | Eastwind | 3 | SCE | Yavi Energy, LLC | WIND | WIND | WIND | SP15 | SCE1 | 1985-01-07 | Formerly SCE QF 6052 |  | 3 | A
127700 | Participating Unit | No | Yes | CAPWD_1_QF | Edom Hills Wind Farm | 19.55 | SCE | Edom Hills Project 1, LLC | WIND | WIND | WIND | SP15 | SCE1 | 1985-03-15 | Formerly SCE QF 6056 |  | 20 | A
127701 | Non-Participating | No | No | 0 | EH01 |  | SCE | Edom Hills Project 1, LLC | WIND | WIND | WIND | SP15 | SCE1 | 2015-10-19 |  |  | 2.5 | A
127702 | Non-Participating | No | No | 0 | EH02 |  | SCE | Edom Hills Project 1, LLC | WIND | WIND | WIND | SP15 | SCE1 | 2015-10-19 |  |  | 2.5 | A
127703 | Non-Participating | No | No | 0 | EH03 |  | SCE | Edom Hills Project 1, LLC | WIND | WIND | WIND | SP15 | SCE1 | 2015-10-19 |  |  | 2.5 | A
127708 | Non-Participating | No | No | 0 | EH08 |  | SCE | Edom Hills Project 1, LLC | WIND | WIND | WIND | SP15 | SCE1 | 2015-10-19 |  |  | 2.5 | A
127705 | Non-Participating | No | No | 0 | EH05 |  | SCE | Edom Hills Project 1, LLC | WIND | WIND | WIND | SP15 | SCE1 | 2015-10-19 |  |  | 2.5 | A
127706 | Non-Participating | No | No | 0 | EH06 |  | SCE | Edom Hills Project 1, LLC | WIND | WIND | WIND | SP15 | SCE1 | 2015-10-19 |  |  | 2.5 | A
127707 | Non-Participating | No | No | 0 | EH07 |  | SCE | Edom Hills Project 1, LLC | WIND | WIND | WIND | SP15 | SCE1 | 2015-10-19 |  |  | 2.5 | A
127704 | Non-Participating | No | No | 0 | EH04 |  | SCE | Edom Hills Project 1, LLC | WIND | WIND | WIND | SP15 | SCE1 | 2015-10-19 |  |  | 2.5 | A
99100 | Participating Unit | No | No | ELCAJN_6_LM6K | El Cajon Energy Center | 48.1 | SDGE | El Cajon Energy, LLC | PEAKER | COMBUSTION TURBINE | NATURAL GAS | SP15 | SDG1 | 2010-06-16 |  |  | 49.9 | A
9100 | Participating Unit | No | No | ELCAJN_7_GT1 | El Cajon GT | 16.36 | SDGE | Cabrillo Power II, LLC | PEAKER | COMBUSTION TURBINE | NATURAL GAS | SP15 | SDG1 | 1968-01-01 |  |  | 15 | A
96500 | Participating Unit | No | No | ELNIDP_6_BIOMAS | El Nido Biomass to Energy | 10.5 | PGAE | Global Ampersand LLC | BIOMASS | STEAM | LANDFILL GAS | NP15 | PGE3 | 2008-08-24 |  |  | 12.5 | A
111600 | Participating Unit | No | Yes | ELSEGN_2_UN1011 | El Segundo Energy Center 5/6 | 263 | SCE | El Segundo Energy Center LLC | THERMAL | COMBINED CYCLE | NATURAL GAS | SP15 | SCE1 | 2013-06-29 |  |  | 348 | A
111601 | Non-Participating | No | No | ELSEGN_2_UNIT10 | El Segundo Energy Center Unit 5 | 90.5 | SCE | El Segundo Energy Center LLC | THERMAL | COMBINED CYCLE | NATURAL GAS | SP15 |  | 2013-06-29 |  |  | 235 | A
111602 | Non-Participating | No | No | ELSEGN_2_UNIT11 | El Segundo Energy Center Unit 6 | 228 | SCE | El Segundo Energy Center LLC | THERMAL | COMBINED CYCLE | NATURAL GAS | SP15 |  | 2013-06-29 |  |  | 83.2 | A
111400 | Participating Unit | No | No | ELSEGN_2_UN2021 | El Segundo Energy Center 7/8 | 263.68 | SCE | El Segundo Energy Center LLC | THERMAL | COMBINED CYCLE | NATURAL GAS | SP15 | SCE1 | 2013-06-29 |  |  | 348 | A
9700 | Participating Unit | No | No | GOLETA_6_ELLWOD | Ellwood Generating Station | 54 | SCE | RRI Energy Coolwater, Inc. | PEAKER | COMBUSTION TURBINE | NATURAL GAS | SP15 | SCE1 |  |  |  | 56 | A
9800 | Participating Unit | No | No | ENCINA_7_GT1 | Encina GT 1 | 14.5 | SDGE | Cabrillo Power I, LLC | PEAKER | COMBUSTION TURBINE | NATURAL GAS | SP15 | SDG1 | 1968-01-01 |  |  | 18 | A
9900 | Participating Unit | No | No | ENCINA_7_EA1 | Encina Unit 1 | 106 | SDGE | Cabrillo Power I, LLC | THERMAL | STEAM | NATURAL GAS | SP15 | SDG1 | 1954-01-01 |  |  | 106.25 | A
10000 | Participating Unit | No | No | ENCINA_7_EA2 | Encina Unit 2 | 104 | SDGE | Cabrillo Power I, LLC | THERMAL | STEAM | NATURAL GAS | SP15 | SDG1 | 1956-01-01 |  |  | 110.25 | A
10100 | Participating Unit | No | No | ENCINA_7_EA3 | Encina Unit 3 | 110 | SDGE | Cabrillo Power I, LLC | THERMAL | STEAM | NATURAL GAS | SP15 | SDG1 | 1958-01-01 |  |  | 110.25 | A
10200 | Participating Unit | No | No | ENCINA_7_EA4 | Encina Unit 4 | 300 | SDGE | Cabrillo Power I, LLC | THERMAL | STEAM | NATURAL GAS | SP15 | SDG1 | 1973-01-01 |  |  | 306 | A
10300 | Participating Unit | No | No | ENCINA_7_EA5 | Encina Unit 5 | 330 | SDGE | Cabrillo Power I, LLC | THERMAL | STEAM | NATURAL GAS | SP15 | SDG1 | 1978-01-01 |  |  | 345.6 | A
132200 | Participating Unit | No | No | ORLND_6_SOLAR1 | Enerparc California 2 | 1.5 | PGAE | Enerparc CA2, LLC | SOLAR | PHOTO VOLTAIC | SUN | NP15 | PGE2 | 2016-03-23 |  |  | 1.5 | A
10400 | Participating Unit | No | No | ESCNDO_6_UNITB1 | Enterprise | 48.04 | SDGE | CalPeak Power LLC | PEAKER | COMBUSTION TURBINE | NATURAL GAS | SP15 | SDG1 | 2001-10-23 |  |  | 46.9 | A
94900 | Participating Unit | No | Yes | ESCNDO_6_PL1X2 | Escondido Energy Center | 48.71 | SDGE | Escondido Energy Center, LLC | THERMAL | COMBUSTION TURBINE | NATURAL GAS | SP15 | SDG1 | 2006-06-07 | Unit Repowered and reentered commercial operation on 1/23/2014 |  | 49.5 | A
137000 | Participating Unit | No | No | EXCLSG_1_SOLAR | Excelsior Solar | 60 | PGAE | Five Points Solar Park LLC | SOLAR | PHOTO VOLTAIC | SUN | ZP26 | PGE4 | 2016-10-06 |  |  | 60 | A
11200 | Participating Unit | No | No | EXCHEC_7_UNIT 1 | Exchequer | 94.5 | PGAE | Merced Irrigation District | HYDRO | HYDRO | WATER | NP15 | PGE3 | 1967-01-01 |  | Merced River | 94.5 | A
118000 | Participating Unit | No | No | VICTOR_1_EXSLRA | Expressway Solar A | 2 | SCE | FTS Master Tenant 1, LLC | SOLAR | PHOTO VOLTAIC | SUN | SP15 | SCE1 | 2014-05-07 |  |  | 2 | A
118100 | Participating Unit | No | No | VICTOR_1_EXSLRB | Expressway Solar B | 2 | SCE | FTS Master Tenant 1, LLC | SOLAR | PHOTO VOLTAIC | SUN | SP15 | SCE1 | 2014-05-07 |  |  | 2 | A
44002 | Participating Unit | Yes | No | CURTIS_1_FARFLD | FAIRFIELD POWER PLANT | 0.9 | PGAE | Merced Irrigation District | HYDRO | HYDRO | WATER | NP15 | PGE3 | 1983-08-02 | QF Conversion completed 6/17/2015. Formerly QF 25H193 |  | 0.9 | A
46000 | Participating Unit | Yes | No | FAIRHV_6_UNIT | FAIRHAVEN POWER CO. | 19.9 | PGAE | Pacific Gas & Electric Company | BIOMASS | STEAM | WOOD WASTE | NP15 | PGE1 | 1986-09-15 | PGE QF 19P005 |  | 19.9 | A
81800 | Participating Unit | No | No | BOGUE_1_UNITA1 | FEATHER RIVER ENERGY CENTER | 46.3 | PGAE | Feather River Energy Center LLC (Calpine) | PEAKER | COMBUSTION TURBINE | NATURAL GAS | NP15 | PGE3 | 2002-12-23 |  |  | 49.9 | A
93200 | Participating Unit | Yes | Yes | FELLOW_7_QFUNTS | FELLOW QF UNIT AGGREGATE | 10.5 | PGAE | Pacific Gas & Electric Company | THERMAL | VARIOUS | NATURAL GAS | ZP26 | PGE4 | 2006-06-01 |  |  | 17.25 | A
60700 | Non-Participating | Yes | No | FELLOW_1_SHELLW | FREEPORT-MCMORAN OIL AND GAS LLC (DOME) |  | PGAE | Pacific Gas & Electric Company | COGENERATION | COMBUSTION TURBINE | NATURAL GAS | ZP26 | PGE4 | 1988-09-02 | PGE QF 25C293 |  | 6.06 | A
34300 | Non-Participating | Yes | No | FELLOW_1_TENNCO | AERA ENERGY LLC. (Oxford) |  | PGAE | Pacific Gas & Electric Company | COGENERATION | COMBUSTION TURBINE | NATURAL GAS | ZP26 | PGE4 | 1984-09-19 | PGE QF 25C180 |  | 6 | A
56901 | Non-Participating | Yes | No | FELLOW_7_MIDSUN | AERA ENERGY LLC. (N. MIDWAY SUNSET) |  | PGAE | Pacific Gas & Electric Company | COGENERATION | COMBUSTION TURBINE | NATURAL GAS | ZP26 | PGE4 | 1988-06-19 | PGE QF 25C258 |  | 4.25 | A
11300 | Participating Unit | No | Yes | ETIWND_2_FONTNA | FONTANA/LYTLE CREEK HYDRO (AGGREGATE) | 2.56 | SCE | SCE | HYDRO | HYDRO | WATER | SP15 | SCE1 | 1904-01-01 |  |  | 3.45 | A
11301 | Non-Participating | No | No | 0 | Fontana Unit 1 |  | SCE | SCE | HYDRO | HYDRO | WATER | SP15 | SCE1 | 1917-01-01 |  |  | 1.48 | A
11304 | Non-Participating | No | No | 0 | Lytle Creek Unit 2 |  | SCE | SCE | HYDRO | HYDRO | WATER | SP15 | SCE1 | 1904-01-01 |  |  | 0.25 | A
11303 | Non-Participating | No | No | 0 | Lytle Creek Unit 1 |  | SCE | SCE | HYDRO | HYDRO | WATER | SP15 | SCE1 | 1904-01-01 |  |  | 0.25 | A
11302 | Non-Participating | No | No | 0 | Fontana Unit 2 |  | SCE | SCE | HYDRO | HYDRO | WATER | SP15 | SCE1 | 1917-01-01 |  |  | 1.48 | A
58701 | Participating Unit | No | Yes | SAUGUS_6_MWDFTH | FOOTHILL HYDROELECTRIC RECOVERY PLANT | 9.1 | SCE | The Metropolitan Water District of Southern California | HYDRO | HYDRO | WATER | SP15 | SCE1 | 1981-01-01 |  |  | 9.1 | A
58707 | Non-Participating | No | No | 0 | Foothill Unit 2 |  | SCE | The Metropolitan Water District of Southern California | HYDRO | HYDRO | WATER | SP15 | SCE1 |  |  |  | 4.55 | A
58706 | Non-Participating | No | No | 0 | Foothill Unit 1 |  | SCE | The Metropolitan Water District of Southern California | HYDRO | HYDRO | WATER | SP15 | SCE1 |  |  |  | 4.55 | A
93900 | Participating Unit | Yes | Yes | FTSWRD_7_QFUNTS | FORT SEWARD QF AGGREGATION | 1.6 | PGAE |  | HYDRO | AGGREGATION | WATER | NP15 | PGE3 |  |  |  | 0.3 | A
50801 | Non-Participating | Yes | No | 0 | TOM BENNINGHOVEN |  | PGAE | 19H055 | HYDRO | HYDRO | WATER | NP15 | PGE1 | 1986-01-15 |  |  | 0.03 | A
100600 | Participating Unit | No | No | BRDSLD_2_MTZUMA | FPL Energy Montezuma Wind | 36.8 | PGAE | FPL Energy Montezuma Wind, LLC | WIND | WIND | WIND | NP15 | PGE3 | 2011-01-25 |  |  | 36.8 | A
11600 | Participating Unit | No | Yes | AGRICO_7_UNIT | FRESNO COGEN PLANT | 50.6 | PGAE | Fresno Cogeneration Partners, LP | COGENERATION | COMBINED CYCLE | NATURAL GAS | NP15 | PGE3 | 2001-01-01 |  |  | 54 | A
11602 | Non-Participating | No | No | AGRICO_7_UNIT 2 | Fresno Cogen STG Unit 2 | 7.5 | PGAE | Fresno Cogeneration Partners, LP | THERMAL | STEAM | NATURAL GAS | NP15 | PGE3 | 1990-01-01 |  |  | 7.5 | A
11603 | Non-Participating | No | No | AGRICO_7_UNIT 4 | FRESNO COGEN CTG UNIT 4 | 46.5 | PGAE | Fresno Cogeneration Partners, LP | THERMAL | COMBUSTION TURBINE | NATURAL GAS | NP15 | PGE3 | 2001-01-01 |  |  | 46.5 | A
93300 | Participating Unit | No | Yes | AGRICO_6_PL3N5 | FRESNO PEAKER PLANT | 22.69 | PGAE | Fresno Cogeneration Partners, LP | COGENERATION | COMBUSTION TURBINE | NATURAL GAS | NP15 | PGE3 | 2006-08-30 |  |  | 21.23 | A
11700 | Non-Participating | No | No | AGRICO_6_UNIT 3 | Fresno Cogen Peaker CTG3 Unit |  | PGAE | Fresno Cogeneration Partners, LP | PEAKER | COMBUSTION TURBINE | NATURAL GAS | NP15 | PGE3 | 2001-08-16 |  |  | 21 | A
93301 | Non-Participating | No | No | AGRICO_7_ICE5 | FRESNO PEAKER PLANT ICE UNIT |  | PGAE | Fresno Cogeneration Partners, LP | PEAKER | INTERNAL COMBUSTION | NATURAL GAS | NP15 | PGE3 | 2006-08-30 |  |  | 0.23 | A
46500 | Participating Unit | Yes | Yes | FRIANT_6_UNITS | FRIANT DAM | 25 | PGAE | Friant Power Authority | HYDRO | HYDRO | WATER | NP15 | PGE3 | 1985-04-16 | Formerly PGE QF 25H037 |  | 25 | A
46501 | Non-Participating | Yes | No | 0 | Friant-Kern |  | PGAE | Friant Power Authority | HYDRO | HYDRO | WATER | NP15 | PGE3 |  |  |  | 21.16 | A
46503 | Non-Participating | Yes | No | 0 | Madera |  | PGAE | Friant Power Authority | HYDRO | HYDRO | WATER | NP15 | PGE3 |  |  |  | 11.24 | A
46502 | Non-Participating | Yes | No | 0 | River Outlet |  | PGAE | Friant Power Authority | HYDRO | HYDRO | WATER | NP15 | PGE3 |  |  |  | 2.3 | A
46600 | Participating Unit | Yes | No | FRITO_1_LAY | FRITO-LAY | 6 | PGAE | Frito Lay, Inc | COGENERATION | COMBUSTION TURBINE | NATURAL GAS | ZP26 | PGE4 | 1986-01-01 | Formerly PGE QF 25C063 |  | 6 | A
47100 | Participating Unit | Yes | Yes | FULTON_1_QF | FULTON AREA LUMPED QF UNITS | 1 | PGAE | Pacific Gas & Electric Company | HYDRO | HYDRO | WATER | NP15 | PGE3 | 1983-01-01 |  |  | 1 | A
47102 | Non-Participating | Yes | No | 0 | Far West Power Co. |  | PGAE | 04H011 | HYDRO | HYDRO | WATER | NP15 | PGE3 | 1987-09-30 |  |  | 0.4 | A
47101 | Non-Participating | Yes | No | 0 | AIRPORT CLUB |  | PGAE | 04C140 | COGENERATION |  | NATURAL GAS | NP15 | PGE3 | 1992-08-27 |  |  | 0.06 | A
116800 | Participating Unit | No | No | PIT1_6_FRIVRA | Fall River Mills Project A | 1.5 | PGAE | Ignite Solar Holdings 1, LLC | SOLAR | PHOTO VOLTAIC | SUN | NP15 | PGE2 | 2014-03-05 |  |  | 1.5 | A
116700 | Participating Unit | No | No | MCARTH_6_FRIVRB | Fall River Mills Project B | 1.5 | PGAE | Ignite Solar Holdings 1, LLC | SOLAR | PHOTO VOLTAIC | SUN | NP15 | PGE2 | 2014-03-05 |  |  | 1.5 | A
102900 | Participating Unit | No | No | SCHNDR_1_FIVPTS | Five Points Solar Station | 15 | PGAE | Pacific Gas & Electric Company | SOLAR | PHOTO VOLTAIC | SUN | NP15 | PGE2 | 2011-10-07 |  |  | 15 | A
11400 | Participating Unit | No | No | FORBST_7_UNIT 1 | Forbestown PH | 37.5 | PGAE | OWID | HYDRO | HYDRO | WATER | NP15 | PGE3 | 1963-01-01 |  | SF Feather River | 39 | A
116200 | Participating Unit | No | No | WEBER_6_FORWRD | Forward | 4.2 | PGAE | Ameresco Forward LLC | BIOMASS | RECIPROCATING ENGINE | LANDFILL GAS | NP15 | PGE2 | 2014-02-05 | QF Conversion Completed: 2/5/2014 |  | 4.35 | A
11500 | Participating Unit | No | No | FMEADO_7_UNIT | French Meadows PH | 18 | PGAE | PCWA | HYDRO | HYDRO | WATER | NP15 | PGE3 | 1966-01-01 |  | American River | 18 | A
135300 | Participating Unit | No | No | FRESHW_1_SOLAR1 | Freshwater Solar | 20 | PGAE | CED Corcoran Solar 3, LLC | SOLAR | PHOTO VOLTAIC | SUN | ZP26 | PGE4 | 2016-03-04 |  |  | 20 | A
20200 | Participating Unit | No | No | LAPAC_6_UNIT | Freshwater Tissue Company | 20 | PGAE | Humboldt Bay Harbor, Recreation and Conservation District | THERMAL | STEAM | BLACK LIQUOR | NP15 | PGE1 | 1992-01-01 |  |  | 23 | A
127200 | Participating Unit | No | No | KERMAN_6_SOLAR1 | Fresno Solar South | 1.5 | PGAE | Fresno Cogeneration Partners, LP | SOLAR | PHOTO VOLTAIC | SUN | NP15 | PGE3 | 2015-10-21 |  |  | 1.5 | A
127300 | Participating Unit | No | No | KERMAN_6_SOLAR2 | Fresno Solar West | 1.5 | PGAE | Fresno Cogeneration Partners, LP | SOLAR | PHOTO VOLTAIC | SUN | SP15 | PGE3 | 2015-10-20 |  |  | 1.5 | A
111300 | Participating Unit | No | No | PEABDY_2_LNDFIL | G2 Energy Hay Road Power Plant | 1.6 | PGAE | G2 Energy, Hay Road, LLC | BIOMASS | RECIPROCATING ENGINE | LANDFILL GAS | NP15 | PGE3 | 2013-07-09 |  |  | 1.6 | A
97000 | Participating Unit | No | No | WHEATL_6_LNDFIL | G2 Energy, Ostrom Road | 3 | PGAE | G2 Energy, Ostrom Road, LLC | BIOMASS | RECIPROCATING ENGINE | LANDFILL GAS | NP15 | PGE3 | 2009-01-08 |  |  | 1.6 | A
97500 | Participating Unit | No | No | GARNET_1_WIND | GARNET WIND ENERGY CENTER | 6.5 | SCE | GARNET ENERGY CORPORATION | WIND | WIND | WIND | SP15 | SCE1 | 2009-06-02 |  |  | 6.5 | A
47200 | Participating Unit | Yes | No | HIWAY_7_ACANYN | GAS RECOVERY SYS. (AMERICAN CYN) | 2.5 | PGAE | Pacific Gas & Electric Company | BIOMASS | RECIPROCATING ENGINE | LANDFILL GAS | NP15 | PGE3 | 1985-12-27 |  |  | 2.5 | A
12200 | Participating Unit | Yes | Yes | GOLETA_6_GAVOTA | GAVIOTA OIL HEATING FACILITY | 9.9 | SCE | POINT ARGUELLO PIPELINE COMPANY | COGENERATION | COMBUSTION TURBINE | NATURAL GAS | SP15 | SCE1 | 1987-01-01 |  |  | 10.5 | A
12201 | Non-Participating | Yes | No | 0 | GAVIOTA OIL HEATING UNIT 1 |  | SCE | POINT ARGUELLO PIPELINE COMPANY | COGENERATION | COMBUSTION TURBINE | NATURAL GAS | SP15 | SCE1 | 1987-01-01 |  |  | 3.5 | A
12202 | Non-Participating | Yes | No | 0 | GAVIOTA OIL HEATING UNIT 2 |  | SCE | POINT ARGUELLO PIPELINE COMPANY | COGENERATION | COMBUSTION TURBINE | NATURAL GAS | SP15 | SCE1 | 1987-01-01 |  |  | 3.5 | A
12205 | Non-Participating | Yes | No | 0 | GAVIOTA OIL HEATING UNIT 5 |  | SCE | POINT ARGUELLO PIPELINE COMPANY | COGENERATION | COMBUSTION TURBINE | NATURAL GAS | SP15 | SCE1 | 1987-01-01 |  |  | 3.5 | A
12204 | Non-Participating | Yes | No | 0 | GAVIOTA OIL HEATING UNIT 4 |  | SCE | POINT ARGUELLO PIPELINE COMPANY | COGENERATION | COMBUSTION TURBINE | NATURAL GAS | SP15 | SCE1 | 1987-01-01 |  |  | 3.5 | A
12203 | Non-Participating | Yes | No | 0 | GAVIOTA OIL HEATING UNIT 3 |  | SCE | POINT ARGUELLO PIPELINE COMPANY | COGENERATION | COMBUSTION TURBINE | NATURAL GAS | SP15 | SCE1 | 1987-01-01 |  |  | 3.5 | A
109400 | Participating Unit | No | No | COCOPP_2_CTG1 | GENON MARSH LANDING GEN STATION UNIT 1 | 204.2 | PGAE | GENON MARSH LANDING, LLC | THERMAL | COMBUSTION TURBINE | NATURAL GAS | NP15 | PGE3 | 2013-05-01 |  |  | 222 | A
109500 | Participating Unit | No | No | COCOPP_2_CTG2 | GENON MARSH LANDING GEN STATION UNIT 2 | 202.7 | PGAE | GENON MARSH LANDING, LLC | THERMAL | COMBUSTION TURBINE | NATURAL GAS | NP15 | PGE3 | 2013-05-01 |  |  | 222 | A
109600 | Participating Unit | No | No | COCOPP_2_CTG3 | GENON MARSH LANDING GEN STATION UNIT 3 | 208.96 | PGAE | GENON MARSH LANDING, LLC | THERMAL | COMBUSTION TURBINE | NATURAL GAS | NP15 | PGE3 | 2013-05-01 |  |  | 222 | A
109700 | Participating Unit | No | No | COCOPP_2_CTG4 | GENON MARSH LANDING GEN STATION UNIT 4 | 204.29 | PGAE | GENON MARSH LANDING, LLC | THERMAL | COMBUSTION TURBINE | NATURAL GAS | NP15 | PGE3 | 2013-05-01 |  |  | 222 | A
13500 | Participating Unit | No | Yes | GYS5X6_7_UNITS | GEYSERS UNITS 5 & 6 (AGGREGATE) | 85 | PGAE | CALPINE | GEOTHERMAL | STEAM | GEOTHERMAL | NP15 | PGE3 | 1971-01-01 |  |  | 110 | A
13501 | Non-Participating | No | No | GYS5X6_7_UNIT 5 | Geysers Unit 5 | 55 | PGAE | CALPINE | GEOTHERMAL | STEAM | GEOTHERMAL | NP15 | PGE3 | 1971-01-01 |  |  | 55 | A
13502 | Non-Participating | No | No | GYS5X6_7_UNIT 6 | Geysers Unit 6 | 55 | PGAE | CALPINE | GEOTHERMAL | STEAM | GEOTHERMAL | NP15 | PGE3 | 1971-01-01 |  |  | 55 | A
13600 | Participating Unit | No | Yes | GYS7X8_7_UNITS | GEYSERS UNITS 7 & 8 (AGGREGATE) | 82 | PGAE | CALPINE | GEOTHERMAL | STEAM | GEOTHERMAL | NP15 | PGE3 | 1972-01-01 |  |  | 110 | A
13601 | Non-Participating | No | No | GYS7X8_7_UNIT 7 | Geysers Unit 7 | 55 | PGAE | CALPINE | GEOTHERMAL | STEAM | GEOTHERMAL | NP15 | PGE3 | 1972-01-01 |  |  | 55 | A
13602 | Non-Participating | No | No | GYS7X8_7_UNIT 8 | Geysers Unit 8 | 55 | PGAE | CALPINE | GEOTHERMAL | STEAM | GEOTHERMAL | NP15 | PGE3 | 1972-01-01 |  |  | 55 | A
48100 | Participating Unit | Yes | Yes | GILROY_1_UNIT | GILROY COGEN | 120 | PGAE | Calpine Gilroy Cogen, L.P. | COGENERATION | COMBINED CYCLE | NATURAL GAS | NP15 | PGE3 | 1987-01-01 |  |  | 140 | A
48101 | Non-Participating | Yes | No | GILROY_1_CT1 | GILROY COGEN - UNIT 1 | 95 | PGAE | CALPINE GILROY COGEN, L.P. | COGENERATION | COMBUSTION TURBINE | NATURAL GAS | NP15 | PGE3 | 1987-01-01 |  |  | 95 | A
48102 | Non-Participating | Yes | No | GILROY_1_ST2 | GILROY COGEN - UNIT 2 | 45 | PGAE | CALPINE GILROY COGEN, L.P. | COGENERATION | STEAM | HEAT RECOVERY | NP15 | PGE3 | 1987-01-01 |  |  | 45 | A
14000 | Participating Unit | No | Yes | GILRPP_1_PL1X2 | GILROY ENERGY CENTER UNITS 1 & 2 (AGGREGATE) | 95.4 | PGAE | CALPINE | PEAKER | COMBUSTION TURBINE | NATURAL GAS | NP15 | PGE3 | 2002-01-29 |  |  | 99.8 | A
14001 | Non-Participating | No | No | GILRPP_1_UNIT 1 | Gilroy Energy Center Unit 1 | 49.9 | PGAE | CALPINE | PEAKER | COMBUSTION TURBINE | NATURAL GAS | NP15 | PGE3 | 2002-01-29 |  |  | 49.9 | A
14002 | Non-Participating | No | No | GILRPP_1_UNIT 2 | Gilroy Energy Center Unit 2 | 49.9 | PGAE | CALPINE | PEAKER | COMBUSTION TURBINE | NATURAL GAS | NP15 | PGE3 | 2002-01-29 |  |  | 49.9 | A
48300 | Participating Unit | Yes | No | GOLDHL_1_QF | GOLD HILL AREA LUMPED QF UNITS | 1.25 | PGAE | Pacific Gas & Electric Company | WIND | WIND | WIND | NP15 | PGE3 | 1992-11-18 | QF Conversion, was PGE QF 06H159 |  | 1.25 | A
48400 | Participating Unit | Yes | Yes | GOLETA_2_QF | GOLETA AREA LUMPED UNITS | 0.4 | SCE | VARIOUS | VARIOUS | VARIOUS | VARIOUS | SP15 | SCE1 | 1986-01-01 |  |  | 0.33 | A
48402 | Non-Participating | Yes | No | 0 | JOHN E. HOWARD (MONTECITO) |  | SCE | 4051 | HYDRO | HYDRO | WATER | SP15 | SCE1 | 1989-01-17 |  |  | 0.13 | A
48401 | Non-Participating | Yes | No | 0 | GOLETA WATER DISTRICT |  | SCE | 4055 | HYDRO | HYDRO | WATER | SP15 | SCE1 | 1986-05-01 |  |  | 0.15 | A
81900 | Participating Unit | No | No | LMBEPK_2_UNITA3 | GOOSE HAVEN ENERGY CENTER | 48 | PGAE | Goose Haven Energy Center LLC (Calpine) | PEAKER | COMBUSTION TURBINE | NATURAL GAS | NP15 | PGE3 | 2003-01-06 |  |  | 49.9 | A
90500 | Participating Unit | Yes | Yes | GARNET_1_UNITS | GREEN POWER WIND FACILITY (Aggregate) | 16.5 | SCE | FPL Energy Green Power Wind, LLC | WIND | WIND | WIND | SP15 | SCE1 | 1975-07-01 |  |  | 16.5 | A
11800 | Non-Participating | Yes | No | GARNET_1_UNIT 1 | GREEN POWER WIND UNIT 1, FACILITY WECS 98 | 6.75 | SCE | FPL Energy Green Power Wind, LLC | WIND | WIND | WIND | SP15 | SCE1 |  |  |  | 6.75 | A
11900 | Non-Participating | Yes | No | GARNET_1_UNIT 2 | GREEN POWER WIND UNIT 2, FACILITY WECS 28 | 6.75 | SCE | FPL Energy Green Power Wind, LLC | WIND | WIND | WIND | SP15 | SCE1 |  |  |  | 3 | A
12000 | Non-Participating | Yes | No | GARNET_1_UNIT 3 | GREEN POWER WIND UNIT 3, FACILITY WECS 67 | 3 | SCE | FPL Energy Green Power Wind, LLC | WIND | WIND | WIND | SP15 | SCE1 |  |  |  | 6.75 | A
48600 | Participating Unit | No | Yes | USWPJR_2_UNITS | GREEN RIDGE POWER (JACKSON) | 78.2 | PGAE | Vasco Wind, LLC | WIND | WIND | WIND | NP15 | PGE3 | 1988-01-01 |  |  | 78.2 | A
48602 | Non-Participating | Yes | No | 0 | GREEN RIDGE POWER LLC (70 MW) |  | PGAE | 01W035 | WIND | WIND | WIND | NP15 | PGE3 | 1989-01-01 | Portions of this facility scheduled under USWPJR_2_UNITS, USWND2_1_UNITS, USWND4_2_UNITS & USWND1_2_UNITS |  | 54 | A
48900 | Participating Unit | Yes | Yes | USWNDR_2_UNITS | GREEN RIDGE POWER LLC- RUSSELL (Aggregate) | 59.6 | PGAE | Pacific Gas & Electric Company | WIND | WIND | WIND | NP15 | PGE3 | 1994-01-01 |  |  | 59.6 | A
48902 | Non-Participating | Yes | No | 0 | EDF RENEWABLE WINDFARM V, INC. (70 MW ] C) |  | PGAE | 06W146C | WIND | WIND | WIND | NP15 | PGE3 | 1991-01-01 |  |  | 6.5 | A
48904 | Non-Participating | Yes | No | 0 | EDF RENEWABLE WINDFARM V, INC. (10 MW) |  | PGAE | 06W148 | WIND | WIND | WIND | NP15 | PGE3 | 1990-01-01 |  |  | 10 | A
48800 | Participating Unit | Yes | Yes | USWND4_2_UNITS | GREEN RIDGE POWER LLC-RALPH (Aggregate) | 80.2 | PGAE | Pacific Gas & Electric Company | WIND | WIND | WIND | NP15 | PGE3 | 1987-01-01 | Wind & biogas aggregate, ~95% Wind (based on Nameplate Ratings of children units) |  | 80.2 | A
48802 | Non-Participating | Yes | No | 0 | WASTE MANAGEMENT RENEWABLE ENERGY |  | PGAE | 01P219 | BIOMASS | RECIPROCATING ENGINE | LANDFILL GAS | NP15 | PGE3 | 1989-05-04 |  |  | 13.2 | A
48803 | Non-Participating | Yes | No | 0 | GREEN RIDGE POWER LLC (5.9 MW) |  | PGAE | 01W018 | WIND | WIND | WIND | NP15 | PGE3 | 1988-03-02 |  |  | 5.9 | A
48809 | Non-Participating | Yes | No | 0 | GREEN RIDGE POWER LLC (23.8 MW) |  | PGAE | 16W011 | WIND | WIND | WIND | NP15 | PGE3 | 1987-01-05 |  |  | 23.8 | A
48805 | Non-Participating | Yes | No | 0 | GREEN RIDGE POWER LLC (100 MW - A) |  | PGAE | 01W146A | WIND | WIND | WIND | NP15 | PGE3 | 1988-01-01 | Portions of this facility scheduled under LASPOS_6_USWIND, USWND2_1_UNITS, USWND4_2_UNITS & USWND1_2_UNITS |  | 43.1 | A
48808 | Non-Participating | Yes | No | 0 | GREEN RIDGE POWER LLC (100 MW - D) |  | PGAE | 01W146D | WIND | WIND | WIND | NP15 | PGE3 | 1988-01-01 | Portions of this facility scheduled under USWND2_1_UNITS, USWND4_2_UNITS & USWND1_2_UNITS |  | 15 | A
48804 | Non-Participating | Yes | No | 0 | GREEN RIDGE POWER LLC (70 MW) |  | PGAE | 01W035 | WIND | WIND | WIND | NP15 | PGE3 | 1991-01-01 | Portions of this facility scheduled under USWPJR_2_UNITS, USWND2_1_UNITS, USWND4_2_UNITS & USWND1_2_UNITS |  | 54 | A
49100 | Participating Unit | Yes | Yes | GRNLF1_1_UNITS | GREENLEAF UNIT #1 (Aggregate) | 49.5 | PGAE | Pacific Gas & Electric Company | COGENERATION | COMBINED CYCLE | NATURAL GAS | NP15 | PGE3 | 1989-01-11 | PGE QF 12C020 |  | 69 | A
49102 | Non-Participating | Yes | No | 0 | GREENLEAF #1 GENERATOR 2 |  | PGAE | Pacific Gas & Electric Company | COGENERATION | STEAM | HEAT RECOVERY | NP15 | PGE3 | 1989-01-11 |  |  | 23 | A
49101 | Non-Participating | Yes | No | 0 | GREENLEAF #1 GENERATOR 1 |  | PGAE | Pacific Gas & Electric Company | COGENERATION | COMBUSTION TURBINE | NATURAL GAS | NP15 | PGE3 | 1989-01-11 |  |  | 46 | A
49200 | Participating Unit | Yes | No | GRNLF2_1_UNIT | GREENLEAF UNIT #2 | 63.75 | PGAE | 12C021 | COGENERATION | COMBUSTION TURBINE | NATURAL GAS | NP15 | PGE3 | 1989-10-12 |  |  | 63.75 | A
108400 | Participating Unit | No | No | GRIDLY_6_SOLAR | GRIDLEY MAIN TWO | 2.5 | PGAE | LIGHTBEAM POWER COMPANY GRIDLEY MAIN TWO LLC | SOLAR | PHOTO VOLTAIC | SUN | NP15 | PGE3 | 2013-04-01 |  |  | 2.5 | A
14400 | Participating Unit | No | Yes | GWFPWR_1_UNITS | GWF HEP PEAKER PLANT (AGGREGATE) | 98.46 | PGAE | GWF Energy, LLC | PEAKER | COMBUSTION TURBINE | NATURAL GAS | NP15 | PGE3 | 2001-08-27 |  |  | 96 | A
14401 | Non-Participating | No | No | GWFPWR_1_CT 1 | GWF HEP Unit 1 | 48 | PGAE | GWF Energy, LLC | PEAKER | COMBUSTION TURBINE | NATURAL GAS | NP15 | PGE3 | 2001-01-01 |  |  | 48 | A
14402 | Non-Participating | No | No | GWFPWR_1_CT 2 | GWF HEP Unit 2 | 48 | PGAE | GWF Energy, LLC | PEAKER | COMBUSTION TURBINE | NATURAL GAS | NP15 | PGE3 | 2001-01-01 |  |  | 48 | A
136300 | Participating Unit | No | No | GARLND_2_GASLRA | Garland A | 20 | SCE | RE GARLAND A LLC | SOLAR | PHOTO VOLTAIC | SUN | SP15 | SCE1 | 2016-09-23 |  |  | 20 | A
137100 | Participating Unit | No | No | GARLND_2_GASLR | Garland B | 180 | SCE | RE GARLAND LLC | SOLAR | PHOTO VOLTAIC | SUN | SP15 | SCE1 | 2016-10-27 |  |  | 180 | A
121500 | Participating Unit | No | No | GARNET_1_SOLAR2 | Garnet Solar Power Generation Station 1 | 4 | SCE | Garnet Solar Power Generation Station 1, LLC | SOLAR | PHOTO VOLTAIC | SUN | SP15 | SCE1 | 2014-12-23 |  |  | 4 | A
122700 | Participating Unit | No | No | GARNET_1_WINDS | Garnet Winds Aggregation | 22.5 | SCE | Windpower Partners 1993, L.P. | WIND | WIND | WIND | SP15 | SCE1 | 2011-02-21 |  |  | 22.5 | A
111900 | Participating Unit | No | No | GATES_2_SOLAR | Gates Solar Station | 20 | PGAE | Pacific Gas and Electric Company | SOLAR | PHOTO VOLTAIC | SUN | NP15 | PGE3 | 2013-06-24 |  |  | 20 | A
96900 | Participating Unit | No | No | GATWAY_2_PL1X3 | Gateway Generating Station | 562.5 | PGAE | PG&E | THERMAL | COMBINED CYCLE | NATURAL GAS | NP15 | PGE3 | 2009-01-04 |  |  | 619 | A
110600 | Participating Unit | No | Yes | GENESI_2_STG | Genesis Station | 250 | SCE | Genesis Solar, LLC | SOLAR | STEAM | SUN | SP15 | SCE1 | 2013-11-27 |  |  | 250 | A
110601 | Non-Participating | No | No | GENESI_2_STG1 | STG Unit 1 | 140 | PGAE | Genesis Solar, LLC | SOLAR | STEAM | SUN | NP15 | PGE2 | 2013-11-27 |  |  | 125 | A
110602 | Non-Participating | No | No | GENESI_2_STG2 | STG Unit 2 | 140 | PGAE | Genesis Solar, LLC | SOLAR | STEAM | SUN | NP15 | PGE2 | 2013-11-27 |  |  | 125 | A
12300 | Participating Unit | No | No | NCPA_7_GP1UN1 | Geothermal Plant 1 Unit 1 | 38.85 | PGAE | NCPA (MSS Agreement - S14) | GEOTHERMAL | STEAM | GEOTHERMAL | NP15 | NCP1 | 1983-01-01 |  |  | 55 | A
12400 | Participating Unit | No | No | NCPA_7_GP1UN2 | Geothermal Plant 1 Unit 2 | 34 | PGAE | NCPA (MSS Agreement - S14) | GEOTHERMAL | STEAM | GEOTHERMAL | NP15 | NCP1 | 1983-01-01 |  |  | 55 | A
12500 | Participating Unit | No | No | NCPA_7_GP2UN3 | Geothermal Plant 2 Unit 3 | 42.42 | PGAE | NCPA (MSS Agreement - S14) | GEOTHERMAL | STEAM | GEOTHERMAL | NP15 | NCP1 | 1985-01-01 |  |  | 55 | A
12600 | Participating Unit | No | No | NCPA_7_GP2UN4 | Geothermal Plant 2 Unit 4 | 52.73 | PGAE | NCPA (MSS Agreement - S14) | GEOTHERMAL | STEAM | GEOTHERMAL | NP15 | NCP1 | 1986-01-01 |  |  | 55 | A
133000 | Participating Unit | No | No | LITLRK_6_SEPV01 | Gestamp Solar 1 | 2 | SCE | SEPV1, LLC | SOLAR | PHOTO VOLTAIC | SUN | SP15 | SCE1 | 2012-05-08 |  |  | 2 | A
12700 | Participating Unit | No | No | GEYS11_7_UNIT11 | Geysers Unit 11 | 74.4 | PGAE | CALPINE | GEOTHERMAL | STEAM | GEOTHERMAL | NP15 | PGE3 | 1975-01-01 |  |  | 110 | A
12800 | Participating Unit | No | No | GEYS12_7_UNIT12 | Geysers Unit 12 | 57 | PGAE | CALPINE | GEOTHERMAL | STEAM | GEOTHERMAL | NP15 | PGE3 | 1979-01-01 |  |  | 66 | A
12900 | Participating Unit | Yes | No | GEYS13_7_UNIT13 | Geysers Unit 13 | 95 | PGAE | CALPINE | GEOTHERMAL | STEAM | GEOTHERMAL | NP15 | PGE3 | 1980-01-01 |  |  | 102 | A
13000 | Participating Unit | Yes | No | GEYS14_7_UNIT14 | Geysers Unit 14 | 70 | PGAE | CALPINE | GEOTHERMAL | STEAM | GEOTHERMAL | NP15 | PGE3 | 1980-01-01 |  |  | 114 | A
13100 | Participating Unit | Yes | No | GEYS16_7_UNIT16 | Geysers Unit 16 | 85 | PGAE | CALPINE | GEOTHERMAL | STEAM | GEOTHERMAL | NP15 | PGE3 | 1985-01-01 |  |  | 119 | A
13200 | Participating Unit | No | No | GEYS17_7_UNIT17 | Geysers Unit 17 | 60 | PGAE | CALPINE | GEOTHERMAL | STEAM | GEOTHERMAL | NP15 | PGE3 | 1982-01-01 |  |  | 65 | A
13300 | Participating Unit | No | No | GEYS18_7_UNIT18 | Geysers Unit 18 | 72 | PGAE | CALPINE | GEOTHERMAL | STEAM | GEOTHERMAL | NP15 | PGE3 | 1983-01-01 |  |  | 119 | A
13400 | Participating Unit | No | No | GEYS20_7_UNIT20 | Geysers Unit 20 | 62 | PGAE | CALPINE | GEOTHERMAL | STEAM | GEOTHERMAL | NP15 | PGE3 | 1985-01-01 |  |  | 119 | A
13700 | Participating Unit | No | No | CSCGNR_1_UNIT 1 | Gianera GT 1 | 24.75 | PGAE | City of Santa Clara DBA Silicon Valley Power | PEAKER | COMBUSTION TURBINE | NATURAL GAS | NP15 | CSC1 | 1987-01-01 |  |  | 24.75 | A
13800 | Participating Unit | No | No | CSCGNR_1_UNIT 2 | Gianera GT 2 | 24.75 | PGAE | City of Santa Clara DBA Silicon Valley Power | PEAKER | COMBUSTION TURBINE | NATURAL GAS | NP15 | CSC1 | 1986-01-01 |  |  | 24.75 | A
105000 | Participating Unit | No | No | GIFFEN_6_SOLAR | Giffen Solar station | 10 | PGAE | PGE | SOLAR | PHOTO VOLTAIC | SUN | NP15 | PGE3 | 2012-07-25 |  | N/A | 19 | A
128500 | Participating Unit | No | No | GILARV_2_PVWDYN | Gila River Dynamic Resource | 290.8 | SCE | Gila River Power, LLC | DYNAMIC SCHEDULED | COMBINED CYCLE | NATURAL GAS | SP15 | SCE1 |  |  |  | 2000 | C
13900 | Participating Unit | No | No | GILRPP_1_PL3X4 | Gilroy Energy Center Unit 3 | 46.2 | PGAE | CALPINE | PEAKER | COMBUSTION TURBINE | NATURAL GAS | NP15 | PGE3 | 2002-02-28 |  |  | 49.9 | A
14100 | Participating Unit | No | No | GLNARM_7_UNIT 1 | Glen Arm Power Plant 1 | 22.07 | SCE | City of Pasadena | PEAKER | COMBUSTION TURBINE | NATURAL GAS | SP15 | PAS1 | 1976-01-01 |  |  | 30.58 | A
14200 | Participating Unit | No | No | GLNARM_7_UNIT 2 | Glen Arm Power Plant 2 | 22.3 | SCE | City of Pasadena | PEAKER | COMBUSTION TURBINE | NATURAL GAS | SP15 | PAS1 | 1976-01-01 |  |  | 30.58 | A
89000 | Participating Unit | No | No | GLNARM_7_UNIT 3 | Glen Arm Power Plant 3 | 44.83 | SCE | City of Pasadena | PEAKER | COMBUSTION TURBINE | NATURAL GAS | SP15 | PAS1 | 2004-01-08 |  |  | 47.3 | A
89300 | Participating Unit | No | No | GLNARM_7_UNIT 4 | Glen Arm Power Plant 4 | 42.42 | SCE | City of Pasadena | PEAKER | COMBUSTION TURBINE | NATURAL GAS | SP15 | PAS1 | 2004-01-08 |  |  | 47.3 | A
48200 | Participating Unit | Yes | No | ESCO_6_GLMQF | Goal Line Cogen | 49.9 | SDGE | Goal Line, L.P. | COGENERATION | COMBUSTION TURBINE | NATURAL GAS | SP15 | SDG1 | 1994-01-01 | QF Conversion, was SDGE QF 431 |  | 52.2 | A
130100 | Participating Unit | No | No | USWND2_1_WIND1 | Golden Hills A | 42.96 | PGAE | Golden Hills Wind, LLC | WIND | WIND | WIND | NP15 | PGE3 | 2015-12-18 |  |  | 4.3 | A
130200 | Participating Unit | No | No | USWND2_1_WIND2 | Golden Hills B | 42.96 | PGAE | Golden Hills Wind, LLC | WIND | WIND | WIND | NP15 | PGE3 | 2015-12-18 |  |  | 42.96 | A
104100 | Participating Unit | No | No | DELAMO_2_SOLRD | Golden Solar Building D | 1.25 | SCE | Golden Springs Development Company LLC | SOLAR | PHOTO VOLTAIC | SUN | SP15 | SCE1 | 2012-04-02 |  |  | 1.4 | A
103800 | Participating Unit | No | No | DELAMO_2_SOLRC1 | Golden Springs Building C1 | 1.16 | SCE | Spartech Plastics | SOLAR | PHOTO VOLTAIC | SUN | SP15 | SCE1 | 2012-02-10 |  |  | 1.17 | A
131100 | Participating Unit | No | No | DELAMO_2_SOLAR1 | Golden Springs Building H | 1.5 | SCE | Golden Springs Development Co. LLC | SOLAR | PHOTO VOLTAIC | SUN | SP15 | SCE1 | 2015-04-22 |  |  | 1.5 | A
131200 | Participating Unit | No | No | DELAMO_2_SOLAR2 | Golden Springs Building M | 1.75 | SCE | Golden Springs Development Co. LLC | SOLAR | PHOTO VOLTAIC | SUN | SP15 | SCE1 | 2015-04-01 |  |  | 1.75 | A
125000 | Participating Unit | No | No | GOOSLK_1_SOLAR1 | Goose Lake | 12 | PGAE | Cottonwood Solar, LLC | SOLAR | PHOTO VOLTAIC | SUN | NP15 | PGE3 | 2015-05-23 |  |  | 12 | A
95400 | Participating Unit | No | No | ETIWND_6_GRPLND | Grapeland Peaker | 46 | SCE | SCE | PEAKER | COMBUSTION TURBINE | NATURAL GAS | SP15 | SCE1 | 2007-09-20 |  |  | 49 | A
42300 | Participating Unit | Yes | Yes | CONTAN_1_UNIT | Graphic Packaging Cogen | 27.7 | PGAE | City of Santa Clara DBA Silicon Valley Power | COGENERATION | COMBINED CYCLE | NATURAL GAS | NP15 | CSC1 |  |  |  | 27.8 | A
42302 | Non-Participating | Yes | No | 0 | Graphic Packaging Cogen Unit 2 |  | PGAE | City of Santa Clara DBA Silicon Valley Power | COGENERATION | STEAM | HEAT RECOVERY | NP15 | CSC1 |  |  |  | 3.8 | A
42301 | Non-Participating | Yes | No | 0 | Graphic Packaging Cogen Unit 1 |  | PGAE | City of Santa Clara DBA Silicon Valley Power | COGENERATION | COMBUSTION TURBINE | NATURAL GAS | NP15 | CSC1 |  |  |  | 24 | A
112300 | Participating Unit | No | No | DAVIS_1_SOLAR1 | Grasslands 3 | 1 | PGAE | Grasslands 3 | SOLAR | PHOTO VOLTAIC | SUN | NP15 | PGE3 | 2013-07-01 |  |  | 1 | A
112400 | Participating Unit | No | No | DAVIS_1_SOLAR2 | Grasslands 4 | 1 | PGAE | Grasslands 4 | SOLAR | PHOTO VOLTAIC | SUN | NP15 | PGE3 | 2013-08-05 |  |  | 1 | A
128400 | Participating Unit | No | No | GRIFFI_2_LSPDYN | Griffith Energy | 570 | SCE | EDF Trading North America, LLC | DYNAMIC SCHEDULED | COMBINED CYCLE | NATURAL GAS | SP15 | SCE1 |  |  |  | 570 | C
14300 | Participating Unit | No | No | GRIZLY_1_UNIT 1 | Grizzly PH | 20 | PGAE | PG&E | HYDRO | HYDRO | WATER | NP15 | PGE3 | 1993-01-01 |  | NF Feather River | 20 | A
113500 | Participating Unit | No | No | GUERNS_6_SOLAR | Gurensey Solar Station | 20 | PGAE | Pacific Gas and Electric Co. | SOLAR | PHOTO VOLTAIC | SUN | NP15 | PGE2 | 2013-09-18 |  |  | 20 | A
88800 | Participating Unit | No | No | VERNON_6_GONZL1 | H. GONZALES GAS TURBINE 1 | 5.75 | SCE | City of Vernon | PEAKER | COMBUSTION TURBINE | NATURAL GAS | SP15 | VRN1 |  |  |  | 5.75 | A
88900 | Participating Unit | No | No | VERNON_6_GONZL2 | H. GONZALES GAS TURBINE 2 | 5.75 | SCE | City of Vernon | PEAKER | COMBUSTION TURBINE | NATURAL GAS | SP15 | VRN1 |  |  |  | 5.75 | A
14500 | Participating Unit | No | Yes | HAASPH_7_PL1X2 | HAAS PH (AGGREGATE) | 144 | PGAE | PG&E | HYDRO | HYDRO | WATER | NP15 | PGE3 | 1958-01-01 |  | Kings River | 144 | A
14501 | Non-Participating | No | No | HAASPH_7_UNIT 1 | Haas PH Unit 1 | 72 | PGAE | PG&E | HYDRO | HYDRO | WATER | NP15 | PGE3 | 1958-01-01 |  | Kings River | 72 | A
14502 | Non-Participating | No | No | HAASPH_7_UNIT 2 | Haas PH Unit 2 | 72 | PGAE | PG&E | HYDRO | HYDRO | WATER | NP15 | PGE3 | 1958-01-01 |  | Kings River | 72 | A
14700 | Participating Unit | No | Yes | HMLTBR_6_UNITS | HAMILTON BRANCH PH (Aggregate) | 4.9 | PGAE | PG&E | HYDRO | HYDRO | WATER | NP15 | PGE3 | 1921-01-01 |  | NF Feather River | 4.8 | A
14702 | Non-Participating | No | No | 0 | HAMILTON BRANCH UNIT 2 |  | PGAE | PG&E | HYDRO | HYDRO | WATER | NP15 | PGE3 | 1921-01-01 |  | NF Feather River | 2.5 | A
14701 | Non-Participating | No | No | 0 | HAMILTON BRANCH UNIT 1 |  | PGAE | PG&E | HYDRO | HYDRO | WATER | NP15 | PGE3 | 1921-01-01 |  | NF Feather River | 2.5 | A
90700 | Participating Unit | No | Yes | HARBGN_7_UNITS | HARBOR COGEN COMBINED CYCLE PLANT | 109.01 | SCE | Harbor Cogeneration Company | THERMAL | COMBINED CYCLE | NATURAL GAS | SP15 | SCE1 | 2001-06-14 |  |  | 107.45 | A
14800 | Non-Participating | No | No | HARBGN_7_UNIT 1 | Harbor Cogen Combustion Turbine Unit 1 | 82.3 | SCE | Harbor Cogeneration Company | THERMAL | COMBUSTION TURBINE | NATURAL GAS | SP15 | SCE1 | 1988-01-01 |  |  | 82.35 | A
14901 | Non-Participating | No | No | HARBGN_7_UNIT 2 | Harbor Cogen Steam Turbine Unit 2 | 13.6 | SCE | Harbor Cogeneration Company | THERMAL | STEAM | HEAT RECOVERY | SP15 | SCE1 | 2001-06-14 |  |  | 13.6 | A
14902 | Non-Participating | No | No | HARBGN_7_UNIT 3 | Harbor Cogen Steam Turbine Unit 3 | 11.5 | SCE | Harbor Cogeneration Company | THERMAL | STEAM | HEAT RECOVERY | SP15 | SCE1 | 2001-06-14 |  |  | 11.5 | A
15000 | Participating Unit | No | No | HATCR1_7_UNIT | HAT CREEK 1 | 8.5 | PGAE | PG&E | HYDRO | HYDRO | WATER | NP15 | PGE3 | 1921-01-01 |  | Pit River | 8.5 | A
15100 | Participating Unit | No | No | HATCR2_7_UNIT | HAT CREEK 2 | 8.5 | PGAE | PG&E | HYDRO | HYDRO | WATER | NP15 | PGE3 | 1921-01-01 |  | Pit River | 8.5 | A
90300 | Participating Unit | Yes | Yes | HATLOS_6_QFUNTS | HAT CREEK AREA LUMPED UNITS | 2.75 | PGAE | VARIOUS | HYDRO | HYDRO | WATER | NP15 | PGE3 | 1989-06-15 |  |  | 2.75 | A
55600 | Non-Participating | No | No | 0 | MEGA RENEWABLES (BIDWELL DITCH) |  | PGAE | 13H017 | HYDRO | HYDRO | WATER | NP15 | PGE3 | 1987-02-22 |  |  | 2.75 | A
90400 | Participating Unit | Yes | Yes | HAYPRS_6_QFUNTS | HAYPRESS HYDROELECTRIC (Aggregate) | 18.75 | PGAE | VARIOUS | HYDRO | HYDRO | WATER | NP15 | PGE3 | 1989-04-11 |  |  | 18.75 | A
50200 | Non-Participating | Yes | No | 0 | HAYPRESS HYDROELECTRIC, INC. (LWR) |  | PGAE | 15H005 | HYDRO | HYDRO | WATER | NP15 | PGE3 | 1989-04-11 |  |  | 8.75 | A
50300 | Non-Participating | Yes | No | 0 | HAYPRESS HYDROELECTRIC, INC. (MDL) |  | PGAE | 15H006 | HYDRO | HYDRO | WATER | NP15 | PGE3 | 1989-04-15 |  |  | 10 | A
122800 | Participating Unit | Yes | No | HIGGNS_7_QFUNTS | HIGGINS QF Aggregate | 2 | PGAE | Pacific Gas & Electric Company | HYDRO | HYDRO | WATER | NP15 | PGE3 |  |  |  | 0.5 | A
82800 | Participating Unit | No | Yes | HIDSRT_2_UNITS | HIGH DESERT POWER PROJECT (AGGREGATE) | 830 | SCE | High Desert Power, LLC | THERMAL | COMBINED CYCLE | NATURAL GAS | SP15 | SCE1 | 2003-04-21 |  |  | 854.9 | A
82801 | Non-Participating | No | No | HIDSRT_7_CTG1 | HIGH DESERT COMBUSTION TURBINE UNIT 1 | 177.3 | SCE | High Desert Power, LLC | THERMAL | COMBUSTION TURBINE | NATURAL GAS | SP15 | SCE1 | 2003-04-21 |  |  | 177.3 | A
82802 | Non-Participating | No | No | HIDSRT_7_CTG2 | HIGH DESERT COMBUSTION TURBINE UNIT 2 | 177.3 | SCE | High Desert Power, LLC | THERMAL | COMBUSTION TURBINE | NATURAL GAS | SP15 | SCE1 | 2003-04-21 |  |  | 177.3 | A
82803 | Non-Participating | No | No | HIDSRT_7_CTG3 | HIGH DESERT COMBUSTION TURBINE UNIT 3 | 177.3 | SCE | High Desert Power, LLC | THERMAL | COMBUSTION TURBINE | NATURAL GAS | SP15 | SCE1 | 2003-04-21 |  |  | 177.3 | A
82804 | Non-Participating | No | No | HIDSRT_7_STG | HIGH DESERT STEAM TURBINE | 323 | SCE | High Desert Power, LLC | THERMAL | STEAM | HEAT RECOVERY | SP15 | SCE1 | 2003-04-21 |  |  | 323 | A
50400 | Participating Unit | Yes | No | SIERRA_1_UNITS | HIGH SIERRA LIMITED | 52.43 | PGAE | HIGH SIERRA LIMITED | COGENERATION | COMBUSTION TURBINE | NATURAL GAS | ZP26 | PGE4 | 1989-02-24 |  |  | 48.08 | A
84500 | Participating Unit | No | No | BRDSLD_2_HIWIND | HIGH WINDS PROJECT | 162 | PGAE | High Winds, LLC | WIND | WIND | WIND | NP15 | PGE3 | 2003-12-23 |  |  | 162 | A
59600 | Participating Unit | Yes | Yes | NHOGAN_6_UNITS | HOGAN PH (AGGREGATE) | 4 | PGAE | Calaveras City Water District (16H008) | HYDRO | HYDRO | WATER | NP15 | MID1 | 1986-04-15 |  |  | 4 | A
59601 | Non-Participating | Yes | No | NHOGAN_6_UNIT 1 | Hogan Unit 1 | 2.2 | PGAE | Calaveras City Water District | HYDRO | HYDRO | WATER | NP15 | MID1 | 1986-04-15 |  |  | 2.2 | A
59602 | Non-Participating | Yes | No | NHOGAN_6_UNIT 2 | Hogan Unit 2 | 1.1 | PGAE | Calaveras City Water District | HYDRO | HYDRO | WATER | NP15 | MID1 | 1986-04-15 |  |  | 1.1 | A
16900 | Participating Unit | No | Yes | HYTTHM_2_UNITS | HYATT-THERMALITO P-G PROJECT (AGGREGATE) | 933.1 | PGAE | CDWR | HYDRO | PUMPED STORAGE | WATER | NP15 | PGE3 | 1968-01-01 |  |  | 941.4 | A
16901 | Non-Participating | No | No | HYATT_2_UNIT 1 | Edward Hyatt Gen Unit 1 | 141.6 | PGAE | CDWR | HYDRO | PUMPED STORAGE | WATER | NP15 | PGE3 | 1968-01-01 |  |  | 141.6 | A
16902 | Non-Participating | No | No | HYATT_2_UNIT 2 | Edward Hyatt P-G Unit 2 | 132.2 | PGAE | CDWR | HYDRO | PUMPED STORAGE | WATER | NP15 | PGE3 | 1968-01-01 |  |  | 132.2 | A
16903 | Non-Participating | No | No | HYATT_2_UNIT 3 | Edward Hyatt Gen Unit 3 | 141.6 | PGAE | CDWR | HYDRO | PUMPED STORAGE | WATER | NP15 | PGE3 | 1968-01-01 |  |  | 141.6 | A
16904 | Non-Participating | No | No | HYATT_2_UNIT 4 | Edward Hyatt P-G Unit 4 | 132.2 | PGAE | CDWR | HYDRO | PUMPED STORAGE | WATER | NP15 | PGE3 | 1968-01-01 |  |  | 132.2 | A
16905 | Non-Participating | No | No | HYATT_2_UNIT 5 | Edward Hyatt Gen Unit 5 | 141.6 | PGAE | CDWR | HYDRO | PUMPED STORAGE | WATER | NP15 | PGE3 | 1968-01-01 |  |  | 141.6 | A
16906 | Non-Participating | No | No | HYATT_2_UNIT 6 | Edward Hyatt P-G Unit 6 | 132.2 | PGAE | CDWR | HYDRO | PUMPED STORAGE | WATER | NP15 | PGE3 | 1968-01-01 |  |  | 132.2 | A
16907 | Non-Participating | No | No | THERMA_2_UNIT 1 | Thermalito Gen Unit 1 | 36 | PGAE | CDWR | HYDRO | PUMPED STORAGE | WATER | NP15 | PGE3 | 1968-01-01 |  |  | 36 | A
16908 | Non-Participating | No | No | THERMA_2_UNIT 2 | Thermalito P-G Unit 2 | 28 | PGAE | CDWR | HYDRO | PUMPED STORAGE | WATER | NP15 | PGE3 | 1968-01-01 |  |  | 28 | A
16909 | Non-Participating | No | No | THERMA_2_UNIT 3 | Thermalito P-G Unit 3 | 28 | PGAE | CDWR | HYDRO | PUMPED STORAGE | WATER | NP15 | PGE3 | 1968-01-01 |  |  | 28 | A
16910 | Non-Participating | No | No | THERMA_2_UNIT 4 | Thermalito P-G Unit 4 | 28 | PGAE | CDWR | HYDRO | PUMPED STORAGE | WATER | NP15 | PGE3 | 1968-01-01 |  |  | 28 | A
51500 | Participating Unit | Yes | No | FORKBU_6_UNIT | HYPOWER, INC. (a/k/a Forks of Butte) | 14.3 | PGAE | Pacific Gas & Electric Company | HYDRO | HYDRO | WATER | NP15 | PGE3 | 1992-03-16 | PGE QF 10H013 |  | 14.3 | A
14600 | Participating Unit | No | No | HALSEY_6_UNIT | Halsey PH | 13.5 | PGAE | PG&E | HYDRO | HYDRO | WATER | NP15 | PGE3 | 1916-01-01 |  | South Yuba | 13.5 | A
121100 | Participating Unit | Yes | No | LIVEOK_6_SOLAR | Harris | 1.25 | PGAE | Pristine Sun, LLC | SOLAR | PHOTO VOLTAIC | SUN | NP15 | PGE3 | 2014-11-27 |  |  | 1.25 | A
100100 | Participating Unit | No | No | HATRDG_2_WIND | Hatchet Ridge Wind Farm | 102 | PGAE | Hatchet Ridge Wind, LLC | WIND | WIND | WIND | NP15 | PGE3 | 2010-11-19 |  |  | 101.2 | A
130600 | Participating Unit | No | No | LAMONT_1_SOLAR4 | Hayworth Solar Farm | 26.66 | PGAE | 65HK 8me LLC | SOLAR | PHOTO VOLTAIC | SUN | ZP26 | PGE4 | 2015-12-23 |  |  | 33.26 | A
65509 | Participating Unit | Yes | No | FMEADO_6_HELLHL | Hell Hole Powerhouse | 0.6 | PGAE | Placer County Water Agency | HYDRO | HYDRO | WATER | NP15 | PGE3 | 1983-04-30 | Formerly PGE QF 15H059 |  | 0.6 | A
15300 | Participating Unit | No | No | HELMPG_7_UNIT 1 | Helms PGP Unit 1 | 407 | PGAE | PG&E | HYDRO | PUMPED STORAGE | WATER | NP15 | PGE3 | 1984-01-01 |  | Kings River | 407 | A
15400 | Participating Unit | No | No | HELMPG_7_UNIT 2 | Helms PGP Unit 2 | 407 | PGAE | PG&E | HYDRO | PUMPED STORAGE | WATER | NP15 | PGE3 | 1984-01-01 |  | Kings River | 407 | A
15500 | Participating Unit | No | No | HELMPG_7_UNIT 3 | Helms PGP Unit 3 | 404 | PGAE | PG&E | HYDRO | PUMPED STORAGE | WATER | NP15 | PGE3 | 1984-01-01 |  | Kings River | 404 | A
15600 | Participating Unit | No | No | HENRTA_6_UNITA1 | Henrietta Peaker Plant Unit 1 | 49.98 | PGAE | GWF Energy, LLC | PEAKER | COMBUSTION TURBINE | NATURAL GAS | NP15 | PGE3 | 2002-07-01 |  |  | 49 | A
15700 | Participating Unit | No | No | HENRTA_6_UNITA2 | Henrietta Peaker Plant Unit 2 | 49.42 | PGAE | GWF Energy, LLC | PEAKER | COMBUSTION TURBINE | NATURAL GAS | NP15 | PGE3 | 2002-07-01 |  |  | 49 | A
136200 | Participating Unit | No | No | HENRTS_1_SOLAR | Henrietta Solar Project | 100 | PGAE | Parrey, LLC | SOLAR | PHOTO VOLTAIC | SUN | SP15 | PGE3 | 2016-08-19 |  |  | 100 | A
120000 | Participating Unit | No | No | VICTOR_1_SLRHES | Hesperia | 1.5 | SCE | SunEdison | SOLAR | PHOTO VOLTAIC | SUN | SP15 | SCE1 | 2014-08-08 |  |  | 1.5 | A
118700 | Participating Unit | Yes | No | ORLND_6_HIGHLI | High Line Canal Hydro | 0.5 | PGAE | City of Santa Clara DBA Silicon Valley Power | HYDRO | HYDRO | WATER | NP15 | PGE3 | 2014-06-11 |  |  | 0.53 | A
127800 | Participating Unit | No | Yes | PLMSSR_6_HISIER | High Sierra Cogeneration Aggregate | 6 | PGAE | NCPA (MSS Agreement - S14) | THERMAL | INTERNAL COMBUSTION | NATURAL GAS | NP15 | NCP1 | 2010-04-22 |  |  | 6 | A
127802 | Non-Participating | No | No | 0 | High Sierra Cogeneration Unit 2 |  | PGAE | NCPA (MSS Agreement - S14) | THERMAL | INTERNAL COMBUSTION | NATURAL GAS | NP15 | NCP1 |  |  |  | 3 | A
127801 | Non-Participating | No | No | 0 | High Sierra Cogeneration Unit 1 |  | PGAE | NCPA (MSS Agreement - S14) | THERMAL | INTERNAL COMBUSTION | NATURAL GAS | NP15 | NCP1 | 2010-04-22 |  |  | 3 | A
124100 | Participating Unit | No | No | HOLSTR_1_SOLAR2 | Hollister Solar | 1.5 | PGAE | Hollister Solar LLC | SOLAR | PHOTO VOLTAIC | SUN | NP15 | PGE3 | 2015-04-17 |  |  | 1.5 | A
128600 | Participating Unit | No | No | SCEHOV_2_HOOVER | Hoover Dam | 525 | SCE | WAPA-Desert Southwest Region | DYNAMIC SCHEDULED | HYDRO | WATER | SP15 | SCE1 |  |  | Colorado River | 357 | C
119700 | Participating Unit | Yes | No | SNCLRA_2_HOWLNG | Houweling Nurseries Oxnard, Inc | 13 | SCE | Houweling Nurseries Oxnard, Inc | THERMAL | INTERNAL COMBUSTION | NATURAL GAS | SP15 | SCE1 | 2013-06-14 |  |  | 13.2 | A
126000 | Participating Unit | No | Yes | HUMBPP_6_UNITS | Humboldt Bay Generating Station 1 | 97.62 | PGAE | Pacific Gas & Electric Company | COGENERATION | RECIPROCATING ENGINE | NATURAL GAS | NP15 | PGE3 | 2010-09-29 |  |  | 97.62 | A
99600 | Non-Participating | No | No | HUMBPP_6_UNITS1 | Humboldt Bay Generating Station Unit 1 | 48.81 | PGAE | PG&E | THERMAL | RECIPROCATING ENGINE | NATURAL GAS | NP15 | PGE3 | 2010-09-29 | Aggregated to HUMBPP_6_UNITS on 3/28/2015 |  | 48.81 | A
99700 | Non-Participating | No | No | HUMBPP_6_UNITS2 | Humboldt Bay Generating Station Unit 2 | 48.81 | PGAE | PG&E | THERMAL | RECIPROCATING ENGINE | NATURAL GAS | NP15 | PGE3 | 2010-09-29 | Aggregated to HUMBPP_6_UNITS on 3/28/2015 |  | 48.81 | A
99500 | Participating Unit | No | No | HUMBPP_1_UNITS3 | Humboldt Bay Generating Station 3 | 65.08 | PGAE | PG&E | THERMAL | RECIPROCATING ENGINE | NATURAL GAS | NP15 | PGE3 | 2010-09-29 |  |  | 65.08 | A
16500 | Participating Unit | No | No | HNTGBH_7_UNIT 1 | Huntington Beach 1 | 225.75 | SCE | AES | THERMAL | STEAM | NATURAL GAS | SP15 | SCE1 |  |  |  | 226 | A
16600 | Participating Unit | No | No | HNTGBH_7_UNIT 2 | Huntington Beach 2 | 225.8 | SCE | AES | THERMAL | STEAM | NATURAL GAS | SP15 | SCE1 |  |  |  | 226 | A
105400 | Participating Unit | No | No | HURON_6_SOLAR | Huron Solar Station | 20 | PGAE | Pacific Gas & Electric Company | SOLAR | PHOTO VOLTAIC | SUN | NP15 | PGE3 | 2012-08-30 |  |  | 20 | A
51700 | Participating Unit | Yes | Yes | IGNACO_1_QF | IGNACIO AREA LUMPED QF UNITS | 0.5 | PGAE | Pacific Gas & Electric Company | WIND | WIND | WIND | NP15 | PGE3 | 1985-01-01 |  |  | 0.3 | A
51703 | Non-Participating | Yes | No | 0 | GREATER VALLEJO RECREATION DISTRICT |  | PGAE | 04C130 | COGENERATION | RECIPROCATING ENGINE | NATURAL GAS | NP15 | PGE3 | 1985-08-15 |  |  | 0.06 | A
51709 | Non-Participating | Yes | No | 0 | VILLA SORRISO SOLAR |  | PGAE | 04S142 | SOLAR | PHOTO VOLTAIC | SUN | NP15 | PGE3 | 1993-04-16 |  |  | 0.01 | A
51704 | Non-Participating | Yes | No | 0 | JOHN NEERHOUT JR. |  | PGAE | 04H134 | HYDRO | HYDRO | WATER | NP15 | PGE3 | 1987-05-01 |  |  | 0.09 | A
84900 | Participating Unit | No | No | RAMON_2_SCEDYN | IID Mirage Dynamic Schedule | 414.4 | SCE | Imperial Irrigation District DTBAOA | DYNAMIC SCHEDULED | VARIOUS | VARIOUS | SP15 | IID |  |  |  | 451.6 | C
51800 | Participating Unit | Yes | No | INDVLY_1_UNITS | INDIAN VALLEY HYDRO | 3.01 | PGAE | Yolo County Flood & WCD | HYDRO | HYDRO | WATER | NP15 | PGE3 | 1983-09-15 | Formerly PGE QF 04H61 |  | 3.01 | A
17300 | Participating Unit | No | No | INSKIP_2_UNIT | INSKIP | 8 | PGAE | PG&E | HYDRO | HYDRO | WATER | NP15 | PGE3 | 1979-01-01 |  | Battle Creek | 8 | A
52000 | Participating Unit | Yes | No | INTTRB_6_UNIT | INTERNATIONAL TURBINE RESEARCH | 21.25 | PGAE | Pacific Gas & Electric Company | WIND | WIND | WIND | NP15 | PGE3 | 1988-06-14 | QF Conversion, was PGE QF 25W105 |  | 21.25 | A
128000 | Participating Unit | No | No | MALIN_5_IBERDR | Iberdrola Centroid Sytem Resource | 100 | PGAE | Bonneville Power Administration | DYNAMIC SCHEDULED | SYSTEM UNIT | VARIOUS | NP15 | PGE3 |  |  |  | 100 | C
127000 | Participating Unit | No | No | IVWEST_2_SOLAR1 | Imperial Solar Energy Center West | 150 | SDGE | CSolar IV West, LLC | SOLAR | PHOTO VOLTAIC | SUN | SP15 | SDG1 | 2016-01-21 |  |  | 153.6 | A
109800 | Participating Unit | No | No | CSLR4S_2_SOLAR | Imperial Valley (Csolar IV) | 130 | SDGE | CSOLAR IV South, LLC | SOLAR | PHOTO VOLTAIC | SUN | SP15 | SDG1 | 2013-10-11 |  |  | 130 | A
17000 | Participating Unit | No | No | INDIGO_1_UNIT 1 | Indigo Energy 1 | 44 | SCE | Wildflower Energy | PEAKER | COMBUSTION TURBINE | NATURAL GAS | SP15 | SCE1 | 2001-09-19 |  |  | 45 | A
17100 | Participating Unit | No | No | INDIGO_1_UNIT 2 | Indigo Energy 2 | 44.53 | SCE | Wildflower Energy | PEAKER | COMBUSTION TURBINE | NATURAL GAS | SP15 | SCE1 | 2001-09-19 |  |  | 45 | A
17200 | Participating Unit | No | No | INDIGO_1_UNIT 3 | Indigo Energy 3 | 43.69 | SCE | Wildflower Energy | PEAKER | COMBUSTION TURBINE | NATURAL GAS | SP15 | SCE1 | 2001-09-19 |  |  | 45 | A
104200 | Participating Unit | No | No | WALNUT_2_SOLAR | Industry MetroLink PV1 | 1.5 | SCE | City of Industry | SOLAR | PHOTO VOLTAIC | SUN | SP15 | SCE1 | 2012-04-03 |  |  | 1.75 | A
99000 | Participating Unit | No | No | INLDEM_5_UNIT 2 | Inland Empire Energy Center, L.L.C. Unit 2 | 366.32 | SCE | Inland Empire Energy Center, L.L.C. | THERMAL | COMBINED CYCLE | NATURAL GAS | SP15 | SCE1 | 2010-06-08 |  |  | 405 | A
97600 | Participating Unit | No | No | INLDEM_5_UNIT 1 | Inland Empire Energy Center, Unit 1 | 376.2 | SCE | Inland Empire Energy Center, LLC | THERMAL | COMBINED CYCLE | NATURAL GAS | SP15 | SCE1 | 2009-06-29 |  |  | 405 | A
128100 | Participating Unit | No | No | INTMNT_3_ANAHEIM | Intermountain Power Project | 236 | SCE | City of Anaheim | DYNAMIC SCHEDULED | STEAM | COAL | SP15 | ANA1 |  |  |  | 236 | C
128200 | Participating Unit | No | No | INTMNT_3_PASADENA | Intermountain Power Project | 107 | SCE | City of Pasadena | DYNAMIC SCHEDULED | STEAM | COAL | SP15 | PAS1 |  |  |  | 108 | C
128300 | Participating Unit | No | No | INTMNT_3_RIVERSIDE | Intermountain Power Project | 137 | SCE | City of Riverside | DYNAMIC SCHEDULED | STEAM | COAL | SP15 | RVD1 |  |  |  | 137 | C
115200 | Participating Unit | No | No | IVANPA_1_UNIT1 | Ivanpah 1 | 123.2 | SCE | Solar Partners II, LLC | SOLAR | STEAM | SUN | SP15 | SCE1 | 2013-12-30 |  |  | 126 | A
115100 | Participating Unit | No | No | IVANPA_1_UNIT2 | Ivanpah 2 | 133 | SCE | Solar Partners 1, LLC | SOLAR | STEAM | SUN | SP15 | SCE1 | 2013-12-30 |  |  | 133 | A
115300 | Participating Unit | No | No | IVANPA_1_UNIT3 | Ivanpah 3 | 133 | SCE | Solar Partners VIII, LLC | SOLAR | STEAM | SUN | SP15 | SCE1 | 2013-12-30 |  |  | 133 | A
17400 | Participating Unit | No | No | BLACK_7_UNIT 1 | James B. Black 1 | 85 | PGAE | PG&E | HYDRO | HYDRO | WATER | NP15 | PGE3 | 1966-01-01 |  | Pit River | 85 | A
17500 | Participating Unit | No | No | BLACK_7_UNIT 2 | James B. Black 2 | 84.1 | PGAE | PG&E | HYDRO | HYDRO | WATER | NP15 | PGE3 | 1965-01-01 |  | Pit River | 84.1 | A
111500 | Participating Unit | No | No | GONZLS_6_UNIT | Johnson Canyon Landfill | 1.42 | PGAE | Ameresco Johnson Canyon LLC | BIOMASS | INTERNAL COMBUSTION | LANDFILL GAS | NP15 | PGE3 | 2013-07-08 |  |  | 1.42 | A
106600 | Participating Unit | No | No | WFRESN_1_SOLAR | Joya Del Sol | 1.5 | PGAE | GASNA 16P, LLC | SOLAR | PHOTO VOLTAIC | SUN | NP15 | PGE3 | 2012-12-21 |  |  | 1.5 | A
114000 | Participating Unit | No | No | CHINO_2_JURUPA | Jurupa | 1.5 | SCE | California PV Energy, LLC | SOLAR | PHOTO VOLTAIC | SUN | SP15 | SCE1 | 2013-12-20 |  |  | 1.5 | A
17700 | Participating Unit | No | Yes | RECTOR_2_KAWEAH | KAWEAH HYDRO PROJECT (AGGREGATE) | 6.55 | SCE | SCE | HYDRO | HYDRO | WATER | SP15 | SCE1 | 1913-01-01 |  |  | 6.6 | A
17701 | Non-Participating | No | No | 0 | Kaweah PH 2 Unit 2 |  | SCE | SCE | HYDRO | HYDRO | WATER | SP15 | SCE1 | 1929-01-01 |  |  | 1.8 | A
17703 | Non-Participating | No | No | 0 | Kaweah PH 3 Unit 2 |  | SCE | SCE | HYDRO | HYDRO | WATER | SP15 | SCE1 | 1913-01-01 |  |  | 2.4 | A
17702 | Non-Participating | No | No | 0 | Kaweah PH 3 Unit 1 |  | SCE | SCE | HYDRO | HYDRO | WATER | SP15 | SCE1 | 1913-01-01 |  |  | 2.4 | A
18100 | Participating Unit | No | Yes | KEARNY_7_KY3 | KEARNY KY3 (AGGREGATE) | 61 | SDGE | DYNEGY | PEAKER | COMBUSTION TURBINE | NATURAL GAS | SP15 | SDG1 | 1969-01-01 |  |  | 61 | A
18101 | Non-Participating | No | No | KEARNY_7_KY3A | Kearny KY3A | 18 | SDGE | DYNEGY | PEAKER | COMBUSTION TURBINE | NATURAL GAS | SP15 | SDG1 | 1969-01-01 |  |  | 16 | A
18102 | Non-Participating | No | No | KEARNY_7_KY3B | Kearny KY3B | 18 | SDGE | DYNEGY | PEAKER | COMBUSTION TURBINE | NATURAL GAS | SP15 | SDG1 | 1969-01-01 |  |  | 15 | A
18103 | Non-Participating | No | No | KEARNY_7_KY3C | Kearny KY3C | 18 | SDGE | DYNEGY | PEAKER | COMBUSTION TURBINE | NATURAL GAS | SP15 | SDG1 | 1969-01-01 |  |  | 15 | A
18104 | Non-Participating | No | No | KEARNY_7_KY3D | Kearny KY3D | 18 | SDGE | DYNEGY | PEAKER | COMBUSTION TURBINE | NATURAL GAS | SP15 | SDG1 | 1969-01-01 |  |  | 15 | A
97800 | Participating Unit | No | No | KIRKER_7_KELCYN | KELLER CANYON LANDFILL GEN FACILITY | 3.56 | PGAE | Ameresco Keller Canyon, LLC | BIOMASS | RECIPROCATING ENGINE | LANDFILL GAS | NP15 | NCP1 | 2009-08-01 |  |  | 3.8 | A
18700 | Participating Unit | No | No | KRNCNY_6_UNIT | KERN CANYON | 11.5 | PGAE | PG&E | HYDRO | HYDRO | WATER | ZP26 | PGE4 | 1921-01-01 |  |  | 11.5 | A
52700 | Participating Unit | No | No | KERNFT_1_UNITS | KERN FRONT LIMITED | 52.4 | PGAE | KERN FRONT LIMITED | COGENERATION | COMBUSTION TURBINE | NATURAL GAS | ZP26 | PGE4 | 1989-01-07 | No longer QF as of 7/14/2015 |  | 60 | A
52800 | Participating Unit | Yes | No | RIOBRV_6_UNIT 1 | KERN HYDRO (OLCESE) (aka RIO BRAVO HYDRO) | 18.4 | PGAE | Pacific Gas & Electric Company | HYDRO | HYDRO | WATER | ZP26 | PGE4 | 1989-05-18 | PGE QF 25H073 |  | 18.4 | A
52901 | Participating Unit | No | No | OMAR_2_UNIT 1 | KERN RIVER COGENERATION UNIT 1 | 78 | SCE | Chevron Power Holdings, Inc. | COGENERATION | COMBUSTION TURBINE | NATURAL GAS | SP15 | SCE1 | 1985-05-01 |  |  | 85 | A
52902 | Participating Unit | No | No | OMAR_2_UNIT 2 | KERN RIVER COGENERATION UNIT 2 | 78.11 | SCE | Chevron Power Holdings, Inc. | COGENERATION | COMBUSTION TURBINE | NATURAL GAS | SP15 | SCE1 | 1985-05-01 |  |  | 85 | A
52903 | Participating Unit | No | No | OMAR_2_UNIT 3 | KERN RIVER COGENERATION UNIT 3 | 81.41 | SCE | Chevron Power Holdings, Inc. | COGENERATION | COMBUSTION TURBINE | NATURAL GAS | SP15 | SCE1 | 1985-05-01 |  |  | 85 | A
52904 | Participating Unit | No | No | OMAR_2_UNIT 4 | KERN RIVER COGENERATION UNIT 4 | 81.44 | SCE | Chevron Power Holdings, Inc. | COGENERATION | COMBUSTION TURBINE | NATURAL GAS | SP15 | SCE1 | 1985-05-01 |  |  | 85 | A
18800 | Participating Unit | No | Yes | KERRGN_1_UNIT 1 | KERN RIVER PH 1 (AGGREGATE) | 25.6 | SCE | SCE | HYDRO | HYDRO | WATER | SP15 | SCE1 | 1907-01-01 |  |  | 25.6 | A
18801 | Non-Participating | No | No | 0 | Kern River PH 1 Unit 1 |  | SCE | SCE | HYDRO | HYDRO | WATER | SP15 | SCE1 | 1907-01-01 |  |  | 6.4 | A
18804 | Non-Participating | No | No | 0 | Kern River PH 1 Unit 4 |  | SCE | SCE | HYDRO | HYDRO | WATER | SP15 | SCE1 | 1921-01-01 |  |  | 6.4 | A
18803 | Non-Participating | No | No | 0 | Kern River PH 1 Unit 3 |  | SCE | SCE | HYDRO | HYDRO | WATER | SP15 | SCE1 | 1921-01-01 |  |  | 6.4 | A
18802 | Non-Participating | No | No | 0 | Kern River PH 1 Unit 2 |  | SCE | SCE | HYDRO | HYDRO | WATER | SP15 | SCE1 | 1921-01-01 |  |  | 6.4 | A
18900 | Participating Unit | No | Yes | VESTAL_2_KERN | KERN RIVER PH 3 (AGGREGATE) | 36.8 | SCE | SCE | HYDRO | HYDRO | WATER | SP15 | SCE1 | 1907-01-01 |  |  | 36.8 | A
18901 | Non-Participating | No | No | VESTAL_6_KERNU1 | Kern River PH 3 Unit 1 | 20.5 | SCE | SCE | HYDRO | HYDRO | WATER | SP15 | SCE1 | 1907-01-01 |  |  | 18.4 | A
18902 | Non-Participating | No | No | VESTAL_6_KERNU2 | Kern River PH 3 Unit 2 | 19.7 | SCE | SCE | HYDRO | HYDRO | WATER | SP15 | SCE1 | 1921-01-01 |  |  | 18.4 | A
19000 | Participating Unit | No | Yes | KILARC_2_UNIT 1 | KILARC | 3.2 | PGAE | PG&E | HYDRO | HYDRO | WATER | NP15 | PGE3 | 1904-01-01 |  |  | 3.2 | A
19002 | Non-Participating | No | No | 0 | Kilarc 2 |  | PGAE | PG&E | HYDRO | HYDRO | WATER | NP15 | PGE3 | 1904-01-01 |  |  | 1.6 | A
19001 | Non-Participating | No | No | 0 | Kilarc 1 |  | PGAE | PG&E | HYDRO | HYDRO | WATER | NP15 | PGE3 | 1904-01-01 |  |  | 1.6 | A
92600 | Participating Unit | No | No | CRSTWD_6_KUMYAY | KUMEYAAY WIND FARM | 50 | SDGE | Kumeyaay Wind LLC | WIND | WIND | WIND | SP15 | SDG1 | 2005-12-21 |  |  | 50 | A
121600 | Participating Unit | Yes | No | LEPRFD_1_KANSAS | Kansas | 20 | PGAE | RE Kansas, LLC | SOLAR | PHOTO VOLTAIC | SUN | NP15 | PGE3 | 2014-12-18 |  |  | 20 | A
126400 | Participating Unit | No | No | GARNET_2_WIND2 | Karen Avenue Wind Farm | 11.7 | SCE | Energy Development & Construction Corp. | WIND | WIND | WIND | SP15 | SCE1 | 2015-08-01 |  |  | 11.7 | A
17800 | Participating Unit | No | No | RECTOR_2_KAWH 1 | Kaweah PH 1 Unit 1 | 2.25 | SCE | SCE | HYDRO | HYDRO | WATER | SP15 | SCE1 | 1929-01-01 |  |  | 2.25 | A
70200 | Participating Unit | Yes | No | KEKAWK_6_UNIT | Kekawaka Creek Hydroelectic Facility | 5.5 | PGAE | STS HydroPower, Ltd | HYDRO | HYDRO | WATER | NP15 | PGE1 | 1989-12-27 | QF Conversion completed 3/3/2015. Formerly PGE QF 13H039. |  | 5.5 | A
18200 | Participating Unit | No | No | KELYRG_6_UNIT | Kelly Ridge PH | 11 | PGAE | OWID | HYDRO | HYDRO | WATER | NP15 | PGE3 | 1963-01-01 |  | SF Feather River | 11 | A
121700 | Participating Unit | Yes | No | KNTSTH_6_SOLAR | Kent South | 20 | PGAE | RE Kent South, LLC | SOLAR | PHOTO VOLTAIC | SUN | NP15 | PGE3 | 2014-12-24 |  |  | 20 | A
18300 | Participating Unit | No | No | KERKH1_7_UNIT 1 | Kerckhoff PH 1 Unit #1 | 13 | PGAE | PG&E | HYDRO | HYDRO | WATER | NP15 | PGE3 | 1920-01-01 |  | San Joaquin River | 13 | A
18500 | Participating Unit | No | No | KERKH1_7_UNIT 3 | Kerckhoff PH 1 Unit #3 | 12.8 | PGAE | PG&E | HYDRO | HYDRO | WATER | NP15 | PGE3 | 1920-01-01 |  | San Joaquin River | 12.8 | A
18600 | Participating Unit | No | No | KERKH2_7_UNIT 1 | Kerckhoff PH 2 Unit #1 | 153.9 | PGAE | PG&E | HYDRO | HYDRO | WATER | NP15 | PGE3 | 1983-01-01 |  | San Joaquin River | 153.9 | A
116300 | Participating Unit | No | No | LOCKFD_1_KSOLAR | Kettleman Solar | 1 | PGAE | Kettleman Solar LLC | SOLAR | PHOTO VOLTAIC | SUN | NP15 | PGE2 | 2014-03-14 |  |  | 1 | A
19100 | Participating Unit | No | No | KNGCTY_6_UNITA1 | King City Energy Center | 44.6 | PGAE | CALPINE | PEAKER | COMBUSTION TURBINE | NATURAL GAS | NP15 | PGE3 | 2002-01-14 |  |  | 49.9 | A
134800 | Participating Unit | No | No | KNGBRD_2_SOLAR1 | Kingbird Solar A | 20 | SCE | Kingbird Solar A, LLC | SOLAR | PHOTO VOLTAIC | SUN | SP15 | SCE1 | 2016-04-30 |  |  | 20 | A
134900 | Participating Unit | No | No | KNGBRD_2_SOLAR2 | Kingbird Solar B | 20 | SCE | Kingbird Solar B, LLC | SOLAR | PHOTO VOLTAIC | SUN | SP15 | SCE1 | 2016-04-30 |  |  | 20 | A
19200 | Participating Unit | No | No | KINGRV_7_UNIT 1 | Kings River Unit 1 | 51.2 | PGAE | PG&E | HYDRO | HYDRO | WATER | NP15 | PGE3 | 1962-01-01 |  | Kings River | 51.2 | A
114300 | Participating Unit | No | No | KNGBRG_1_KBSLR1 | Kingsburg 1 | 1.5 | PGAE | Tulare PV II, LLC | SOLAR | PHOTO VOLTAIC | SUN | NP15 | PGE2 | 2013-12-06 |  |  | 1.5 | A
114400 | Participating Unit | No | No | KNGBRG_1_KBSLR2 | Kingsburg 2 | 1.5 | PGAE | Tulare PV II, LLC | SOLAR | PHOTO VOLTAIC | SUN | NP15 | PGE2 | 2013-12-06 |  |  | 1.5 | A
125300 | Participating Unit | No | No | PADUA_2_SOLAR1 | Kona Solar - Rancho DC #1 | 1.75 | SCE | Kona Solar, LLC | SOLAR | PHOTO VOLTAIC | SUN | SP15 | SCE1 | 2015-06-02 |  |  |  | A
82000 | Participating Unit | No | No | LAPLMA_2_UNIT 1 | LA PALOMA UNIT 1 | 259.8 | PGAE | La Paloma Generating Company | THERMAL | COMBINED CYCLE | NATURAL GAS | ZP26 | PGE4 | 2003-01-10 |  |  | 255.6 | A
82400 | Participating Unit | No | No | LAPLMA_2_UNIT 2 | LA PALOMA UNIT 2 | 260.2 | PGAE | La Paloma Generating Company | THERMAL | COMBINED CYCLE | NATURAL GAS | ZP26 | PGE4 | 2003-03-05 |  |  | 255.6 | A
82100 | Participating Unit | No | No | LAPLMA_2_UNIT 3 | LA PALOMA UNIT 3 | 256.15 | PGAE | La Paloma Generating Company | THERMAL | COMBINED CYCLE | NATURAL GAS | ZP26 | PGE4 | 2003-01-13 |  |  | 255.6 | A
82500 | Participating Unit | No | No | LAPLMA_2_UNIT 4 | LA PALOMA UNIT 4 | 259.54 | PGAE | La Paloma Generating Company | THERMAL | COMBINED CYCLE | NATURAL GAS | ZP26 | PGE4 | 2003-03-05 |  |  | 255.6 | A
53400 | Participating Unit | Yes | Yes | LAGBEL_6_QF | LAGUNA BELLE AREA LUMPED UNITS | 17.5 | SCE | VARIOUS | VARIOUS |  | LANDFILL GAS | SP15 | SCE1 | 1993-01-01 |  |  | 17.41 | A
53401 | Non-Participating | Yes | No | 0 | ANDERSON LITHOGRAPH COMPANY |  | SCE | 2475 | COGENERATION |  |  | SP15 | SCE1 | 1995-07-19 |  |  | 2.75 | A
53403 | Non-Participating | Yes | No | 0 | METAL SURFACES, INC. |  | SCE | 2441 | COGENERATION |  |  | SP15 | SCE1 | 1993-06-09 |  |  | 0.35 | A
53402 | Non-Participating | Yes | No | 0 | COMMERCE REFUSE TO ENERGY/CITY OF COM. |  | SCE | 1026 | BIOMASS |  |  | SP15 | SCE1 | 1986-11-13 |  |  | 10.5 | A
58703 | Participating Unit | No | No | MIRLOM_7_MWDLKM | LAKE MATHEWS HYDRO RECOVERY PLANT | 5 | SCE | Metropolitan Water District | HYDRO | HYDRO | WATER | SP15 | SCE1 | 1980-01-01 |  |  | 4.9 | A
82200 | Participating Unit | No | No | LMBEPK_2_UNITA1 | LAMBIE ENERGY CENTER | 48 | PGAE | Lambie Energy Center LLC (Calpine) | PEAKER | COMBUSTION TURBINE | NATURAL GAS | NP15 | PGE3 | 2003-01-06 |  |  | 49.9 | A
92200 | Participating Unit | Yes | Yes | LASSEN_6_UNITS | LASSEN AREA QF AGGREGATION | 32 | PGAE | Various | THERMAL | STEAM | WOOD WASTE | NP15 | PGE3 | 2005-12-01 | ~98% of capacity from wood waste and the remainder from geothermal. |  | 32 | A
34800 | Non-Participating | Yes | No | 0 | AMEDEE GEOTHERMAL VENTURE 1 PURPA |  | PGAE | 10G012 | GEOTHERMAL | STEAM | GEOTHERMAL | NP15 | LMD1 | 1988-09-11 |  |  | 0.69 | A
50600 | Non-Participating | Yes | No | 0 | Honey Lake Power |  | PGAE | 10P005 | BIOMASS | STEAM | WOOD WASTE | NP15 | LMD1 | 1989-07-26 |  |  | 32 | A
70609 | Participating Unit | Yes | No | BUCKCK_2_HYDRO | LASSEN STATION HYDRO | 0.99 | PGAE | Lassen Station Hydroelectric, LP | HYDRO | HYDRO | WATER | NP15 | PGE3 | 1986-05-22 | Formerly PGE QF 10H002 |  | 0.99 | A
19500 | Participating Unit | No | Yes | CLRKRD_6_LIMESD | LIME SADDLE | 2 | PGAE | PG&E | HYDRO | HYDRO | WATER | NP15 | PGE3 | 1906-01-01 |  | West Branch Feather River | 2 | A
19502 | Non-Participating | No | No | 0 | Lime Saddle 2 |  | PGAE | PG&E | HYDRO | HYDRO | WATER | NP15 | PGE3 | 1906-01-01 |  |  | 1 | A
19501 | Non-Participating | No | No | 0 | Lime Saddle 1 |  | PGAE | PG&E | HYDRO | HYDRO | WATER | NP15 | PGE3 | 1906-01-01 |  |  | 1 | A
19600 | Participating Unit | Yes | No | PLSNTG_7_LNCLND | LINCOLN LANDFILL POWER PLANT | 4.98 | PGAE | Energy 2001, Inc. | BIOMASS | RECIPROCATING ENGINE | LANDFILL GAS | NP15 | PGE3 | 1985-01-01 |  |  | 1.6 | A
53800 | Participating Unit | Yes | No | LIVOAK_1_UNIT 1 | LIVE OAK LIMITED | 47.49 | PGAE | Live Oak Limited | COGENERATION | COMBUSTION TURBINE | NATURAL GAS | ZP26 | PGE4 | 1991-03-16 |  |  | 58.48 | A
19700 | Participating Unit | No | No | LODI25_2_UNIT 1 | LODI GAS TURBINE | 25.3 | PGAE | NCPA (MSS Agreement - S14) | PEAKER | COMBUSTION TURBINE | NATURAL GAS | NP15 | NCP1 | 1986-01-01 |  |  | 25.4 | A
82700 | Participating Unit | No | Yes | LECEF_1_UNITS | LOS ESTEROS ENERGY FACILITY (AGGREGATE) | 294 | PGAE | Calpine | PEAKER | COMBUSTION TURBINE | NATURAL GAS | NP15 | PGE3 | 2013-07-31 |  |  | 319.6 | A
82701 | Non-Participating | Yes | No | LECEF_1_CGT 1 | LOS ESTEROS ENERGY FACILITY UNIT 1 | 49.9 | PGAE | Calpine | PEAKER | COMBUSTION TURBINE | NATURAL GAS | NP15 | PGE3 | 2003-03-07 |  |  | 49.9 | A
82702 | Non-Participating | Yes | No | LECEF_1_CGT 2 | LOS ESTEROS ENERGY FACILITY UNIT 2 | 49.9 | PGAE | Calpine | PEAKER | COMBUSTION TURBINE | NATURAL GAS | NP15 | PGE3 | 2003-03-07 |  |  | 49.9 | A
82703 | Non-Participating | Yes | No | LECEF_1_CGT 3 | LOS ESTEROS ENERGY FACILITY UNIT 3 | 49.9 | PGAE | Calpine | PEAKER | COMBUSTION TURBINE | NATURAL GAS | NP15 | PGE3 | 2003-03-07 |  |  | 49.9 | A
82704 | Non-Participating | Yes | No | LECEF_1_CGT 4 | LOS ESTEROS ENERGY FACILITY UNIT 4 | 49.9 | PGAE | Calpine | PEAKER | COMBUSTION TURBINE | NATURAL GAS | NP15 | PGE3 | 2003-03-07 |  |  | 49.9 | A
82705 | Non-Participating | No | No | LECEF_1_STG1 | LOS ESTEROS ENERGY FACILITY STG | 120 | PGAE | Calpine | THERMAL | STEAM | HEAT RECOVERY | NP15 | PGE3 | 2013-07-31 |  |  | 120 | A
20100 | Participating Unit | No | Yes | LMEC_1_PL1X3 | LOS MEDANOS ENERGY CENTER (AGGREGATE) | 561.29 | PGAE | Calpine | THERMAL | COMBINED CYCLE | NATURAL GAS | NP15 | PGE3 | 2001-06-09 |  |  | 519.99 | A
20101 | Non-Participating | Yes | No | LMEC_1_CTG1 | Los Medanos CT Unit 1 | 177 | PGAE | Calpine | THERMAL | COMBUSTION TURBINE | NATURAL GAS | NP15 | PGE3 | 2001-06-09 |  |  | 169.9 | A
20102 | Non-Participating | Yes | No | LMEC_1_CTG2 | Los Medanos CT Unit 2 | 177 | PGAE | Calpine | THERMAL | COMBUSTION TURBINE | NATURAL GAS | NP15 | PGE3 | 2001-06-09 |  |  | 169.9 | A
20103 | Non-Participating | Yes | No | LMEC_1_STG | Los Medanos ST Unit 3 | 243 | PGAE | Calpine | THERMAL | STEAM | HEAT RECOVERY | NP15 | PGE3 | 2001-06-09 |  |  | 180.19 | A
93700 | Participating Unit | Yes | Yes | LOWGAP_7_QFUNTS | LOW GAP QF AGGREGATION | 2 | PGAE | Pacific Gas & Electric Company | HYDRO | HYDRO | WATER | NP15 | PGE3 | 2007-03-01 |  |  | 2 | A
50900 | Non-Participating | Yes | No | 0 | HUMBOLDT BAY MWD | 2.2 | PGAE | 19H051 | HYDRO | HYDRO | WATER | NP15 | PGE1 | 1983-04-10 | Included in LOWGAP QF aggregation 3/1/2007 |  | 2 | A
20300 | Participating Unit | No | Yes | CONTRL_1_LUNDY | LUNDY HYDRO PLANT (AGGREGATE) | 3 | SCE | SCE | HYDRO | HYDRO | WATER | SP15 | SCE1 | 1911-01-01 |  |  | 3 | A
20302 | Non-Participating | No | No | 0 | Lundy Hydro Unit 2 |  | SCE | SCE | HYDRO | HYDRO | WATER | SP15 | SCE1 | 1912-01-01 |  |  | 1.5 | A
20301 | Non-Participating | No | No | 0 | Lundy Hydro Unit 1 |  | SCE | SCE | HYDRO | HYDRO | WATER | SP15 | SCE1 | 1911-01-01 |  |  | 1.5 | A
54100 | Participating Unit | Yes | Yes | KRAMER_1_SEGS37 | LUZ SOLAR PARTNERS 3-7 AGGREGATE | 175 | SCE | VARIOUS | SOLAR | STEAM | SUN | SP15 | SCE1 | 1986-01-01 |  |  | 150 | A
54101 | Non-Participating | Yes | No | 0 | LUZ SOLAR PARTNERS LTD. 3 |  | SCE | 5017 | SOLAR | STEAM | SUN | SP15 | SCE1 | 1986-12-18 |  |  | 30 | A
54102 | Non-Participating | Yes | No | 0 | LUZ SOLAR PARTNERS LTD. 4 |  | SCE | 5018 | SOLAR | STEAM | SUN | SP15 | SCE1 | 1986-12-23 |  |  | 30 | A
54105 | Non-Participating | Yes | No | 0 | LUZ SOLAR PARTNERS LTD. 7 |  | SCE | 5021 | SOLAR | STEAM | SUN | SP15 | SCE1 | 1988-12-29 |  |  | 30 | A
54104 | Non-Participating | Yes | No | 0 | LUZ SOLAR PARTNERS LTD. 6 |  | SCE | 5020 | SOLAR | STEAM | SUN | SP15 | SCE1 | 1988-12-25 |  |  | 30 | A
54103 | Non-Participating | Yes | No | 0 | LUZ SOLAR PARTNERS LTD. 5 |  | SCE | 5019 | SOLAR | STEAM | SUN | SP15 | SCE1 | 1987-09-29 |  |  | 30 | A
54200 | Participating Unit | Yes | Yes | KRAMER_2_SEGS89 | LUZ SOLAR PARTNERS 8-9 AGGREGATE | 184 | SCE | VARIOUS | SOLAR | STEAM | SUN | SP15 | SCE1 | 1986-01-01 |  |  | 160 | A
54201 | Non-Participating | Yes | No | KRAMER_2_SEGS 8 | Luz Solar Partners Ltd. VIII | 92 | SCE | 5050 | SOLAR | STEAM | SUN | SP15 | SCE1 | 1989-12-29 |  |  | 80 | A
54202 | Non-Participating | Yes | No | KRAMER_2_SEGS 9 | Luz Solar Partners Ltd. IX | 92 | SCE | 5051 | SOLAR | STEAM | SUN | SP15 | SCE1 | 1990-10-11 |  |  | 80 | A
102300 | Participating Unit | No | No | LAKHDG_6_UNIT 1 | Lake Hodges Pump Station 1 - Unit 1 | 20 | SDGE | San Diego County Water Authority | HYDRO | PUMPED STORAGE | WATER | SP15 | SDG1 | 2011-09-08 |  |  | 20 | A
105500 | Participating Unit | No | No | LAKHDG_6_UNIT 2 | Lake Hodges Pumped Storage-Unit2 | 20.15 | SDGE | San Diego County Water Authority | HYDRO | PUMPED STORAGE | WATER | SP15 | SDG1 | 2012-08-27 |  |  | 20 | A
94400 | Participating Unit | No | Yes | UKIAH_7_LAKEMN | Lake Mendocino Hydro | 3.5 | PGAE | NCPA (MSS Agreement - S14) | HYDRO | HYDRO | WATER | NP15 | NCP1 | 2007-07-02 |  | Russian River | 3.5 | A
94401 | Non-Participating | No | No | 0 | Lake Mendocino Unit 1 |  | PGAE | NCPA (MSS Agreement - S14) | HYDRO | HYDRO | WATER | NP15 | NCP1 | 2007-07-02 |  | Russian River | 1 | A
94402 | Non-Participating | No | No | 0 | Lake Mendocino Unit 2 |  | PGAE | NCPA (MSS Agreement - S14) | HYDRO | HYDRO | WATER | NP15 | NCP1 | 2007-07-02 |  | Russian River | 2.5 | A
133700 | Participating Unit | No | No | LNCSTR_6_CREST | Lanacaster Aggregate Solar Resources | 5.5 | SCE | Southern California Edison Company | SOLAR | PHOTO VOLTAIC | SUN | SP15 | SCE1 | 2015-09-09 |  |  | 5.5 | A
19300 | Participating Unit | No | No | LARKSP_6_UNIT 1 | Larkspur 1 | 46.1 | SDGE | Wildflower Energy | PEAKER | COMBUSTION TURBINE | NATURAL GAS | SP15 | SDG1 | 2001-09-13 |  |  | 45 | A
19400 | Participating Unit | No | No | LARKSP_6_UNIT 2 | Larkspur 2 | 47.98 | SDGE | Wildflower Energy | PEAKER | COMBUSTION TURBINE | NATURAL GAS | SP15 | SDG1 | 2001-09-13 |  |  | 45 | A
131700 | Participating Unit | No | No | HENRTA_6_SOLAR1 | Lemoore 1 | 1.5 | PGAE | Lemoore PV 1 LLC | SOLAR | PHOTO VOLTAIC | SUN | NP15 | PGE3 | 2016-01-29 |  |  | 1.5 | A
29500 | Participating Unit | Yes | No | SPI LI_2_UNIT 1 | Lincoln Biomass | 17.2 | PGAE | Sierra Pacific Industries | BIOMASS | STEAM | WOOD WASTE | NP15 | PGE3 | 1986-06-03 | Formerly QF 12C008 |  | 19.2 | A
122400 | Participating Unit | No | No | LITLRK_6_SOLAR1 | Little Rock C | 5 | SCE | Lancaster Little Rock C, LLC | SOLAR | PHOTO VOLTAIC | SUN | SP15 | SCE1 | 2015-01-17 |  |  | 5 | A
132300 | Participating Unit | No | No | LITLRK_6_SOLAR4 | Little Rock Pham Solar | 3 | SCE | West Hills Construction, Inc. | SOLAR | PHOTO VOLTAIC | SUN | SP15 | SCE1 | 2016-03-22 |  |  | 3 | A
110400 | Participating Unit | No | Yes | LODIEC_2_PL1X2 | Lodi Energy Center | 302.58 | PGAE | NCPA | THERMAL | COMBINED CYCLE | NATURAL GAS | NP15 | PGE2 | 2012-11-27 |  |  | 284 | A
110401 | Non-Participating | No | No | LODIEC_2_CTG | Lodi Energy Center | 220 | PGAE | NCPA | THERMAL | COMBUSTION TURBINE | NATURAL GAS | NP15 | PGE2 | 2012-11-27 |  |  |  | A
110402 | Non-Participating | No | No | LODIEC_2_STG | Lodi Energy Center | 116.9 | PGAE | NCPA | THERMAL | STEAM | NATURAL GAS | NP15 | PGE2 | 2012-11-27 |  |  |  | A
19800 | Participating Unit | No | No | STIGCT_2_LODI | Lodi Steam Injected Gas Turbine | 49.9 | PGAE | NCPA (MSS Agreement - S14) | PEAKER | COMBUSTION TURBINE | NATURAL GAS | NP15 | NCP1 | 1996-01-01 |  |  | 51.2 | A
120400 | Participating Unit | No | No | VICTOR_1_LVSLR1 | Lone Valley Solar Park 1 | 10 | SCE | Lone Valley Solar Park I LLC | SOLAR | PHOTO VOLTAIC | SUN | SP15 | SCE1 | 2014-11-19 |  |  | 10 | A
120800 | Participating Unit | No | No | VICTOR_1_LVSLR2 | Lone Valley Solar Park 2 | 20 | SCE | Lone Valley Solar Park II LLC | SOLAR | PHOTO VOLTAIC | SUN | SP15 | SCE1 | 2014-11-22 |  |  | 20 | A
95000 | Participating Unit | No | No | HINSON_6_LBECH1 | Long Beach - Unit 1 | 65 | SCE | Long Beach Generation LLC | PEAKER | COMBUSTION TURBINE | NATURAL GAS | SP15 | SCE1 | 2007-08-01 |  |  | 70 | A
95100 | Participating Unit | No | No | HINSON_6_LBECH2 | Long Beach - Unit 2 | 65 | SCE | Long Beach Generation LLC | PEAKER | COMBUSTION TURBINE | NATURAL GAS | SP15 | SCE1 | 2007-08-01 |  |  | 70 | A
95200 | Participating Unit | No | No | HINSON_6_LBECH3 | Long Beach - Unit 3 | 65 | SCE | Long Beach Generation LLC | PEAKER | COMBUSTION TURBINE | NATURAL GAS | SP15 | SCE1 | 2007-08-01 |  |  | 70 | A
95300 | Participating Unit | No | No | HINSON_6_LBECH4 | Long Beach - Unit 4 | 65 | SCE | Long Beach Generation LLC | PEAKER | COMBUSTION TURBINE | NATURAL GAS | SP15 | SCE1 | 2007-08-01 |  |  | 70 | A
138500 | Participating Unit | No | No | TORTLA_1_SOLAR | Longboat Solar | 20 | SCE | Longboat Solar, LLC | SOLAR | PHOTO VOLTAIC | SUN | SP15 | SCE1 | 2016-12-16 |  |  | 20 | A
130400 | Participating Unit | No | No | ELNIDS_2_DODPEV | Los Angeles Air Force Base | 0.5 | SCE | United States Air Force | STORAGE | BATTERY | LESR | SP15 | SCE1 | 2015-12-18 |  |  | 0.53 | A
98700 | Participating Unit | No | No | HATLOS_6_LSCRK | Lost Creek 1 & 2 Hydro Conversion | 1.7 | PGAE | Snow Mountain Hydro, LLC. | HYDRO | HYDRO | WATER | NP15 | PGE3 | 1989-06-15 |  |  | 1.7 | A
123700 | Participating Unit | No | No | LHILLS_6_SOLAR1 | Lost Hills Solar | 20 | PGAE | Lost Hills Solar, LLC | SOLAR | PHOTO VOLTAIC | SUN | NP15 | PGE3 | 2015-04-02 |  |  | 20.46 | A
54900 | Participating Unit | Yes | No | MALCHQ_7_UNIT 1 | MALACHA HYDRO L.P. | 32.5 | PGAE | Pacific Gas & Electric Company | HYDRO | HYDRO | WATER | NP15 | PGE3 | 1988-12-07 | PGE QF 13H047 |  | 32.5 | A
127900 | Participating Unit | No | No | MALIN_5_BPADYN | MALIN_5_BPADYN | 250 | PGAE | Bonneville Power Administration | DYNAMIC SCHEDULED | SYSTEM UNIT | VARIOUS | NP15 | PGE3 |  |  |  | 250 | C
55300 | Participating Unit | Yes | Yes | MCCALL_1_QF | MCCALL AREA LUMPED QF UNITS | 2.5 | PGAE | VARIOUS | HYDRO | HYDRO | WATER | NP15 | PGE3 | 1990-01-01 |  |  | 1.45 | A
55301 | Non-Participating | Yes | No | 0 | KINGS RIVER HYDRO CO. |  | PGAE | 25H150 | HYDRO | HYDRO | WATER | NP15 | PGE3 | 1990-08-19 |  |  | 1 | A
55302 | Non-Participating | Yes | No | 0 | ORANGE COVE IRRIGATION DIST. |  | PGAE | 25H149 | HYDRO | HYDRO | WATER | NP15 | PGE3 | 1990-08-23 |  |  | 0.45 | A
55400 | Participating Unit | Yes | No | MKTRCK_1_UNIT 1 | MCKITTRICK LIMITED | 47.49 | PGAE | MCKITTRICK LIMITED | COGENERATION | COMBUSTION TURBINE | NATURAL GAS | ZP26 | PGE4 | 1991-10-16 |  |  | 58.48 | A
56000 | Participating Unit | Yes | No | MENBIO_6_UNIT | MENDOTA BIOMASS POWER | 25 | PGAE | Covanta Mendota, L.P. | BIOMASS | STEAM | AGRICULTURAL WASTE | NP15 | PGE3 | 1989-06-29 |  |  | 28.01 | A
56300 | Participating Unit | Yes | Yes | MESAP_1_QF | MESA AREA LUMPED QF UNITS | 1 | PGAE | VARIOUS | HYDRO | HYDRO | WATER | ZP26 | PGE4 |  |  |  | 1 | A
56301 | Non-Participating | Yes | No | 0 | City of San Luis Obispo - highly inactive |  | PGAE | 18H054 | HYDRO | HYDRO | WATER | ZP26 | PGE4 |  |  |  | 0.78 | A
56500 | Participating Unit | Yes | Yes | MESAS_2_QF | MESA SOUTH AREA LUMPED UNITS | 2.9 | SCE | VARIOUS | VARIOUS |  | LANDFILL GAS | SP15 | SCE1 | 1983-01-01 |  |  | 2.9 | A
56501 | Non-Participating | Yes | No | 0 | COGENIC ENERGY SYSTEMS (CAL LUTHERAN) |  | SCE | 2265 | COGENERATION |  |  | SP15 | SCE1 | 1988-05-10 |  |  | 0.1 | A
56505 | Non-Participating | Yes | No | 0 | SAN MARINO HIGH SCHOOL |  | SCE | 2062 | COGENERATION |  |  | SP15 | SCE1 |  |  |  | 0.06 | A
56503 | Non-Participating | Yes | No | 0 | L.A. COUNTY SANITATION DIST. CSD 2610 |  | SCE | 1009 | BIOMASS |  |  | SP15 | SCE1 | 1983-11-22 |  |  | 2.55 | A
56600 | Participating Unit | Yes | Yes | METCLF_1_QF | METCALF AREA LUMPED QF UNITS | 1.25 | PGAE | VARIOUS | HYDRO | HYDRO | WATER | NP15 | PGE3 |  |  |  | 0.8 | A
56601 | Non-Participating | Yes | No | 0 | SANTA CLARA VALLEY WATER DIST. |  | PGAE | 08H013 | HYDRO | HYDRO | WATER | NP15 | PGE3 | 1988-12-01 |  |  | 0.8 | A
91800 | Participating Unit | No | Yes | METEC_2_PL1X3 | METCALF ENERGY CENTER | 593.16 | PGAE | Calpine | THERMAL | COMBINED CYCLE | NATURAL GAS | NP15 | PGE3 | 2005-05-27 |  |  | 617 | A
91801 | Non-Participating | No | No | METEC_7_CTG1 | METCALF ENERGY CENTER CTG UNIT 1 | 193 | PGAE | Calpine | THERMAL | COMBUSTION TURBINE | NATURAL GAS | NP15 | PGE3 | 2005-05-27 |  |  | 193 | A
91802 | Non-Participating | No | No | METEC_7_CTG2 | METCALF ENERGY CENTER CTG UNIT 2 | 193 | PGAE | Calpine | THERMAL | COMBUSTION TURBINE | NATURAL GAS | NP15 | PGE3 | 2005-05-27 |  |  | 193 | A
91803 | Non-Participating | No | No | METEC_7_STG3 | METCALF ENERGY CENTER STG UNIT 3 | 231 | PGAE | Calpine | THERMAL | STEAM | HEAT RECOVERY | NP15 | PGE3 | 2005-05-27 |  |  | 231 | A
82900 | Participating Unit | No | Yes | ETIWND_7_MIDVLY | MID VALLEY LANDFILL PROJECT (AGGREGATE) | 2.1 | SCE | MN Mid Valley Genco, LLC | BIOMASS | RECIPROCATING ENGINE | LANDFILL GAS | SP15 | SCE1 | 2003-04-21 |  |  | 2.5 | A
82902 | Non-Participating | No | No | 0 | MID VALLEY LANDFILL PROJECT UNIT 2 |  | SCE | MN Mid Valley Genco, LLC | BIOMASS | RECIPROCATING ENGINE | LANDFILL GAS | SP15 | SCE1 | 2003-04-21 |  |  | 1.25 | A
82901 | Non-Participating | No | No | 0 | MID VALLEY LANDFILL PROJECT UNIT 1 |  | SCE | MN Mid Valley Genco, LLC | BIOMASS | RECIPROCATING ENGINE | LANDFILL GAS | SP15 | SCE1 | 2003-04-21 |  |  | 1.25 | A
21200 | Participating Unit | No | Yes | MDFKRL_2_PROJCT | MIDDLE FORK-RALSTON PROJECT (AGGREGATE) | 218.39 | PGAE | PCWA | HYDRO | HYDRO | WATER | NP15 | PGE3 | 1966-01-01 |  | American River | 220.7 | A
21201 | Non-Participating | No | No | MIDFRK_7_UNIT 1 | Middle Fork 1 | 65.7 | PGAE | PCWA | HYDRO | HYDRO | WATER | NP15 | PGE3 | 1966-01-01 |  | American River | 65.7 | A
21202 | Non-Participating | No | No | MIDFRK_7_UNIT 2 | Middle Fork 2 | 69 | PGAE | PCWA | HYDRO | HYDRO | WATER | NP15 | PGE3 | 1966-01-01 |  | American River | 69 | A
21203 | Non-Participating | No | No | RALSTN_7_UNIT 1 | Ralston PH | 86 | PGAE | PCWA | HYDRO | HYDRO | WATER | NP15 | PGE3 | 1966-01-01 |  | American River | 86 | A
56800 | Participating Unit | Yes | No | MIDSET_1_UNIT 1 | MIDSET COGENERATION | 52.9 | PGAE | Chevron Power Holdings, Inc. | COGENERATION | COMBUSTION TURBINE | NATURAL GAS | ZP26 | PGE4 | 1989-03-16 | Was PGE QF 25C123 |  | 45 | A
51706 | Participating Unit | Yes | No | LOWGAP_1_SUPHR | MILL & SULPHUR CREEK (NORTH COAST) | 0.99 | PGAE | Mill & Sulphur Creek Power Plant, LP | HYDRO | HYDRO | WATER | NP15 | PGE3 | 1988-02-23 | Formerly PGE QF 19H006 |  | 1 | A
21500 | Participating Unit | No | Yes | SBERDO_6_MILLCK | MILL CREEK HYDRO PROJECT (AGGREGATE) | 3.93 | SCE | SCE | HYDRO | HYDRO | WATER | SP15 | SCE1 |  |  |  | 3.61 | A
21501 | Non-Participating | No | No | 0 | Mill Creek PH 1 Unit 1 |  | SCE | SCE | HYDRO | HYDRO | WATER | SP15 | SCE1 |  |  |  | 0.94 | A
21502 | Non-Participating | No | No | 0 | Mill Creek PH 2 Unit 1 |  | SCE | SCE | HYDRO | HYDRO | WATER | SP15 | SCE1 | 1904-01-01 | Non-Operational |  | 0 | A
21505 | Non-Participating | No | No | 0 | Mill Creek PH 3 Unit 5 |  | SCE | SCE | HYDRO | HYDRO | WATER | SP15 | SCE1 | 1904-01-01 |  |  | 0.89 | A
21504 | Non-Participating | No | No | 0 | Mill Creek PH 3 Unit 4 |  | SCE | SCE | HYDRO | HYDRO | WATER | SP15 | SCE1 | 1904-01-01 |  |  | 0.89 | A
21503 | Non-Participating | No | No | 0 | Mill Creek PH 2 Unit 3 |  | SCE | SCE | HYDRO | HYDRO | WATER | SP15 | SCE1 | 1903-01-01 |  |  | 0.89 | A
84200 | Participating Unit | No | Yes | CHINO_7_MILIKN | MILLIKEN LANDFILL PROJECT (AGGREGATE) | 1.9 | SCE | MN Milliken Genco, LLC | BIOMASS | RECIPROCATING ENGINE | LANDFILL GAS | SP15 | SCE1 | 2003-07-17 |  |  | 2.5 | A
84202 | Non-Participating | No | No | 0 | MILLIKEN LANDFILL PROJECT UNIT 2 |  | SCE | MN Milliken Genco, LLC | BIOMASS | RECIPROCATING ENGINE | LANDFILL GAS | SP15 | SCE1 | 2003-07-17 |  |  | 1.25 | A
84201 | Non-Participating | No | No | 0 | MILLIKEN LANDFILL PROJECT UNIT 1 |  | SCE | MN Milliken Genco, LLC | BIOMASS | RECIPROCATING ENGINE | LANDFILL GAS | SP15 | SCE1 | 2003-07-17 |  |  | 1.25 | A
94100 | Participating Unit | Yes | Yes | MLPTAS_7_QFUNTS | MILPITAS QF AGGREGATION | 2.3 | PGAE |  | BIOMASS | STEAM | WOOD WASTE | NP15 | PGE3 |  | ~98% of capacity from wood waste, remaining capacity from natural gas. |  | 2.3 | A
59701 | Non-Participating | Yes | No | 0 | CITY OF MILPITAS |  | PGAE | 08C097 | COGENERATION | INTERNAL COMBUSTION | NATURAL GAS | NP15 | PGE3 | 1989-10-06 |  |  | 0.06 | A
58001 | Non-Participating | Yes | No | 0 | COVANTA POWER PACIFIC (SANTA CLARA) |  | PGAE | 08P008 | BIOMASS | STEAM | WOOD WASTE | NP15 | PGE3 | 1986-10-22 |  |  | 2.2 | A
92100 | Participating Unit | No | No | MRGT_6_MMAREF | MIRAMAR ENERGY FACILITY | 48 | SDGE | San Diego Gas & Electric | PEAKER | PEAKER | NATURAL GAS | SP15 | SDG1 | 2005-07-27 |  |  | 46.7 | A
21600 | Participating Unit | No | Yes | MRGT_7_UNITS | MIRAMAR GT PLANT (AGGREGATE) | 36 | SDGE | Cabrillo Power I, LLC | PEAKER | COMBUSTION TURBINE | NATURAL GAS | SP15 | SDG1 | 1972-01-01 |  |  | 36 | A
21601 | Non-Participating | No | No | MRGT_7_MR1A | Miramar GT 1A | 19.5 | SDGE | Cabrillo Power I, LLC | PEAKER | COMBUSTION TURBINE | NATURAL GAS | SP15 | SDG1 | 1972-01-01 |  |  | 18 | A
21602 | Non-Participating | No | No | MRGT_7_MR1B | Miramar GT 1B | 19.5 | SDGE | Cabrillo Power I, LLC | PEAKER | COMBUSTION TURBINE | NATURAL GAS | SP15 | SDG1 | 1972-01-01 |  |  | 18 | A
57300 | Participating Unit | Yes | No | MSHGTS_6_MMARLF | MIRAMAR LANDFILL | 5 | SDGE | MM San Diego, LLC (Formerly QFID 450) | BIOMASS | RECIPROCATING ENGINE | LANDFILL GAS | SP15 | SDG1 | 2003-05-21 |  |  | 6.5 | A
57400 | Participating Unit | Yes | Yes | MSSION_2_QF | MISSION AREA LUMPED UNITS | 50 | SDGE | VARIOUS | VARIOUS | VARIOUS | WATER | SP15 | SDG1 | 1980-01-01 |  |  | 19.03 | A
57404 | Non-Participating | Yes | No | 0 | BADGER FILTRATION PLANT |  | SDGE | 17 | HYDRO | HYDRO | WATER | SP15 | SDG1 | 1987-01-01 |  |  | 1.49 | A
57420 | Non-Participating | Yes | No | 0 | TRW PLANT |  | SDGE | 92 | COGENERATION |  | NATURAL GAS | SP15 | SDG1 | 1984-01-01 |  |  | 1.3 | A
57414 | Non-Participating | Yes | No | 0 | NRG ENERGY CENTER SAN DIEGO |  | SDGE | 208 | COGENERATION | RECIPROCATING ENGINE | NATURAL GAS | SP15 | SDG1 | 1984-01-01 |  |  | 1.6 | A
57418 | Non-Participating | Yes | No | 0 | SAN FRANCISCO PEAK HYDRO PLANT |  | SDGE | 119 | HYDRO | HYDRO | WATER | SP15 | SDG1 | 1985-01-01 |  |  | 0.35 | A
57408 | Non-Participating | Yes | No | 0 | GROSSMONT HOSPITAL |  | SDGE | 75 | COGENERATION | COMBUSTION TURBINE | NATURAL GAS | SP15 | SDG1 | 1984-01-01 |  |  | 1.54 | A
69100 | Non-Participating | Yes | No | 0 | SOLAR TURBINES, INC. |  | SDGE | 440 | PEAKER | COMBUSTION TURBINE | NATURAL GAS | SP15 | SDG1 | 1995-01-01 |  |  | 9.5 | A
53000 | Non-Participating | Yes | No | 0 | KYOCERA INTERNATIONAL, INC. |  | SDGE | 15147 | COGENERATION | RECIPROCATING ENGINE | NATURAL GAS | SP15 | SDG1 | 1988-01-01 |  |  | 5.29 | A
57500 | Participating Unit | Yes | Yes | MISSIX_1_QF | MISSIX AREA (SAB FRABCUSCI) LUMPED QF UNITS | 1 | PGAE | VARIOUS | COGENERATION |  | NATURAL GAS | NP15 | PGE2 | 1987-01-01 |  |  | 13 | A
57502 | Non-Participating | Yes | No | 0 | ARDEN WOOD BENEVOLENT ASSOC. |  | PGAE | 02C047 | COGENERATION |  | NATURAL GAS | NP15 | PGE2 | 1987-09-09 |  |  | 0.09 | A
57504 | Non-Participating | Yes | No | 0 | UNIVERSITY OF SAN FRANCISCO |  | PGAE | 02C003 | COGENERATION |  | NATURAL GAS | NP15 | PGE2 | 1987-06-01 |  |  | 1.5 | A
57503 | Non-Participating | Yes | No | 0 | NIHONMACHI TERRACE |  | PGAE | 02C058 | COGENERATION |  | NATURAL GAS | NP15 | PGE2 | 1992-06-01 |  |  | 0.08 | A
57501 | Non-Participating | Yes | No | 0 | 1080 CHESTNUT CORP. |  | PGAE | 02C048 | COGENERATION |  | NATURAL GAS | NP15 | PGE2 | 1988-03-23 |  |  | 0.06 | A
72703 | Non-Participating | Yes | No | 0 | UNIVERSITY OF CALIFORNA-SAN FRANCISCO MED CENTER UNIT 3 |  | PGAE | 02C071 | COGENERATION | STEAM | HEAT RECOVERY | NP15 | PGE3 | 1998-01-26 |  |  | 3.75 | A
72702 | Non-Participating | Yes | No | 0 | UNIVERSITY OF CALIFORNA-SAN FRANCISCO MED CENTER UNIT 2 |  | PGAE | 02C071 | COGENERATION | COMBUSTION TURBINE | NATURAL GAS | NP15 | PGE3 | 1998-01-26 |  |  | 4.75 | A
72701 | Non-Participating | Yes | No | 0 | UNIVERSITY OF CALIFORNA-SAN FRANCISCO MED CENTER UNIT 1 |  | PGAE | 02C071 | COGENERATION | COMBUSTION TURBINE | NATURAL GAS | NP15 | PGE3 | 1998-01-26 |  |  | 4.75 | A
68004 | Participating Unit | Yes | No | SAUGUS_7_LOPEZ | MM LOPEZ ENERGY, LLC | 6.1 | SCE | MM Lopez Energy LLC (formerly QFID 1105) | BIOMASS | INTERNAL COMBUSTION | LANDFILL GAS | SP15 | SCE1 | 1999-01-05 |  |  | 6.1 | A
64504 | Participating Unit | Yes | No | RECTOR_7_TULARE | MM TULARE ENERGY, LLC | 1.6 | SCE | MM TULARE ENERGY, LLC (formerly QF #1103) | BIOMASS | RECIPROCATING ENGINE | LANDFILL GAS | SP15 | SCE1 | 1998-05-08 | Converted to Participating generator on 12/11/2006. (Two units) |  | 1.63 | A
74001 | Participating Unit | Yes | No | WALNUT_7_WCOVCT | MM WEST COAST COVINA, LLC (BKK I) | 4.5 | SCE | MM WEST COAST COVINA, LLC (BKK I) - Formerly QF #1110 | BIOMASS | COMBUSTION TURBINE | LANDFILL GAS | SP15 | SCE1 | 1996-10-05 |  |  | 4.9 | A
74002 | Participating Unit | Yes | No | WALNUT_7_WCOVST | MM WEST COAST COVINA, LLC (BKK II) | 6.5 | SCE | MM WEST COAST COVINA, LLC (BKK II) - Formerly QF #1111 | BIOMASS | STEAM | LANDFILL GAS | SP15 | SCE1 | 1996-10-05 |  |  | 6.5 | A
57200 | Participating Unit | Yes | Yes | DAVIS_7_MNMETH | MM Yolo Power LLC | 4 | SCE | MM Yolo Power LLC | BIOMASS | INTERNAL COMBUSTION | LANDFILL GAS | SP15 | SCE1 | 1997-01-01 |  |  | 4.03 | A
57201 | Non-Participating | Yes | No | 0 | MM Yolo Power LLC Unit 1A |  | SCE | MM Yolo Power LLC | BIOGAS | INTERNAL COMBUSTION | LANDFILL GAS | SP15 | SCE1 | 1997-01-01 |  |  | 0.65 | A
57202 | Non-Participating | Yes | No | 0 | MM Yolo Power LLC Unit 2 |  | SCE | MM Yolo Power LLC | BIOGAS | INTERNAL COMBUSTION | LANDFILL GAS | SP15 | SCE1 | 1997-01-01 |  |  | 0.6 | A
57205 | Non-Participating | Yes | No | 0 | MM Yolo Power LLC Unit 5A |  | SCE | MM Yolo Power LLC | BIOGAS | INTERNAL COMBUSTION | LANDFILL GAS | SP15 | SCE1 | 1997-01-01 |  |  | 0.93 | A
57204 | Non-Participating | Yes | No | 0 | MM Yolo Power LLC Unit 4A |  | SCE | MM Yolo Power LLC | BIOGAS | INTERNAL COMBUSTION | LANDFILL GAS | SP15 | SCE1 | 1997-01-01 |  |  | 0.93 | A
57203 | Non-Participating | Yes | No | 0 | MM Yolo Power LLC Unit 3A |  | SCE | MM Yolo Power LLC | BIOGAS | INTERNAL COMBUSTION | LANDFILL GAS | SP15 | SCE1 | 1997-01-01 |  |  | 0.93 | A
21900 | Participating Unit | No | Yes | MOJAVE_1_SIPHON | MOJAVE SIPHON PH (AGGREGATE) | 12.58 | SCE | CDWR | HYDRO | HYDRO | WATER | SP15 | SCE1 | 1996-01-01 |  |  | 34.5 | A
21901 | Non-Participating | No | No | MOJAVE_1_UNIT 1 | Mojave Siphon Unit 1 | 7 | SCE | CDWR | HYDRO | HYDRO | WATER | SP15 | SCE1 | 1996-01-01 |  |  | 11.5 | A
21902 | Non-Participating | No | No | MOJAVE_1_UNIT 2 | Mojave Siphon Unit 2 | 7 | SCE | CDWR | HYDRO | HYDRO | WATER | SP15 | SCE1 | 1996-01-01 |  |  | 11.5 | A
21903 | Non-Participating | No | No | MOJAVE_1_UNIT 3 | Mojave Siphon Unit 3 | 7 | SCE | CDWR | HYDRO | HYDRO | WATER | SP15 | SCE1 | 1996-01-01 |  |  | 11.5 | A
22000 | Participating Unit | No | Yes | MONTPH_7_UNITS | MONTICELLO PH (Aggregate) | 12.5 | PGAE | Solano Irrigation District | HYDRO | HYDRO | WATER | NP15 | PGE3 | 1974-01-01 |  |  | 12.5 | A
22001 | Non-Participating | No | No | MONTPH_7_UNIT 1 | MONTICELLO Unit 1 | 5.7 | PGAE | Solano Irrigation District | HYDRO | HYDRO | WATER | NP15 | PGE3 | 1974-01-01 |  |  | 5.7 | A
22002 | Non-Participating | No | No | MONTPH_7_UNIT 2 | MONTICELLO Unit 2 | 5.7 | PGAE | Solano Irrigation District | HYDRO | HYDRO | WATER | NP15 | PGE3 | 1975-01-01 |  |  | 5.7 | A
22003 | Non-Participating | No | No | MONTPH_7_UNIT 3 | MONTICELLO Unit 3 | 1.5 | PGAE | Solano Irrigation District | HYDRO | HYDRO | WATER | NP15 | PGE3 | 1978-01-01 |  |  | 1.5 | A
58300 | Participating Unit | Yes | Yes | MOORPK_6_QF | MOORE PARK AREA LUMPED UNITS | 34.8 | SCE | VARIOUS | VARIOUS |  | NATURAL GAS | SP15 | SCE1 | 1976-01-01 |  |  | 30.02 | A
58301 | Non-Participating | Yes | No | 0 | CALLEGUAS MWD-UNIT 1 (CONEJO) |  | SCE | 4010 | HYDRO | HYDRO | WATER | SP15 | SCE1 | 1982-10-01 |  |  | 0.55 | A
58302 | Non-Participating | Yes | No | 0 | CALLEGUAS MWD-UNIT 3 (SANTA ROSA) |  | SCE | 4052 | HYDRO | HYDRO | WATER | SP15 | SCE1 | 1986-07-01 |  |  | 0.25 | A
58305 | Non-Participating | Yes | No | 0 | RANCHO SIMI REC AND PARK DIST PROJECT #2 |  | SCE | 2236 | COGENERATION |  |  | SP15 | SCE1 | 1986-06-10 |  |  | 0.06 | A
58304 | Non-Participating | Yes | No | 0 | RANCHO SIMI REC AND PARK DIST PROJECT #1 |  | SCE | 2213 | COGENERATION |  |  | SP15 | SCE1 | 1986-07-10 |  |  | 0.06 | A
58303 | Non-Participating | Yes | No | 0 | O.L.S. ENERGY - CAMARILLO STATE HOSPITAL |  | SCE | 2042 | COGENERATION |  |  | SP15 | SCE1 | 1987-12-27 |  |  | 27.89 | A
58400 | Participating Unit | Yes | Yes | MOSSLD_1_QF | MOSS LANDING AREA (SANTA CRUZ) LUMPED QF UNITS | 1 | PGAE | VARIOUS | BIOMASS |  | WASTE GAS | NP15 | PGE3 | 1985-01-01 |  |  | 1 | A
58406 | Non-Participating | Yes | No | 0 | City of Watsonville |  | PGAE | 08C078 | BIOMASS |  | SEWAGE GAS | NP15 | PGE3 | 1993-01-23 |  |  | 0.55 | A
92400 | Participating Unit | No | Yes | SBERDO_2_PSP3 | MOUNTAINVIEW POWER PLANT POWER BLOCK 3 | 525 | SCE | Monutainview Power Company. LLC | THERMAL | COMBINED CYCLE | NATURAL GAS | SP15 | SCE1 | 2005-12-10 |  |  | 543 | A
92401 | Non-Participating | No | No | SBERDO_7_CT3A | MOUNTAINVIEW POWER, POWER BLOCK 3, CT3A | 160 | SCE | Mountainview Power Company, LLC | THERMAL | COMBUSTION TURBINE | NATURAL GAS | SP15 | SCE1 | 2005-12-10 |  |  | 160 | A
92402 | Non-Participating | No | No | SBERDO_7_CT3B | MOUNTAINVIEW POWER, POWER BLOCK 3, CT3B | 160 | SCE | Mountainview Power Company, LLC | THERMAL | COMBUSTION TURBINE | NATURAL GAS | SP15 | SCE1 | 2005-12-10 |  |  | 160 | A
92403 | Non-Participating | No | No | SBERDO_7_STG3 | MOUNTAINVIEW POWER, POWER BLOCK 3, STG3 | 202 | SCE | Mountainview Power Company, LLC | THERMAL | STEAM | HEAT RECOVERY | SP15 | SCE1 | 2005-12-10 |  |  | 202 | A
92700 | Participating Unit | No | Yes | SBERDO_2_PSP4 | MOUNTAINVIEW POWER PLANT POWER BLOCK 4 | 525 | SCE | Mountainview Power Company | THERMAL | COMBINED CYCLE | NATURAL GAS | SP15 | SCE1 | 2006-01-19 |  |  | 543 | A
92701 | Non-Participating | No | No | SBERDO_7_CT4A | MOUNTAINVIEW POWER, POWER BLOCK 4, CT4A | 160 | SCE | Mountainview Power Company | THERMAL | COMBUSTION TURBINE | NATURAL GAS | SP15 | SCE1 | 2006-01-19 |  |  | 160 | A
92702 | Non-Participating | No | No | SBERDO_7_CT4B | MOUNTAINVIEW POWER, POWER BLOCK 4, CT4B | 160 | SCE | Mountainview Power Company | THERMAL | COMBUSTION TURBINE | NATURAL GAS | SP15 | SCE1 | 2006-01-19 |  |  | 160 | A
92703 | Non-Participating | No | No | SBERDO_7_STG4 | MOUNTAINVIEW POWER, POWER BLOCK 4, STG4 | 202 | SCE | Mountainview Power Company | THERMAL | STEAM | HEAT RECOVERY | SP15 | SCE1 | 2006-01-19 |  |  | 202 | A
58500 | Participating Unit | No | No | MTNPOS_1_UNIT | MT. POSO COGENERATION CO. | 46.64 | PGAE | Mt. Poso Cogeneration Company | COGENERATION | STEAM | WOOD WASTE | ZP26 | PGE4 | 1989-04-01 | No longer QF as of 7/14/2015 |  | 63.33 | A
40704 | Participating Unit | No | No | MIRLOM_2_CORONA | MWD Corona Hydroelectric Recovery Plant | 2.85 | SCE | MWD | HYDRO | HYDRO | WATER | SP15 | SCE1 | 1987-01-01 |  |  | 2.85 | A
61603 | Participating Unit | No | No | OLINDA_2_COYCRK | MWD Coyote Creek Hydroelectric Recovery Plant | 3.13 | SCE | MWD | HYDRO | HYDRO | WATER | SP15 | SCE1 | 1979-02-21 |  |  | 3.13 | A
73204 | Participating Unit | No | No | VALLEY_5_PERRIS | MWD Perris Hydroelectric Recovery Plant | 7.94 | SCE | MWD | HYDRO | HYDRO | WATER | SP15 | SCE1 | 1983-01-01 |  |  | 7.94 | A
73205 | Participating Unit | No | No | VALLEY_5_REDMTN | MWD Red Mountain Hydroelectric Recovery Plant | 5.9 | SCE | MWD | HYDRO | HYDRO | WATER | SP15 | SCE1 | 1985-01-01 |  |  | 5.9 | A
56504 | Participating Unit | No | No | CENTER_2_RHONDO | MWD Rio Hondo Hydroelectric Recovery Plant | 1.91 | SCE | MWD | HYDRO | HYDRO | WATER | SP15 | SCE1 | 1984-01-01 |  |  | 1.91 | A
40705 | Participating Unit | No | No | MIRLOM_2_TEMESC | MWD Temescal Hydroelectric Recovery Plant | 2.85 | SCE | MWD | HYDRO | HYDRO | WATER | SP15 | SCE1 | 1987-01-01 |  |  | 2.85 | A
61604 | Participating Unit | No | No | VILLPK_2_VALLYV | MWD Valley View Hydroelectric Recovery Plant | 4.1 | SCE | MWD | HYDRO | HYDRO | WATER | SP15 | SCE1 | 1985-01-01 |  |  | 4.1 | A
122900 | Participating Unit | Yes | Yes | OAK C_1_EBMUD | MWWTP PGS 1 - ENGINES | 6.9 | PGAE | East Bay Municipal Utility District | THERMAL | INTERNAL COMBUSTION | LANDFILL GAS | NP15 | PGE3 | 1991-10-21 | Name changed 12/19/2012. Originally OAK L_7_EBMUD. QF Conversion 12/18/2012. PGE QF 01P171 |  | 6.9 | A
122901 | Non-Participating | Yes | No | 0 | Wastewater PGS1 Engine 1 |  | PGAE | East Bay Municipal Utility District | BIOGAS | RECIPROCATING ENGINE | DIGESTER GAS | NP15 | PGE3 |  |  |  | 2.3 | A
122903 | Non-Participating | Yes | No | 0 | Wastewater PGS1 Engine 3 |  | PGAE | East Bay Municipal Utility District | BIOGAS | RECIPROCATING ENGINE | DIGESTER GAS | NP15 | PGE3 |  |  |  | 2.3 | A
122902 | Non-Participating | Yes | No | 0 | Wastewater PGS1 Engine 2 |  | PGAE | East Bay Municipal Utility District | BIOGAS | RECIPROCATING ENGINE | DIGESTER GAS | NP15 | PGE3 |  |  |  | 2.3 | A
45200 | Participating Unit | Yes | No | OAK L_1_GTG1 | MWWTP PGS 2 - Turbine | 4.6 | PGAE | East Bay Municipal Utility District | BIOGAS | COMBUSTION TURBINE | DIGESTER GAS | NP15 | PGE3 | 1991-10-21 | PGE QF 01P171 |  | 4.6 | A
54800 | Participating Unit | Yes | No | STOREY_7_MDRCHW | Madera Canal Site 980 | 1.84 | PGAE | MADERA-CHOWCHILLA WATER AND POWER AUTHORITY | HYDRO | HYDRO | WATER | NP15 | PGE3 | 1985-02-02 | QF Conversion completed 6/18/2015. Formerly QF 25H036 |  | 2.13 | A
37201 | Participating Unit | Yes | No | STOREY_2_MDRCH2 | Madera Chowchilla 2 | 0.52 | PGAE | Madera Chowchilla Water and Power Authority | HYDRO | HYDRO | WATER | NP15 | PGE3 | 1986-04-11 | QF Conversion 8/1/2016. Formerly PGE QF 25H040 |  | 0.56 | A
37203 | Participating Unit | Yes | No | STOREY_2_MDRCH3 | Madera Chowchilla 3 | 0.42 | PGAE | Madera Chowchilla Water and Power Authority | HYDRO | HYDRO | WATER | NP15 | PGE3 | 1986-04-16 | QF Conversion 8/1/2016. Formerly PGE QF 25H041 |  | 0.42 | A
37202 | Participating Unit | Yes | No | STOREY_2_MDRCH4 | Madera Chowchilla 4 | 0.92 | PGAE | Madera Chowchilla Water and Power Authority | HYDRO | HYDRO | WATER | NP15 | PGE3 | 1986-04-01 | QF Conversion 7/19/2016. Formerly PGE QF 25H042 |  | 0.92 | A
91600 | Participating Unit | No | Yes | MALAGA_1_PL1X2 | Malaga Power Aggregate | 96 | PGAE | Malaga Power, LLC | THERMAL | AGGREGATION | NATURAL GAS | NP15 | PGE3 | 2005-09-19 |  |  | 121 | A
91601 | Non-Participating | No | No | MALAGA_7_CTG1 | Malaga Power Unit 1 | 48.5 | PGAE | Malaga Power, LLC | THERMAL | COMBUSTION TURBINE | NATURAL GAS | NP15 | PGE3 | 2005-09-19 |  |  | 60.5 | A
91602 | Non-Participating | No | No | MALAGA_7_CTG2 | Malaga Power Unit 2 | 48.5 | PGAE | Malaga Power, LLC | THERMAL | COMBUSTION TURBINE | NATURAL GAS | NP15 | PGE3 | 2005-09-19 |  |  | 60.5 | A
92500 | Participating Unit | No | Yes | VERNON_6_MALBRG | Malburg Generating Station | 134 | SCE | City of Vernon | THERMAL | COMBINED CYCLE | NATURAL GAS | SP15 | VRN1 | 2005-10-17 |  |  | 134 | A
92501 | Non-Participating | No | No | VERNON_7_CTG1 | Malburg Generating Station CTG Unit 1 | 42 | SCE | City of Vernon | THERMAL | COMBUSTION TURBINE | NATURAL GAS | SP15 | VRN1 | 2005-10-17 |  |  | 42 | A
92502 | Non-Participating | No | No | VERNON_7_CTG2 | Malburg Generating Station CTG Unit 2 | 42 | SCE | City of Vernon | THERMAL | COMBUSTION TURBINE | NATURAL GAS | SP15 | VRN1 | 2005-10-17 |  |  | 42 | A
92503 | Non-Participating | No | No | VERNON_7_STG3 | Malburg Generating Station STG Unit 3 | 50 | SCE | City of Vernon | THERMAL | STEAM | HEAT RECOVERY | SP15 | VRN1 | 2005-10-17 |  |  | 50 | A
42405 | Participating Unit | Yes | No | CONTRL_1_CASAD1 | Mammoth G1 | 10 | SCE | Mammoth Three LLC | GEOTHERMAL | STEAM | GEOTHERMAL | SP15 | SCE1 | 1984-11-26 | QF Conversion Completed: 12/20/2013. SCE QF 3003 |  | 10 | A
109000 | Participating Unit | No | No | CONTRL_1_CASAD3 | Mammoth G3 | 14 | SCE | Mammoth One LLC | GEOTHERMAL | STEAM | GEOTHERMAL | SP15 | SCE1 | 2013-04-01 |  |  | 15 | A
20500 | Participating Unit | No | No | BIGCRK_7_MAMRES | Mammoth Pool Reservoir FWG | 1.25 | SCE | SCE | HYDRO | HYDRO | WATER | SP15 | SCE1 |  |  |  | 0.94 | A
20600 | Participating Unit | No | No | MNDALY_7_UNIT 1 | Mandalay 1 | 215 | SCE | RRI Energy Mandalay, Inc. | THERMAL | STEAM | NATURAL GAS | SP15 | SCE1 | 1959-01-01 |  |  | 215 | A
20700 | Participating Unit | No | No | MNDALY_7_UNIT 2 | Mandalay 2 | 215.29 | SCE | RRI Energy Mandalay, Inc. | THERMAL | STEAM | NATURAL GAS | SP15 | SCE1 | 1959-01-01 |  |  | 215 | A
20800 | Participating Unit | No | No | MNDALY_7_UNIT 3 | Mandalay 3 GT | 130 | SCE | RRI Energy Mandalay, Inc. | PEAKER | COMBUSTION TURBINE | NATURAL GAS | SP15 | SCE1 |  |  |  | 130 | A
107000 | Participating Unit | No | No | MANZNA_2_WIND | Manzana Wind | 189 | SCE | Manzana Wind | WIND | WIND | WIND | SP15 | SCE1 | 2012-12-20 |  |  | 189 | A
130300 | Participating Unit | No | No | MARCPW_6_SOLAR1 | Maricopa West Solar PV | 20 | PGAE | Maricopa West Solar PV, LLC | SOLAR | PHOTO VOLTAIC | SUN | NP15 | PGE3 | 2015-12-12 |  |  | 20 | A
105300 | Participating Unit | No | Yes | KELSO_2_UNITS | Mariposa Energy Project | 196 | PGAE | Mariposa Energy, LLC | PEAKER | COMBUSTION TURBINE | NATURAL GAS | NP15 | PGE3 | 2012-10-01 |  |  | 195.9 | A
55100 | Participating Unit | No | Yes | TIDWTR_2_UNITS | Martinez Cogen Limited Partnership | 114.8 | PGAE | Martinez Cogen Limited Partnership (MCLP) | COGENERATION | COMBINED CYCLE | NATURAL GAS | NP15 | PGE3 | 1987-02-23 | QF Conversion completed 8/15/2014. Formerly PGAE QF 01C044 |  | 99.9 | A
29200 | Participating Unit | Yes | Yes | SHELRF_1_UNITS | Martinez Refining Company (Aggregate) | 100 | PGAE | Martinez Refining Co. | THERMAL | COMBINED CYCLE | NATURAL GAS | NP15 | PGE3 | 1995-01-01 |  |  | 100 | A
29201 | Non-Participating | Yes | No | SHELRF_7_UNIT 1 | Martinez Refining Company Unit 1 | 20 | PGAE | Martinez Refining Co. | THERMAL | STEAM | HEAT RECOVERY | NP15 | PGE3 | 1995-01-01 |  |  | 20 | A
29202 | Non-Participating | Yes | No | SHELRF_7_UNIT 2 | Martinez Refining Company Unit 2 | 40 | PGAE | Martinez Refining Co. | THERMAL | COMBUSTION TURBINE | NATURAL GAS | NP15 | PGE3 | 1996-01-01 |  |  | 40 | A
29203 | Non-Participating | Yes | No | SHELRF_7_UNIT 3 | Martinez Refining Company Unit 3 | 40 | PGAE | Martinez Refining Co. | THERMAL | COMBUSTION TURBINE | NATURAL GAS | NP15 | PGE3 | 1995-01-01 |  |  | 40 | A
21000 | Participating Unit | No | No | MCSWAN_6_UNITS | Mc SWAIN | 10 | PGAE | Merced Irrigation District | HYDRO | HYDRO | WATER | NP15 | PGE3 | 1967-01-01 |  | Merced River | 10 | A
126700 | Participating Unit | No | No | BLKCRK_2_SOLAR1 | McCoy Station | 250 | SCE | McCoy Solar, LLC | SOLAR | PHOTO VOLTAIC | SUN | SP15 | SCE1 | 2016-06-14 |  |  | 250 | A
106700 | Participating Unit | No | No | MNDALY_6_MCGRTH | McGrath Beach Peaker | 47.2 | SCE | Southern California edison | PEAKER | COMBUSTION TURBINE | NATURAL GAS | SP15 | SCE1 | 2012-11-01 |  |  | 47.2 | A
71400 | Participating Unit | No | No | TXMCKT_6_UNIT | McKittrick Cogen | 11.2 | PGAE | Chevron U.S.A. Inc | COGENERATION | COMBUSTION TURBINE | NATURAL GAS | ZP26 | PGE4 | 1994-10-01 |  |  | 11.7 | A
21100 | Participating Unit | No | No | MERCFL_6_UNIT | Merced Falls | 3.5 | PGAE | PG&E | HYDRO | HYDRO | WATER | NP15 | PGE3 | 1930-01-01 |  |  | 3.5 | A
124300 | Participating Unit | No | No | MERCED_1_SOLAR2 | Merced Solar | 1.5 | PGAE | Merced Solar LLC | SOLAR | PHOTO VOLTAIC | SUN | NP15 | PGE3 | 2015-05-12 |  |  | 1.5 | A
124000 | Participating Unit | No | No | VALLEY_5_SOLAR1 | Meridian | 1.49 | SCE | Kona Solar, LLC | SOLAR | PHOTO VOLTAIC | SUN | SP15 | SCE1 | 2015-04-13 |  |  | 1.49 | A
136400 | Participating Unit | No | No | LILIAC_6_SOLAR | Mesa Crest | 3 | SDGE | NLP Granger A82, LLC | SOLAR | PHOTO VOLTAIC | SUN | SP15 | SDG1 | 2016-09-17 |  |  | 3 | A
115000 | Participating Unit | No | No | MSOLAR_2_SOLAR1 | Mesquite Solar 1 | 165 | SCE | Mesquite Solar 1, LLC | SOLAR | PHOTO VOLTAIC | SUN | SP15 | SCE1 | 2014-01-01 |  |  | 165 | A
138100 | Participating Unit | No | No | MSOLAR_2_SOLAR3 | Mesquite Solar 3, LLC | 152 | SDGE | Mesquite Solar 3, LLC | SOLAR | PHOTO VOLTAIC | SUN | SP15 | SDG1 |  | Phased Implementation: 152 MW commercial out of 152 MW total at completion. As of 12/06/2016 |  | 152 | A
97100 | Participating Unit | No | Yes | PNCHPP_1_PL1X2 | Midway Peaking LLC | 119.91 | PGAE | Midway Peaking, LLC | PEAKER | COMBUSTION TURBINE | NATURAL GAS | NP15 | PGE3 | 2009-05-04 |  |  | 139.8 | A
97101 | Non-Participating | No | No | PNCHPP_1_CTG1 | Midway Peaking Unit 1 | 60 | PGAE | Midway Peaking, LLC | PEAKER | COMBUSTION TURBINE | NATURAL GAS | NP15 | PGE2 | 2009-05-04 |  |  | 69.9 | A
97102 | Non-Participating | No | No | PNCHPP_1_CTG2 | Midway Peaking Unit 2 | 60 | PGAE | Midway Peaking, LLC | PEAKER | COMBUSTION TURBINE | NATURAL GAS | NP15 | PGE2 | 2009-05-04 |  |  | 69.9 | A
21400 | Participating Unit | No | Yes | SUNSET_2_UNITS | Midway Sunset Cogeneration Company | 248 | PGAE | Midway Sunset Cogeneration Company | COGENERATION | COMBUSTION TURBINE | NATURAL GAS | ZP26 | PGE4 | 1989-12-18 | QF Conversion, was PGE QF 25C321 |  | 234 | A
21401 | Non-Participating | Yes | No | SUNSET_2_UNIT A | MIDWAY-SUNSET COGEN CT UNIT A | 78 | PGAE | Midway Sunset Cogeneration Company | THERMAL | COMBUSTION TURBINE | NATURAL GAS | ZP26 | PGE4 | 1989-12-18 |  |  | 78 | A
21402 | Non-Participating | Yes | No | SUNSET_2_UNIT B | MIDWAY-SUNSET COGEN CT UNIT B | 78 | PGAE | Midway Sunset Cogeneration Company | THERMAL | COMBUSTION TURBINE | NATURAL GAS | ZP26 | PGE4 | 1989-12-18 |  |  | 78 | A
21403 | Non-Participating | Yes | No | SUNSET_2_UNIT C | MIDWAY-SUNSET COGEN CT UNIT C | 78 | PGAE | Midway Sunset Cogeneration Company | THERMAL | COMBUSTION TURBINE | NATURAL GAS | ZP26 | PGE4 | 1989-12-18 |  |  | 78 | A
95600 | Participating Unit | No | Yes | MIRLOM_6_PEAKER | Mira Loma Peaker | 46 | SCE | SCE | PEAKER | COMBUSTION TURBINE | NATURAL GAS | SP15 | SCE1 | 2007-09-20 |  |  | 49 | A
97700 | Participating Unit | No | No | MRGT_6_MEF2 | Miramar Energy Facility II | 47.9 | SDGE | SDG&E | PEAKER | COMBUSTION TURBINE | NATURAL GAS | SP15 | SDG1 | 2009-08-07 |  |  | 49.5 | A
125100 | Participating Unit | No | No | MERCED_1_SOLAR1 | Mission Solar | 1.5 | PGAE | Mission Solar LLC | SOLAR | PHOTO VOLTAIC | SUN | NP15 | PGE3 | 2015-05-23 |  |  | 1.5 | A
120900 | Participating Unit | No | Yes | SANDLT_2_SUNITS | Mojave Solar | 275 | SCE | Mojave Solar Inc. | SOLAR | STEAM | SUN | NP15 | SCE1 | 2014-12-04 |  |  | 311.1 | A
120901 | Non-Participating | No | No | SANDLT_2_STGA | SANDLT_2_STGA | 137.5 | SCE | Mojave Solar Inc. | SOLAR | STEAM | SUN | NP15 | SCE1 | 2014-12-04 |  |  | 140 | A
120902 | Non-Participating | No | No | SANDLT_2_STGB | SANDLT_2_STGB | 137.5 | SCE | Mojave Solar Inc. | SOLAR | STEAM | SUN | NP15 | SCE1 | 2014-12-04 |  |  | 140 | A
135600 | Participating Unit | No | No | MOJAVW_2_SOLAR | Mojave West | 20 | SCE | SEPV Mojave West, LLC | SOLAR | PHOTO VOLTAIC | SUN | SP15 | SCE1 | 2016-06-15 |  |  | 20 | A
96000 | Participating Unit | Yes | Yes | CSTRVL_7_PL1X2 | Monterey Regional Waste Management District | 4.53 | PGAE | Monterey Regional Waste Management District | BIOMASS | INTERNAL COMBUSTION | LANDFILL GAS | NP15 | PGE3 | 2007-09-01 |  |  | 5.07 | A
96001 | Non-Participating | Yes | No | 0 | Monterey Regional Waste Management District U1C06 |  | PGAE | Monterey Regional Waste Management District | BIOGAS | RECIPROCATING ENGINE | LANDFILL GAS | NP15 | PGE3 | 2007-09-01 |  |  | 1.6 | A
96004 | Non-Participating | Yes | No | 0 | Monterey Regional Waste Management District U4J09 |  | PGAE | Monterey Regional Waste Management District | BIOGAS | RECIPROCATING ENGINE | LANDFILL GAS | NP15 | PGE3 | 2007-09-01 |  |  | 1.43 | A
96003 | Non-Participating | Yes | No | 0 | Monterey Regional Waste Management District U3J98 |  | PGAE | Monterey Regional Waste Management District | BIOGAS | RECIPROCATING ENGINE | LANDFILL GAS | NP15 | PGE3 | 2007-09-01 |  |  | 0.99 | A
96002 | Non-Participating | Yes | No | 0 | Monterey Regional Waste Management District U2J02 |  | PGAE | Monterey Regional Waste Management District | BIOGAS | RECIPROCATING ENGINE | LANDFILL GAS | NP15 | PGE3 | 2007-09-01 |  |  | 1.06 | A
103700 | Participating Unit | No | No | BRDSLD_2_MTZUM2 | Montezuma II | 78.2 | PGAE | NextEra Energy Montezuma Wind II, LLC | WIND | WIND | WIND | NP15 | PGE2 | 2012-02-01 |  |  | 78.2 | A
129600 | Participating Unit | No | No | MRLSDS_6_SOLAR1 | Morelos Solar | 15 | PGAE | Morelos Solar, LLC | SOLAR | PHOTO VOLTAIC | SUN | NP15 | PGE2 | 2015-11-25 |  |  | 15 | A
131300 | Participating Unit | No | No | OASIS_6_SOLAR1 | Morgan Lancaster I | 1.5 | SCE | WGL Energy Systems Inc | SOLAR | PHOTO VOLTAIC | SUN | SP15 | SCE1 | 2015-12-09 |  |  | 1.5 | A
22500 | Participating Unit | No | No | MOSSLD_7_UNIT 6 | Moss Landing 6 | 754 | PGAE | Dynegy Moss Landing, LLC | THERMAL | STEAM | NATURAL GAS | NP15 | PGE3 | 1967-01-01 |  |  | 702 | A
22600 | Participating Unit | No | No | MOSSLD_7_UNIT 7 | Moss Landing 7 | 755 | PGAE | Dynegy Moss Landing, LLC | THERMAL | STEAM | NATURAL GAS | NP15 | PGE3 | 1968-01-01 |  |  | 702 | A
22700 | Participating Unit | No | Yes | MOSSLD_2_PSP1 | Moss Landing CC Plant 1 (Aggregate) | 510 | PGAE | Dynegy Moss Landing, LLC | THERMAL | COMBINED CYCLE | NATURAL GAS | NP15 | PGE3 | 2002-07-01 |  |  | 541 | A
22701 | Non-Participating | No | No | MOSSLD_2_PSP1G1 | Moss Landing CC Plant 1, Unit 1 | 176 | PGAE | Dynegy Moss Landing, LLC | THERMAL | COMBUSTION TURBINE | NATURAL GAS | NP15 | PGE3 | 2002-07-01 |  |  | 170 | A
22702 | Non-Participating | No | No | MOSSLD_2_PSP1G2 | Moss Landing CC Plant 1, Unit 2 | 176 | PGAE | Dynegy Moss Landing, LLC | THERMAL | COMBUSTION TURBINE | NATURAL GAS | NP15 | PGE3 | 2002-07-01 |  |  | 170 | A
22703 | Non-Participating | No | No | MOSSLD_2_PSP1G3 | Moss Landing CC Plant 1, Unit 3 | 198 | PGAE | Dynegy Moss Landing, LLC | THERMAL | STEAM | HEAT RECOVERY | NP15 | PGE3 | 2002-07-01 |  |  | 190 | A
22800 | Participating Unit | No | Yes | MOSSLD_2_PSP2 | Moss Landing CC Plant 2 (Aggregate) | 510 | PGAE | Dynegy Moss Landing, LLC | THERMAL | COMBINED CYCLE | NATURAL GAS | NP15 | PGE3 | 2002-07-11 |  |  | 541 | A
22801 | Non-Participating | No | No | MOSSLD_2_PSP2G1 | Moss Landing CC Plant 2, Unit 1 | 176 | PGAE | Dynegy Moss Landing, LLC | THERMAL | COMBUSTION TURBINE | NATURAL GAS | NP15 | PGE3 | 2002-07-11 |  |  | 170 | A
22802 | Non-Participating | No | No | MOSSLD_2_PSP2G2 | Moss Landing CC Plant 2, Unit 2 | 176 | PGAE | Dynegy Moss Landing, LLC | THERMAL | COMBUSTION TURBINE | NATURAL GAS | NP15 | PGE3 | 2002-07-11 |  |  | 170 | A
22803 | Non-Participating | No | No | MOSSLD_2_PSP2G3 | Moss Landing CC Plant 2, Unit 3 | 198 | PGAE | Dynegy Moss Landing, LLC | THERMAL | STEAM | HEAT RECOVERY | NP15 | PGE3 | 2002-07-11 |  |  | 190 | A
22900 | Participating Unit | No | No | MTWIND_1_UNIT 1 | Mountain View I | 44.4 | SCE | Mountain View Power Partners, L.L.C. | WIND | WIND | WIND | SP15 | SCE1 | 2001-03-24 |  |  | 44.4 | A
23000 | Participating Unit | No | No | MTWIND_1_UNIT 2 | Mountain View II | 22.2 | SCE | Mountain View Power Partners, L.L.C. | WIND | WIND | WIND | SP15 | SCE1 | 2001-09-17 |  |  | 22.2 | A
89100 | Participating Unit | No | No | MTWIND_1_UNIT 3 | Mountain View III | 22.44 | SCE | Mountain View III Power Partners | WIND | WIND | WIND | SP15 | SCE1 | 2003-12-15 |  |  | 22.44 | A
104600 | Participating Unit | No | No | BLAST_1_WIND | Mountain View IV Wind | 49 | SCE | Mountain View Power Partners IV, LLC | WIND | WIND | WIND | SP15 | SCE1 | 2012-02-23 |  |  | 49 | A
135900 | Participating Unit | No | No | MSTANG_2_SOLAR | Mustang | 30 | PGAE | RE Mustang LLC | SOLAR | PHOTO VOLTAIC | SUN | ZP26 | PGE4 | 2016-07-12 |  |  | 30 | A
135000 | Participating Unit | No | No | MSTANG_2_SOLAR3 | Mustang 3 | 40 | PGAE | RE Mustang 3 LLC | SOLAR | PHOTO VOLTAIC | SUN | NP15 | PGE2 | 2016-05-03 |  |  | 40 | A
135700 | Participating Unit | No | No | MSTANG_2_SOLAR4 | Mustang 4 | 30 | PGAE | RE Mustang 4 LLC | SOLAR | PHOTO VOLTAIC | SUN | NP15 | PGE3 | 2016-06-09 |  |  | 30 | A
135200 | Participating Unit | No | No | MSTANG_2_SOLAR4 | Mustang 4 | 30 | PGAE | RE Mustang 4 LLC | SOLAR | PHOTO VOLTAIC | SUN | NP15 | PGE3 | 2016-06-09 |  |  | 30 | A
23200 | Participating Unit | No | No | NAROW2_2_UNIT | NARROWS PH 2 UNIT | 55 | PGAE | YCWA | HYDRO | HYDRO | WATER | NP15 | PGE3 | 1969-01-01 |  | North Yuba River | 55 | A
59500 | Participating Unit | Yes | No | BOWMN_6_UNIT | NEVADA POWER AUTHORITY (BOWMAN) | 6.25 | PGAE | Pacific Gas & Electric Company | HYDRO | HYDRO | WATER | NP15 | PGE3 | 1986-08-18 | PGE QF 15H015 |  | 6.25 | A
59700 | Participating Unit | Yes | Yes | NEWARK_1_QF | NEWARK AREA LUMPED QF UNITS | 1.1 | PGAE | Pacific Gas & Electric Company | WIND | WIND | WIND | NP15 | PGE3 |  |  |  | 1.1 | A
59703 | Non-Participating | Yes | No | 0 | HAYWARD AREA REC & PARK DIST. |  | PGAE | 01C201 | COGENERATION |  | NATURAL GAS | NP15 | PGE3 | 1988-02-02 |  |  | 0.06 | A
59702 | Non-Participating | Yes | No | 0 | DONALD R. CHENOWETH |  | PGAE | 01W119 | WIND | WIND | WIND | NP15 | PGE3 | 1982-08-02 |  |  | 0.01 | A
136500 | Participating Unit | No | No | VESTAL_2_SOLAR1 | NICOLIS | 20 | SCE | Nicolis, LLC | SOLAR | PHOTO VOLTAIC | SUN | SP15 | SCE1 | 2016-09-15 |  |  | 20 | A
89600 | Participating Unit | Yes | No | NGILAA_5_SDGDYN | NORTH GILA INTERCHANGE SCHEDULE (YUMA COGENERATION ASSOCIATION) | 57 | SDGE | San Diego Gas and Electric Company | DYNAMIC SCHEDULED | COMBUSTION TURBINE | NATURAL GAS | SP15 | SDG1 | 1994-03-15 | SDGE QF 416 |  | 56.5 | C
60100 | Participating Unit | Yes | No | NIMTG_6_NIQF | NORTH ISLAND COGENERATION | 42.7 | SDGE | SDG&E Exempt | COGENERATION | COMBUSTION TURBINE | NATURAL GAS | SP15 | SDG1 | 1989-01-01 | SDGE QF 223 |  | 34.5 | A
60300 | Participating Unit | Yes | No | NIMTG_6_NICOGN | NORTH ISLAND STEAM TURBINE | 4.05 | SDGE | SDG&E Exempt | COGENERATION | STEAM | HEAT RECOVERY | SP15 | SDG1 | 1989-01-01 | SDGE QF 163 |  | 4.05 | A
107700 | Participating Unit | No | No | BREGGO_6_SOLAR | NRG Borrego Solar One | 26 | SDGE | NRG Solar Borrego I LLC | SOLAR | PHOTO VOLTAIC | SUN | ZP26 | SDG1 | 2013-02-12 |  |  | 26 | A
60500 | Participating Unit | Yes | No | PTLOMA_6_NTCQF | NTC/MCRD COGENERATION | 22.3 | SDGE | SDG&E Exempt | COGENERATION | COMBUSTION TURBINE | NATURAL GAS | SP15 | SDG1 | 1989-01-01 | SDGE QF 232 |  | 22.3 | A
23300 | Participating Unit | No | No | NAROW1_2_UNIT | Narrows PH 1 Unit | 12 | PGAE | PG&E | HYDRO | HYDRO | WATER | NP15 | PGE3 | 1942-01-01 |  | South Yuba | 12 | A
114200 | Participating Unit | No | No | CHINO_2_SASOLR | Nautilus Solar Energy | 1.5 | SCE | SS San Antonio West LLC | SOLAR | PHOTO VOLTAIC | SUN | SP15 | SCE1 | 2013-12-20 |  |  | 1.5 | A
45801 | Participating Unit | Yes | No | ETIWND_2_UNIT1 | New-Indy Ontario, LLC | 33.6 | SCE | New-Indy Ontario, LLC | COGENERATION | COMBUSTION TURBINE | NATURAL GAS | SP15 | SCE1 | 1985-09-01 | Formerly SCE QF 2045 |  | 36.6 | A
75100 | Participating Unit | Yes | No | SNCLRA_2_UNIT1 | New-Indy Oxnard LLC | 27.8 | SCE | New-Indy Oxnard LLC | COGENERATION | COMBUSTION TURBINE | NATURAL GAS | SP15 | SCE1 | 1986-03-14 | Formerly SCE QF 2055 |  | 27.8 | A
23400 | Participating Unit | No | No | NWCSTL_7_UNIT 1 | Newcastle PH | 12 | PGAE | PG&E | HYDRO | HYDRO | WATER | NP15 | PGE3 | 1986-01-01 |  | South Yuba | 12 | A
106200 | Participating Unit | No | No | TWISSL_6_SOLAR | Nickel 1 ("NLH1") | 1.5 | PGAE | NLH1 Solar, LLC | SOLAR | PHOTO VOLTAIC | SUN | NP15 | PGE3 | 2012-11-27 |  |  | 1.5 | A
104300 | Participating Unit | No | No | BUCKWD_1_NPALM1 | North Palm Springs 1 | 2.4 | SCE | North palm Springs Investments | SOLAR | PHOTO VOLTAIC | SUN | SP15 | SCE1 | 2012-04-02 |  |  | 2.5 | A
111800 | Participating Unit | No | No | GARNET_1_SOLAR | North Palm Springs 4A | 4 | SCE | North Palm Springs Investments LLC | SOLAR | PHOTO VOLTAIC | SUN | SP15 | SCE1 | 2012-11-02 |  |  | 4.12 | A
106500 | Participating Unit | No | No | JAWBNE_2_NSRWND | North Sky River Wind Project | 160 | SCE | North Sky River Energy, LLC | WIND | WIND | WIND | SP15 | SCE1 | 2012-12-07 |  |  | 162 | A
125200 | Participating Unit | No | No | MNDOTA_1_SOLAR1 | North Star Solar 1 | 60 | PGAE | North Star Solar, LLC | SOLAR | PHOTO VOLTAIC | SUN | NP15 | PGE3 | 2015-06-20 |  |  | 60 | A
60900 | Participating Unit | Yes | No | CHINO_6_CIMGEN | O.L.S. ENERGY COMPANY- CHINO-MENS INST. | 31.6 | SCE | Southern California Edison Company | COGENERATION | COMBUSTION TURBINE | NATURAL GAS | SP15 | SCE1 | 1987-12-24 | SCE QF 2043 |  | 27.6 | A
23500 | Participating Unit | No | No | BUCKCK_7_OAKFLT | OAK FLAT PH | 1.3 | PGAE | PG&E | HYDRO | HYDRO | WATER | NP15 | PGE3 | 1985-01-01 |  | North Fork Feather River | 1.3 | A
91000 | Participating Unit | No | No | VINCNT_2_WESTWD | OASIS POWER PLANT | 60 | SCE | OASIS POWER PARTNERS, LLC | WIND | WIND | WIND | SP15 | SCE1 | 2005-03-31 |  |  | 60 | A
61200 | Participating Unit | Yes | No | ULTPCH_1_UNIT 1 | OGDEN POWER PACIFIC, INC. (CHINESE STATION) | 22 | PGAE | Pacific Gas & Electric Company | BIOMASS | STEAM | WOOD WASTE | NP15 | PGE3 | 1986-06-04 | PGE QF 16P002 |  | 22 | A
94200 | Participating Unit | Yes | Yes | OILFLD_7_QFUNTS | OIL FIELDS QF AGGREGATION | 3.8 | PGAE |  | HYDRO | HYDRO | WATER | NP15 | PGE3 |  |  |  | 3.8 | A
58403 | Non-Participating | Yes | No | 0 | MONTEREY CTY WATER RES AGENCY | 3.8 | PGAE | 18H034 | HYDRO | HYDRO | WATER | NP15 | PGE3 | 1987-07-13 | Added to OILFLD QF aggregation 3/1/2007. Formerly part of MOSSLD_1_QF aggregation. |  | 3.8 | A
61500 | Participating Unit | No | No | OILDAL_1_UNIT 1 | OILDALE ENERGY | 40 | PGAE | OILDALE ENERGY LLC | COGENERATION | COMBUSTION TURBINE | NATURAL GAS | ZP26 | PGE4 | 1984-12-29 | QF Conversion, was PGE QF 25C170 |  | 47.5 | A
61600 | Participating Unit | Yes | Yes | OLINDA_2_QF | OLINDA AREA LUMPED UNITS | 13.3 | SCE | VARIOUS | HYDRO | HYDRO | WATER | SP15 | SCE1 | 1984-01-01 |  |  | 13.3 | A
61602 | Non-Participating | Yes | No | 0 | BREA POWER PARTNERS L. P. |  | SCE | 1010 | BIOMASS |  |  | SP15 | SCE1 | 1984-10-25 |  |  | 4.9 | A
61601 | Non-Participating | Yes | No | 0 | AMERICAN ENERGY, INC. (FULLERTON HYDRO) |  | SCE | 4137 | HYDRO |  |  | SP15 | SCE1 | 1986-12-20 |  |  | 0.34 | A
61700 | Participating Unit | Yes | No | OLSEN_2_UNIT | OLSEN POWER PARTNERS | 5.8 | PGAE | Pacific Gas & Electric Company | HYDRO | HYDRO | WATER | NP15 | PGE3 | 1990-01-03 | PGE QF 13H024 |  | 5.8 | A
79400 | Participating Unit | No | Yes | ONLLPP_6_UNITS | ONEILL P-G PLANT (AGGREGATE) | 14 | PGAE | USBR | HYDRO | PUMPED STORAGE | WATER | NP15 | PGE3 | 1967-01-01 |  |  | 14.4 | A
79401 | Non-Participating | No | No | ONLLPP_6_UNIT 1 | ONeill Pump-Generator Plant Unit 1 | 2.1 | PGAE | USBR | HYDRO | PUMPED STORAGE | WATER | NP15 | PGE3 | 1967-01-01 |  |  | 2.4 | A
79402 | Non-Participating | No | No | ONLLPP_6_UNIT 2 | ONeill Pump-Generator Plant Unit 2 | 2.1 | PGAE | USBR | HYDRO | PUMPED STORAGE | WATER | NP15 | PGE3 | 1967-01-01 |  |  | 2.4 | A
79403 | Non-Participating | No | No | ONLLPP_6_UNIT 3 | ONeill Pump-Generator Plant Unit 3 | 2.1 | PGAE | USBR | HYDRO | PUMPED STORAGE | WATER | NP15 | PGE3 | 1967-01-01 |  |  | 2.4 | A
79404 | Non-Participating | No | No | ONLLPP_6_UNIT 4 | ONeill Pump-Generator Plant Unit 4 | 2.1 | PGAE | USBR | HYDRO | PUMPED STORAGE | WATER | NP15 | PGE3 | 1967-01-01 |  |  | 2.4 | A
79405 | Non-Participating | No | No | ONLLPP_6_UNIT 5 | ONeill Pump-Generator Plant Unit 5 | 2.1 | PGAE | USBR | HYDRO | PUMPED STORAGE | WATER | NP15 | PGE3 | 1967-01-01 |  |  | 2.4 | A
79406 | Non-Participating | No | No | ONLLPP_6_UNIT 6 | ONeill Pump-Generator Plant Unit 6 | 2.1 | PGAE | USBR | HYDRO | PUMPED STORAGE | WATER | NP15 | PGE3 | 1967-01-01 |  |  | 2.4 | A
24000 | Participating Unit | No | Yes | PADUA_2_ONTARO | ONTARIO/SIERRA HYDRO PROJECT (AGGREGATE) | 1.92 | SCE | SCE | HYDRO | HYDRO | WATER | SP15 | SCE1 | 1902-01-01 |  |  | 1.97 | A
24001 | Non-Participating | No | No | 0 | Ontario PH 1 Unit 1 |  | SCE | SCE | HYDRO | HYDRO | WATER | SP15 | SCE1 | 1902-01-01 |  |  | 0.3 | A
24002 | Non-Participating | No | No | 0 | Ontario PH 1 Unit 2 |  | SCE | SCE | HYDRO | HYDRO | WATER | SP15 | SCE1 | 1902-01-01 |  |  | 0.3 | A
24006 | Non-Participating | No | No | 0 | Sierra Unit 2 |  | SCE | SCE | HYDRO | HYDRO | WATER | SP15 | SCE1 | 1922-01-01 |  |  | 0.37 | A
24004 | Non-Participating | No | No | 0 | Ontario PH 2 Unit 1 |  | SCE | SCE | HYDRO | HYDRO | WATER | SP15 | SCE1 | 1963-01-01 |  |  | 0.33 | A
24005 | Non-Participating | No | No | 0 | Sierra Unit 1 |  | SCE | SCE | HYDRO | HYDRO | WATER | SP15 | SCE1 | 1922-01-01 |  |  | 0.37 | A
24003 | Non-Participating | No | No | 0 | Ontario PH 1 Unit 3 |  | SCE | SCE | HYDRO | HYDRO | WATER | SP15 | SCE1 | 1902-01-01 |  |  | 0.3 | A
61900 | Participating Unit | No | No | OROVIL_6_UNIT | OROVILLE COGEN | 7.5 | PGAE | Oroville Cogeneration, LP | COGENERATION | COMBUSTION TURBINE | NATURAL GAS | NP15 | PGE3 | 1989-12-18 | QF Conversion Completed: 10/22/2013 |  | 7.5 | A
62000 | Participating Unit | Yes | Yes | OTAY_6_UNITB1 | OTAY LANDFILL UNITS AGGREGATE | 3 | SDGE | Otay Landfill Gas, LLC | BIOMASS | RECIPROCATING ENGINE | LANDFILL GAS | SP15 | SDG1 | 1987-01-01 |  |  | 3 | A
62002 | Non-Participating | Yes | No | 0 | Otay 1 and 2 Landfill Generation Facility Unit 2 |  | SDGE | Otay Landfill Gas, LLC | BIOMASS | RECIPROCATING ENGINE | LANDFILL GAS | SP15 | SDG1 | 1991-01-01 |  |  | 1.5 | A
62001 | Non-Participating | Yes | No | 0 | Otay 1 and 2 Landfill Generation Facility Unit 1 |  | SDGE | Otay Landfill Gas, LLC | BIOMASS | RECIPROCATING ENGINE | LANDFILL GAS | SP15 | SDG1 | 1987-01-01 |  |  | 1.5 | A
23600 | Participating Unit | No | No | OAK C_7_UNIT 1 | Oakland GT #1 | 55 | PGAE | Dynegy Oakland LLC | PEAKER | COMBUSTION TURBINE | DIESEL / OIL | NP15 | PGE3 | 1978-01-01 |  |  | 74.5 | A
23700 | Participating Unit | No | No | OAK C_7_UNIT 2 | Oakland GT #2 | 55 | PGAE | Dynegy Oakland LLC | PEAKER | COMBUSTION TURBINE | DIESEL / OIL | NP15 | PGE3 | 1978-01-01 |  |  | 74.5 | A
23800 | Participating Unit | No | No | OAK C_7_UNIT 3 | Oakland GT #3 | 55 | PGAE | Dynegy Oakland LLC | PEAKER | COMBUSTION TURBINE | DIESEL / OIL | NP15 | PGE3 | 1978-01-01 |  |  | 74.5 | A
110900 | Participating Unit | No | No | COCOSB_6_SOLAR | Oakley Solar Project | 1.5 | PGAE | Hayworth-Fabian, LLC | SOLAR | PHOTO VOLTAIC | SUN | NP15 | PGE3 | 2013-06-12 |  |  | 1.5 | A
131800 | Participating Unit | No | No | OASIS_6_SOLAR2 | Oasis Solar | 20 | SCE | NRG Solar Oasis LLC | SOLAR | PHOTO VOLTAIC | SUN | SP15 | SCE1 | 2016-01-19 |  |  | 27.8 | A
112500 | Participating Unit | No | No | OCTILO_5_WIND | Ocotillo Wind Energy Facility | 265 | SDGE | Ocotillo Express LLC | WIND | WIND | WIND | SP15 | SDG1 | 2013-07-30 |  |  | 265.4 | A
121800 | Participating Unit | Yes | No | OLDRV1_6_SOLAR | Old River One | 20 | PGAE | RE Old River One, LLC | SOLAR | PHOTO VOLTAIC | SUN | NP15 | PGE3 | 2014-12-30 |  |  | 20 | A
96200 | Participating Unit | Yes | No | OLINDA_7_LNDFIL | Olinda Landfill | 5.6 | SCE | Brea Power Partners, L.P. | BIOMASS | RECIPROCATING ENGINE | LANDFILL GAS | SP15 | SCE1 | 2002-05-01 |  |  | 5.63 | A
102100 | Participating Unit | No | No | MIRLOM_2_ONTARO | Ontario RT Solar | 5.5 | SCE | Southern California Edison (SCE) | SOLAR | PHOTO VOLTAIC | SUN | SP15 | SCE1 | 2011-08-25 |  |  | 5.5 | A
99200 | Participating Unit | No | Yes | OGROVE_6_PL1X2 | Orange Grove Energy Center | 96 | SDGE | Orange Grove Energy, L.P. | PEAKER | COMBUSTION TURBINE | NATURAL GAS | SP15 | SDG1 | 2010-06-17 |  |  | 100 | A
99201 | Non-Participating | No | No | OGROVE_6_CTG1 | Orange Grove Energy CTG1 | 48 | SDGE | Orange Grove Energy, LP | PEAKER | COMBUSTION TURBINE | NATURAL GAS | SP15 | SDG1 | 2010-06-17 |  |  | 50 | A
99202 | Non-Participating | No | No | OGROVE_6_CTG2 | Orange Grove Energy CTG2 | 48 | SDGE | Orange Grove Energy, LP | PEAKER | COMBUSTION TURBINE | NATURAL GAS | SP15 | SDG1 | 2010-06-17 |  |  | 50 | A
118300 | Participating Unit | No | No | ARVINN_6_ORION1 | Orion 1 Solar | 12 | PGAE | Orion Solar I, LLC | SOLAR | PHOTO VOLTAIC | SUN | ZP26 | PGE3 | 2014-06-26 |  |  | 12 | A
119100 | Participating Unit | No | No | ARVINN_6_ORION2 | Orion 2 Solar | 8 | PGAE | Orion Solar II, LLC | SOLAR | PHOTO VOLTAIC | SUN | ZP26 | PGE3 | 2014-06-26 |  |  | 8 | A
24100 | Participating Unit | No | No | ORMOND_7_UNIT 1 | Ormond Beach Unit 1 | 741.27 | SCE | RRI Energy Ormond Beach, Inc. | THERMAL | STEAM | NATURAL GAS | SP15 | SCE1 | 1971-01-01 |  |  | 750 | A
24200 | Participating Unit | No | No | ORMOND_7_UNIT 2 | Ormond Beach Unit 2 | 775 | SCE | RRI Energy Ormond Beach, Inc. | THERMAL | STEAM | NATURAL GAS | SP15 | SCE1 | 1971-01-01 |  |  | 750 | A
94500 | Participating Unit | No | Yes | OTAY_7_UNITC1 | Otay 3 Landfill Generation Facility | 3.3 | SDGE | Otay Landfill Gas, LLC | BIOMASS | RECIPROCATING ENGINE | LANDFILL GAS | SP15 | SDG1 | 2007-03-08 |  |  | 3.75 | A
94502 | Non-Participating | Yes | No | 0 | Otay 3 Landfill Generation Facility Unit 1 |  | SDGE | Otay Landfill Gas, LLC | BIOGAS | RECIPROCATING ENGINE | LANDFILL GAS | SP15 | SDG1 | 2007-03-08 |  |  | 1.88 | A
94501 | Non-Participating | Yes | No | 0 | Otay 3 Landfill Generation Facility Unit 1 |  | SDGE | Otay Landfill Gas, LLC | BIOGAS | RECIPROCATING ENGINE | LANDFILL GAS | SP15 | SDG1 | 2007-03-08 |  |  | 1.88 | A
117600 | Participating Unit | Yes | No | OTAY_6_LNDFL5 | Otay 5 | 1.5 | SDGE | Otay Landfill Gas, LLC | BIOMASS | RECIPROCATING ENGINE | LANDFILL GAS | SP15 | SDG1 | 2014-03-14 |  |  | 1.5 | A
117700 | Participating Unit | Yes | No | OTAY_6_LNDFL6 | Otay 6 | 1.5 | SDGE | Otay Landfill Gas, LLC | BIOMASS | RECIPROCATING ENGINE | LANDFILL GAS | SP15 | SDG1 | 2014-03-14 |  |  | 1.5 | A
98000 | Participating Unit | No | No | OTMESA_2_PL1X3 | Otay Mesa Energy Center | 603.68 | SDGE | Otay Mesa Energy Center, LLC | THERMAL | COMBINED CYCLE | NATURAL GAS | SP15 | SDG1 | 2009-10-03 |  |  | 669 | A
97200 | Participating Unit | No | No | OXMTN_6_LNDFIL | Ox Mountain Landfill | 10.62 | PGAE | Ameresco Half Moon Bay LLC | BIOMASS | RECIPROCATING ENGINE | LANDFILL GAS | NP15 | PGE3 | 2009-04-01 | 6 internal combustion generator sets @ approximately 1.9 MW each |  | 11.4 | A
24300 | Participating Unit | No | No | OXBOW_6_DRUM | Oxbow PH | 6 | PGAE | PCWA | HYDRO | HYDRO | WATER | NP15 | PGE3 | 1966-01-01 |  | American River | 6 | A
62100 | Participating Unit | Yes | No | PACLUM_6_UNIT | PACIFIC LUMBER CO. | 28.8 | PGAE | Pacific Gas & Electric Company | BIOMASS | STEAM | WOOD WASTE | NP15 | PGE1 | 1986-03-22 | PGE QF 19C010 |  | 26.25 | A
24400 | Participating Unit | No | No | PWEST_1_UNIT | PACIFIC WEST I | 2.1 | SCE | Phoenix Wind Power, LLC | WIND | WIND | WIND | SP15 | SCE1 |  |  |  | 2.1 | A
62200 | Participating Unit | Yes | Yes | PADUA_6_QF | PADUA AREA LUMPED UNITS | 30.1 | SCE | VARIOUS | HYDRO | HYDRO | WATER | SP15 | SCE1 | 1984-01-01 |  |  | 29 | A
62204 | Non-Participating | Yes | No | 0 | MONTE VISTA WATER DISTRICT |  | SCE | 4147 | HYDRO |  |  | SP15 | SCE1 | 1990-08-05 |  |  | 0.87 | A
62209 | Non-Participating | Yes | No | 0 | THREE VALLEYS MWD (FULTON ROAD) |  | SCE | 4035 | HYDRO |  |  | SP15 | SCE1 | 1987-04-02 |  |  | 0.2 | A
62210 | Non-Participating | Yes | No | 0 | THREE VALLEYS MWD (MIRAMAR) |  | SCE | 4036 | HYDRO |  |  | SP15 | SCE1 | 1987-04-13 |  |  | 0.52 | A
62211 | Non-Participating | Yes | No | 0 | THREE VALLEYS MWD (WILLIAMS) |  | SCE | 4037 | HYDRO |  |  | SP15 | SCE1 | 1987-04-03 |  |  | 0.35 | A
62206 | Non-Participating | Yes | No | 0 | PAPER PAK PRODUCTS,INCORPORATED |  | SCE | 2031 | COGENERATION |  |  | SP15 | SCE1 | 1984-10-01 |  |  | 1.4 | A
62202 | Non-Participating | Yes | No | 0 | CLAREMONT TENNIS CLUB |  | SCE | 2178 | COGENERATION |  |  | SP15 | SCE1 | 1988-07-14 |  |  | 0.18 | A
62203 | Non-Participating | Yes | No | 0 | GLENDORA HIGH SCHOOL (U.S.D.) |  | SCE | 2066 | COGENERATION |  |  | SP15 | SCE1 | 1985-07-01 |  |  | 0.08 | A
62205 | Non-Participating | Yes | No | 0 | ONTARIO COGENERATION |  | SCE | 2037 | COGENERATION |  |  | SP15 | SCE1 | 1984-11-01 |  |  | 4.5 | A
62212 | Non-Participating | Yes | No | 0 | UPLAND UNIFIED SCHOOL DISTTRICT |  | SCE | 2036 | COGENERATION |  |  | SP15 | SCE1 | 1985-01-01 |  |  | 0.08 | A
62213 | Non-Participating | Yes | No | 0 | WATER FACILITIES AUTHORITY STATION 1 (UPLAND) |  | SCE | 4150 | HYDRO |  |  | SP15 | SCE1 | 1994-08-26 |  |  | 0.22 | A
93000 | Participating Unit | No | Yes | PALOMR_2_PL1X3 | PALOMAR ENERGY CENTER | 575 | SDGE | San Diego Gas & Electric | THERMAL | COMBINED CYCLE | NATURAL GAS | SP15 | SDG1 | 2006-03-31 |  |  | 595 | A
93001 | Non-Participating | No | No | PALOMR_7_CTG1 | PALOMAR ENERGY CENTER CTG UNIT 1 | 180.6 | SDGE | San Diego Gas & Electric | THERMAL | COMBUSTION TURBINE | NATURAL GAS | SP15 | SDG1 | 2006-03-31 |  |  | 180.5 | A
93002 | Non-Participating | No | No | PALOMR_7_CTG2 | PALOMAR ENERGY CENTER CTG UNIT 2 | 180.6 | SDGE | San Diego Gas & Electric | THERMAL | COMBUSTION TURBINE | NATURAL GAS | SP15 | SDG1 | 2006-03-31 |  |  | 180.5 | A
93003 | Non-Participating | No | No | PALOMR_7_STG3 | PALOMAR ENERGY CENTER STG UNIT 3 | 234.5 | SDGE | San Diego Gas & Electric | THERMAL | STEAM | HEAT RECOVERY | SP15 | SDG1 | 2006-03-31 |  |  | 233.9 | A
91700 | Participating Unit | No | Yes | LEBECS_2_UNITS | PASTORIA ENERGY FACILITY | 799.47 | SCE | Calpine | THERMAL | COMBINED CYCLE | NATURAL GAS | SP15 | SCE1 | 2005-05-04 |  |  | 800 | A
91701 | Non-Participating | No | No | LEBECS_7_CTG1 | PASTORIA ENERGY FACILITY CTG UNIT 1 | 198.9 | SCE | Calpine | THERMAL | COMBUSTION TURBINE | NATURAL GAS | SP15 | SCE1 | 2005-07-05 |  |  | 167 | A
91702 | Non-Participating | No | No | LEBECS_7_CTG2 | PASTORIA ENERGY FACILITY CTG UNIT 2 | 198.9 | SCE | Calpine | THERMAL | COMBUSTION TURBINE | NATURAL GAS | SP15 | SCE1 | 2005-07-05 |  |  | 167 | A
91704 | Non-Participating | No | No | LEBECS_7_CTG4 | PASTORIA ENERGY FACILITY CTG UNIT 4 | 198.9 | SCE | Calpine | THERMAL | COMBUSTION TURBINE | NATURAL GAS | SP15 | SCE1 | 2005-05-04 |  |  | 167 | A
91703 | Non-Participating | No | No | LEBECS_7_STG3 | PASTORIA ENERGY FACILITY STG UNIT 3 | 184 | SCE | Calpine | THERMAL | STEAM | HEAT RECOVERY | SP15 | SCE1 | 2005-07-05 |  |  | 187 | A
91705 | Non-Participating | No | No | LEBECS_7_STG5 | PASTORIA ENERGY FACILITY STG UNIT 5 | 92 | SCE | Calpine | THERMAL | STEAM | HEAT RECOVERY | SP15 | SCE1 | 2005-05-04 |  |  | 92 | A
94300 | Participating Unit | Yes | No | PSWEET_7_QFUNTS | PAUL SWEET QF AGGREGATION | 1 | PGAE | Pacific Gas & Electric Company | BIOGAS | AGGREGATION | LANDFILL GAS | NP15 | PGE3 |  |  |  | 1 | A
62900 | Participating Unit | Yes | No | GRZZLY_1_BERKLY | PE - BERKELEY, INC. | 32.5 | PGAE | Pacific Gas & Electric Company | COGENERATION | COMBUSTION TURBINE | NATURAL GAS | NP15 | PGE3 | 1987-05-19 | PGE QF 01C084 |  | 32.5 | A
63000 | Participating Unit | Yes | No | KINGCO_1_KINGBR | PE - KES KINGSBURG,LLC | 34.5 | PGAE | KES Kingsburg, L.P. | COGENERATION | COMBUSTION TURBINE | NATURAL GAS | NP15 | PGE3 | 1990-12-05 | Formerly PGE QF 25C164 |  | 40 | A
24800 | Participating Unit | No | No | PHOENX_1_UNIT | PHOENIX PH | 2 | PGAE | PG&E | HYDRO | HYDRO | WATER | NP15 | PGE3 | 1940-01-01 |  | Tuolemne River | 2 | A
24900 | Participating Unit | No | Yes | PINFLT_7_UNITS | PINE FLAT PH (AGGREGATE) | 210 | PGAE | CDWR | HYDRO | HYDRO | WATER | NP15 | PGE3 | 1984-01-01 |  |  | 173.7 | A
24901 | Non-Participating | No | No | PINFLT_7_UNIT 1 | Pine Flat Unit 1 | 63.3 | PGAE | CDWR | HYDRO | HYDRO | WATER | NP15 | PGE3 | 1984-01-01 |  |  | 57.9 | A
24902 | Non-Participating | No | No | PINFLT_7_UNIT 2 | Pine Flat Unit 2 | 63.3 | PGAE | CDWR | HYDRO | HYDRO | WATER | NP15 | PGE3 | 1984-01-01 |  |  | 57.9 | A
24903 | Non-Participating | No | No | PINFLT_7_UNIT 3 | Pine Flat Unit 3 | 63.3 | PGAE | CDWR | HYDRO | HYDRO | WATER | NP15 | PGE3 | 1984-01-01 |  |  | 57.9 | A
25200 | Participating Unit | No | Yes | PIT3_7_PL1X3 | PIT PH 3 (AGGREGATE) | 70.6 | PGAE | PG&E | HYDRO | HYDRO | WATER | NP15 | PGE3 | 1925-01-01 |  | Pit River | 70.6 | A
25201 | Non-Participating | No | No | PIT3_7_UNIT 1 | Pit PH 3 Unit 1 | 24 | PGAE | PG&E | HYDRO | HYDRO | WATER | NP15 | PGE3 | 1925-01-01 |  | Pit River | 24 | A
25202 | Non-Participating | No | No | PIT3_7_UNIT 2 | Pit PH 3 Unit 2 | 26 | PGAE | PG&E | HYDRO | HYDRO | WATER | NP15 | PGE3 | 1925-01-01 |  | Pit River | 26 | A
25203 | Non-Participating | No | No | PIT3_7_UNIT 3 | Pit PH 3 Unit 3 | 25 | PGAE | PG&E | HYDRO | HYDRO | WATER | NP15 | PGE3 | 1925-01-01 |  | Pit River | 25 | A
25300 | Participating Unit | No | Yes | PIT4_7_PL1X2 | PIT PH 4 (AGGREGATE) | 95 | PGAE | PG&E | HYDRO | HYDRO | WATER | NP15 | PGE3 | 1955-01-01 |  | Pit River | 95 | A
25301 | Non-Participating | No | No | PIT4_7_UNIT 1 | Pit PH 4 Unit 1 | 55 | PGAE | PG&E | HYDRO | HYDRO | WATER | NP15 | PGE3 | 1955-01-01 |  | Pit River | 55 | A
25302 | Non-Participating | No | No | PIT4_7_UNIT 2 | Pit PH 4 Unit 2 | 47 | PGAE | PG&E | HYDRO | HYDRO | WATER | NP15 | PGE3 | 1955-01-01 |  | Pit River | 47 | A
25400 | Participating Unit | No | Yes | PIT5_7_PL1X2 | PIT PH 5 UNITS 1 & 2 (AGGREGATE) | 82 | PGAE | PG&E | HYDRO | HYDRO | WATER | NP15 | PGE3 | 1944-01-01 |  | Pit River | 82 | A
25401 | Non-Participating | No | No | PIT5_7_UNIT 1 | Pit PH 5 Unit 1 | 41 | PGAE | PG&E | HYDRO | HYDRO | WATER | NP15 | PGE3 | 1944-01-01 |  | Pit River | 41 | A
25402 | Non-Participating | No | No | PIT5_7_UNIT 2 | Pit PH 5 Unit 2 | 41 | PGAE | PG&E | HYDRO | HYDRO | WATER | NP15 | PGE3 | 1944-01-01 |  | Pit River | 41 | A
25500 | Participating Unit | No | Yes | PIT5_7_PL3X4 | PIT PH 5 UNITS 3 & 4 (AGGREGATE) | 82 | PGAE | PG&E | HYDRO | HYDRO | WATER | NP15 | PGE3 | 1944-01-01 |  | Pit River | 82 | A
25501 | Non-Participating | No | No | PIT5_7_UNIT 3 | Pit PH 5 Unit 3 | 41 | PGAE | PG&E | HYDRO | HYDRO | WATER | NP15 | PGE3 | 1944-01-01 |  | Pit River | 41 | A
25502 | Non-Participating | No | No | PIT5_7_UNIT 4 | Pit PH 5 Unit 4 | 41 | PGAE | PG&E | HYDRO | HYDRO | WATER | NP15 | PGE3 | 1944-01-01 |  | Pit River | 41 | A
90200 | Participating Unit | Yes | Yes | PIT5_7_QFUNTS | PIT5 AREA LUMPED UNITS | 3.75 | PGAE | Pacific Gas & Electric Company | HYDRO | HYDRO | WATER | NP15 | PGE3 | 1987-08-15 |  |  | 3.75 | A
55900 | Non-Participating | Yes | No | 0 | MEGA RENEWABLES (SILVER SPRINGS) |  | PGAE | 13H036 | HYDRO | HYDRO | WATER | NP15 | PGE3 | 1987-08-15 |  |  | 1.25 | A
59400 | Non-Participating | Yes | No | 0 | NELSON CREEK POWER INC. |  | PGAE | 13H042 | HYDRO | HYDRO | WATER | NP15 | PGE3 | 1988-12-19 |  |  | 2.5 | A
63800 | Participating Unit | Yes | Yes | CBRLLO_6_PLSTP1 | POINT LOMA WASTEWATER TREATMENT PLANT | 4.83 | SDGE | City of San Diego (Formerly QFID 464) | BIOMASS | RECIPROCATING ENGINE | LANDFILL GAS | SP15 | SDG1 | 1985-01-01 |  |  | 7.12 | A
63801 | Non-Participating | Yes | No | 0 | POINT LOMA WASTEWATER PERP HYDRO |  | SDGE | City of San Diego | HYDRO | HYDRO | WATER | SP15 | SDG1 | 1985-01-01 |  |  | 1.35 | A
63804 | Non-Participating | Yes | No | 0 | POINT LOMA WASTEWATER UNIT 3 |  | SDGE | City of San Diego | BIOMASS | RECIPROCATING ENGINE | SEWAGE GAS | SP15 | SDG1 | 1985-01-01 |  |  | 1.2 | A
63803 | Non-Participating | Yes | No | 0 | POINT LOMA WASTEWATER UNIT 2 |  | SDGE | City of San Diego | BIOMASS | RECIPROCATING ENGINE | SEWAGE GAS | SP15 | SDG1 | 1985-01-01 |  |  | 2.29 | A
63802 | Non-Participating | Yes | No | 0 | POINT LOMA WASTEWATER UNIT 1 |  | SDGE | City of San Diego | BIOMASS | RECIPROCATING ENGINE | SEWAGE GAS | SP15 | SDG1 | 1985-01-01 |  |  | 2.29 | A
27400 | Participating Unit | No | Yes | POTTER_6_UNITS | POTTER VALLEY PH (AGGREGATE) | 10.1 | PGAE | Pacific Gas & Electric Company | HYDRO | HYDRO | WATER | NP15 | PGE3 | 1910-01-01 |  | Eel | 9.8 | A
27401 | Non-Participating | No | No | 0 | Potter Valley Unit 1 |  | PGAE | Pacific Gas & Electric Company | HYDRO | HYDRO | WATER | NP15 | PGE3 | 1939-01-01 |  | Eel | 5 | A
27403 | Non-Participating | No | No | 0 | Potter Valley Unit 3 |  | PGAE | Pacific Gas & Electric Company | HYDRO | HYDRO | WATER | NP15 | PGE3 | 1917-01-01 |  | Eel | 2.5 | A
27402 | Non-Participating | No | No | 0 | Potter Valley Unit 2 |  | PGAE | Pacific Gas & Electric Company | HYDRO | HYDRO | WATER | NP15 | PGE3 | 1910-01-01 |  | Eel | 2.5 | A
63600 | Participating Unit | Yes | No | CPSTNO_7_PRMADS | PRIMA DESHECHA LANDFILL | 6.1 | SDGE | MM Biogas Power, LLC (Formerly QF ID 448) | BIOMASS | RECIPROCATING ENGINE | LANDFILL GAS | SP15 | SDG1 | 1999-01-01 |  |  | 6.1 | A
63700 | Participating Unit | Yes | No | SNCLRA_6_PROCGN | PROCTER & GAMBLE PAPER PROD. (OXNARD II) | 49.5 | SCE | Southern California Edison Company | COGENERATION | COMBUSTION TURBINE | NATURAL GAS | SP15 | SCE1 | 1998-11-17 | SCE QF 2072 |  | 46.1 | A
104800 | Participating Unit | No | No | ROSMDW_2_WIND1 | Pacific Wind - Phase 1 | 140 | SDGE | Pacific Wind, LLC | WIND | WIND | WIND | SP15 | SDG1 |  | Phased Implementation: 140 MW commercial out of 250 MW total at completion. As of 7/20/2012 |  | 140 | A
44617 | Participating Unit | Yes | No | VENWD_1_WIND3 | Painted Hills Wind Park | 19.04 | SCE | Painted Hills Wind Developers | WIND | WIND | WIND | SP15 | SCE1 | 1985-12-01 | QF Conversion 4/14/2016. Formerly SCE QF 6112 |  | 19.05 | A
130800 | Participating Unit | Yes | No | LITLRK_6_SOLAR2 | Palmdale 18 | 2 | SCE | SEPV18, LLC | SOLAR | PHOTO VOLTAIC | SUN | SP15 | SCE1 | 2016-01-13 |  |  | 2 | A
126300 | Participating Unit | No | No | PMDLET_6_SOLAR1 | Palmdale East | 10 | SCE | SEPV Palmdale East, LLC | SOLAR | PHOTO VOLTAIC | SUN | SP15 | SCE1 | 2015-07-31 |  |  | 10 | A
24500 | Participating Unit | No | No | PNOCHE_1_UNITA1 | Panoche - CalPeak | 52.01 | PGAE | CalPeak Power LLC | PEAKER | COMBUSTION TURBINE | NATURAL GAS | NP15 | PGE3 | 2001-12-27 |  |  | 49 | A
97400 | Participating Unit | No | Yes | PNCHEG_2_PL1X4 | Panoche Energy Center | 401 | PGAE | Panoche Energy Center, LLC | PEAKER | COMBUSTION TURBINE | NATURAL GAS | NP15 | PGE3 | 2009-05-28 |  |  | 418.6 | A
97401 | Non-Participating | No | No | PNCHEG_2_CTG1 | PANOCHE ENERGY CENTER (CTG1) | 100 | PGAE | Panoche Energy Center, LLC | THERMAL | COMBUSTION TURBINE | NATURAL GAS | NP15 | PGE2 | 2009-05-28 |  |  | 104.65 | A
97402 | Non-Participating | No | No | PNCHEG_2_CTG2 | PANOCHE ENERGY CENTER (CTG2) | 100 | PGAE | Panoche Energy Center, LLC | THERMAL | COMBUSTION TURBINE | NATURAL GAS | NP15 | PGE2 | 2009-05-28 |  |  | 104.65 | A
97403 | Non-Participating | No | No | PNCHEG_2_CTG3 | PANOCHE ENERGY CENTER (CTG3) | 100 | PGAE | Panoche Energy Center, LLC | THERMAL | COMBUSTION TURBINE | NATURAL GAS | NP15 | PGE2 | 2009-05-28 |  |  | 104.65 | A
97404 | Non-Participating | No | No | PNCHEG_2_CTG4 | PANOCHE ENERGY CENTER (CTG4) | 100 | PGAE | Panoche Energy Center, LLC | THERMAL | COMBUSTION TURBINE | NATURAL GAS | NP15 | PGE2 | 2009-05-28 |  |  | 104.65 | A
24700 | Participating Unit | No | Yes | PARDEB_6_UNITS | Pardee Power House | 30 | PGAE | East Bay Municipal Utility District | HYDRO | HYDRO | WATER | NP15 | PGE3 | 1930-01-01 |  | Mokelumne River | 27.8 | A
24701 | Non-Participating | No | No | PARDEB_2_UNIT 1 | Pardee Unit 1 | 10 | PGAE | East Bay Municipal Utility District | HYDRO | HYDRO | WATER | NP15 | PGE3 | 1930-01-01 |  | Mokelumne River | 9.38 | A
24702 | Non-Participating | No | No | PARDEB_2_UNIT 2 | Pardee Unit 2 | 10 | PGAE | East Bay Municipal Utility District | HYDRO | HYDRO | WATER | NP15 | PGE3 | 1930-01-01 |  | Mokelumne River | 9.38 | A
24703 | Non-Participating | No | No | PARDEB_2_UNIT 3 | Pardee Unit 3 | 10 | PGAE | East Bay Municipal Utility District | HYDRO | HYDRO | WATER | NP15 | PGE3 | 1930-01-01 |  | Mokelumne River | 9.05 | A
56200 | Participating Unit | Yes | No | CRESSY_1_PARKER | Parker Power House | 2.83 | PGAE | Merced Irrigation District | HYDRO | HYDRO | WATER | NP15 | PGE3 | 1981-09-23 | Formerly PGE QF 25H185 |  | 2.83 | A
72000 | Participating Unit | Yes | Yes | UNOCAL_1_UNITS | Phillips 66 - Rodeo Plant | 57.3 | PGAE | TOSCO | COGENERATION | COMBUSTION TURBINE | NATURAL GAS | NP15 | PGE3 | 1987-05-21 |  |  | 49.85 | A
72001 | Non-Participating | Yes | No | 0 | Phillips 66 - Rodeo Plant Unit 1 |  | PGAE | 01C061 | COGENERATION | COMBUSTION TURBINE | NATURAL GAS | NP15 | PGE3 | 1987-05-21 |  |  | 21.6 | A
72003 | Non-Participating | Yes | No | 0 | Phillips 66 - Rodeo Plant Unit 3 |  | PGAE | 01C061 | COGENERATION | COMBUSTION TURBINE | NATURAL GAS | NP15 | PGE3 | 1987-05-21 |  |  | 21.6 | A
72002 | Non-Participating | Yes | No | 0 | Phillips 66 - Rodeo Plant Unit 2 |  | PGAE | 01C061 | COGENERATION | COMBUSTION TURBINE | NATURAL GAS | NP15 | PGE3 | 1987-05-21 |  |  | 21.6 | A
122500 | Participating Unit | Yes | No | GARNET_2_WIND1 | Phoenix | 11.2 | SCE | San Gorgonio Westwinds II, LLC | WIND | WIND | WIND | SP15 | SDG1 | 2015-01-26 |  |  | 11.78 | A
129700 | Participating Unit | No | No | CENTER_2_SOLAR1 | Pico Rivera | 0.9 | SCE | SunEdison Utility Solutions, LLC | SOLAR | PHOTO VOLTAIC | SUN | SP15 | SCE1 | 2015-11-20 |  |  | 0.9 | A
137200 | Participating Unit | No | No | PIOPIC_2_CTG1 | Pio Pico Unit 1 | 106 | SDGE | Pio Pico Energy Center | THERMAL | COMBUSTION TURBINE | NATURAL GAS | SP15 | SDG1 | 2016-11-03 |  |  | 106 | A
137300 | Participating Unit | No | No | PIOPIC_2_CTG2 | Pio Pico Unit 2 | 106 | SDGE | Pio Pico Energy Center | THERMAL | COMBUSTION TURBINE | NATURAL GAS | SP15 | SDG1 | 2016-11-03 |  |  | 106 | A
137400 | Participating Unit | No | No | PIOPIC_2_CTG3 | Pio Pico Unit 3 | 106 | SDGE | Pio Pico Energy Center | THERMAL | COMBUSTION TURBINE | NATURAL GAS | SP15 | SDG1 | 2016-11-03 |  |  | 106 | A
25000 | Participating Unit | No | No | PIT1_7_UNIT 1 | Pit PH 1 Unit 1 | 32 | PGAE | PG&E | HYDRO | HYDRO | WATER | NP15 | PGE3 | 1922-01-01 |  | Pit River | 32 | A
25100 | Participating Unit | No | No | PIT1_7_UNIT 2 | Pit PH 1 Unit 2 | 32 | PGAE | PG&E | HYDRO | HYDRO | WATER | NP15 | PGE3 | 1922-01-01 |  | Pit River | 32 | A
25600 | Participating Unit | No | No | PIT6_7_UNIT 1 | Pit PH 6 Unit 1 | 39 | PGAE | PG&E | HYDRO | HYDRO | WATER | NP15 | PGE3 | 1965-01-01 |  | Pit River | 39 | A
25700 | Participating Unit | No | No | PIT6_7_UNIT 2 | Pit PH 6 Unit 2 | 40 | PGAE | PG&E | HYDRO | HYDRO | WATER | NP15 | PGE3 | 1965-01-01 |  | Pit River | 40 | A
25800 | Participating Unit | No | No | PIT7_7_UNIT 1 | Pit PH 7 Unit 1 | 55.7 | PGAE | PG&E | HYDRO | HYDRO | WATER | NP15 | PGE3 | 1965-01-01 |  | Pit River | 55.7 | A
25900 | Participating Unit | No | No | PIT7_7_UNIT 2 | Pit PH 7 Unit 2 | 54.6 | PGAE | PG&E | HYDRO | HYDRO | WATER | NP15 | PGE3 | 1965-01-01 |  | Pit River | 54.6 | A
26400 | Participating Unit | No | No | PITTSP_7_UNIT 5 | Pittsburg Unit 5 | 312 | PGAE | Mirant | THERMAL | STEAM | NATURAL GAS | NP15 | PGE3 | 1960-01-01 |  |  | 320 | A
26500 | Participating Unit | No | No | PITTSP_7_UNIT 6 | Pittsburg Unit 6 | 317 | PGAE | Mirant | THERMAL | STEAM | NATURAL GAS | NP15 | PGE3 | 1961-01-01 |  |  | 325 | A
26600 | Participating Unit | No | No | PITTSP_7_UNIT 7 | Pittsburg Unit 7 | 530 | PGAE | Mirant | THERMAL | STEAM | NATURAL GAS | NP15 | PGE3 | 1972-01-01 |  |  | 712 | A
26700 | Participating Unit | No | No | POEPH_7_UNIT 1 | Poe PH Unit 1 | 69 | PGAE | PG&E | HYDRO | HYDRO | WATER | NP15 | PGE3 | 1958-01-01 |  | NF Feather River | 68 | A
26800 | Participating Unit | No | No | POEPH_7_UNIT 2 | Poe PH Unit 2 | 68.5 | PGAE | PG&E | HYDRO | HYDRO | WATER | NP15 | PGE3 | 1958-01-01 |  | NF Feather River | 68.5 | A
26900 | Participating Unit | No | No | CONTRL_1_POOLE | Poole Unit 1 | 10.9 | SCE | SCE | HYDRO | HYDRO | WATER | SP15 | SCE1 | 1924-01-01 |  |  | 10.9 | A
132400 | Participating Unit | Yes | Yes | PEABDY_2_LNDFL1 | Potrero Hills Energy Producers | 8 | PGAE | Potrero Hills Energy Producers, LLC | BIOGAS | RECIPROCATING ENGINE | LANDFILL GAS | NP15 | PGE3 | 2016-04-07 |  |  | 8 | A
132401 | Non-Participating | Yes | No | 0 | Potrero Hills Energy Producers Unit 1 |  | PGAE | Potrero Hills Energy Producers, LLC | BIOGAS | RECIPROCATING ENGINE | LANDFILL GAS | NP15 | PGE3 | 2016-04-07 |  |  | 1.6 | A
132402 | Non-Participating | Yes | No | 0 | Potrero Hills Energy Producers Unit 2 |  | PGAE | Potrero Hills Energy Producers, LLC | BIOGAS | RECIPROCATING ENGINE | LANDFILL GAS | NP15 | PGE3 | 2016-04-07 |  |  | 1.6 | A
132405 | Non-Participating | Yes | No | 0 | Potrero Hills Energy Producers Unit 5 |  | PGAE | Potrero Hills Energy Producers, LLC | BIOGAS | RECIPROCATING ENGINE | LANDFILL GAS | NP15 | PGE3 | 2016-04-07 |  |  | 1.6 | A
132404 | Non-Participating | Yes | No | 0 | Potrero Hills Energy Producers Unit 4 |  | PGAE | Potrero Hills Energy Producers, LLC | BIOGAS | RECIPROCATING ENGINE | LANDFILL GAS | NP15 | PGE3 | 2016-04-07 |  |  | 1.6 | A
132403 | Non-Participating | Yes | No | 0 | Potrero Hills Energy Producers Unit 3 |  | PGAE | Potrero Hills Energy Producers, LLC | BIOGAS | RECIPROCATING ENGINE | LANDFILL GAS | NP15 | PGE3 | 2016-04-07 |  |  | 1.6 | A
53100 | Participating Unit | Yes | No | WALNUT_6_HILLGEN | Puente Hills | 53.22 | SCE | County Sanitation District No. 2 of Los Angeles County | BIOMASS | STEAM | LANDFILL GAS | SP15 | SCE1 | 1986-01-01 | Formerly SCE QF 1090 |  | 50 | A
96100 | Participating Unit | Yes | Yes | RHONDO_6_PUENTE | Puente Hills Phase 2 | 4 | SCE | County Sanitation District No. 2 of Los Angeles County | BIOGAS | RECIPROCATING ENGINE | LANDFILL GAS | SP15 | SCE1 | 2007-12-07 |  |  | 35.5 | A
96101 | Non-Participating | Yes | No | 0 | Puente Hills Phase 2 Unit 1 |  | SCE | County Sanitation District No. 2 of Los Angeles County | BIOGAS | RECIPROCATING ENGINE | LANDFILL GAS | SP15 | SCE1 |  |  |  |  | A
96103 | Non-Participating | Yes | No | 0 | Puente Hills Phase 2 Unit 3 |  | SCE | County Sanitation District No. 2 of Los Angeles County | BIOGAS | RECIPROCATING ENGINE | LANDFILL GAS | SP15 | SCE1 |  |  |  |  | A
96102 | Non-Participating | Yes | No | 0 | Puente Hills Phase 2 Unit 2 |  | SCE | County Sanitation District No. 2 of Los Angeles County | BIOGAS | RECIPROCATING ENGINE | LANDFILL GAS | SP15 | SCE1 |  |  |  |  | A
122300 | Participating Unit | No | No | PMPJCK_1_SOLAR1 | Pumpjack Solar 1 | 19.48 | SCE | Pumpjack Solar 1, LLC | SOLAR | PHOTO VOLTAIC | SUN | SP15 | SCE1 | 2015-01-27 |  |  | 20 | A
121900 | Participating Unit | Yes | No | PUTHCR_1_SOLAR1 | Putah Creek Solar Farm | 1.98 | PGAE | Putah Creek Solar Farms LLC | SOLAR | PHOTO VOLTAIC | SUN | NP15 | PGE3 | 2014-12-19 |  |  | 2 | A
29600 | Participating Unit | Yes | No | SPQUIN_6_SRPCQU | Quincy Biomass | 22 | PGAE | Sierra Pacific Industries | BIOMASS | STEAM | WOOD WASTE | NP15 | PGE3 | 1983-01-14 | Formerly QF 10C018 |  | 27.5 | A
129900 | Participating Unit | No | No | SLST13_2_SOLAR1 | Quinto Solar PV Project | 107.6 | PGAE | Solar Star California XIII, LLC | SOLAR | PHOTO VOLTAIC | SUN | NP15 | PGE3 | 2015-11-30 |  |  | 107.6 | A
111200 | Participating Unit | No | No | KANSAS_6_SOLAR | RE Kansas South | 20 | PGAE | RE Kansas South LLC | SOLAR | PHOTO VOLTAIC | SUN | NP15 | PGE3 | 2013-06-06 |  |  | 20 | A
64500 | Participating Unit | Yes | Yes | RECTOR_2_QF | RECTOR AREA LUMPED UNITS | 19.5 | SCE | VARIOUS | HYDRO | HYDRO | WATER | SP15 | SCE1 | 1984-01-01 |  |  | 19.53 | A
64501 | Non-Participating | Yes | No | 0 | COUNTY OF TULARE, DETENTION FACILITY (BOB WILEY) |  | SCE | 2195 | COGENERATION |  |  | SP15 | SCE1 | 1987-05-05 |  |  | 0.55 | A
64505 | Non-Participating | Yes | No | 0 | SHARP RANCH |  | SCE | 1088 | BIOMASS |  |  | SP15 | SCE1 | 1987-03-31 |  |  | 0.08 | A
64503 | Non-Participating | Yes | No | 0 | KAWEAH RIVER POWER AUTHORITY (TERMINUS) |  | SCE | 4039 | HYDRO |  |  | SP15 | SCE1 | 1990-03-16 |  |  | 17 | A
64502 | Non-Participating | Yes | No | 0 | KAWEAH DELTA DISTRICT HOSPITAL |  | SCE | 2044 | COGENERATION |  |  | SP15 | SCE1 | 1984-01-01 |  |  | 1.1 | A
27500 | Participating Unit | No | Yes | REDBLF_6_UNIT | RED BLUFF PEAKER PLANT | 44 | PGAE | California Power Holdings, LLC | PEAKER | RECIPROCATING ENGINE | NATURAL GAS | NP15 | PGE3 | 2001-08-11 |  |  | 44 | A
27501 | Non-Participating | No | No | 0 | Red Bluff Peaker Unit 1 |  | PGAE | NEO Corporation | PEAKER | RECIPROCATING ENGINE | NATURAL GAS | NP15 | PGE3 | 2001-08-11 |  |  | 3 | A
27516 | Non-Participating | No | No | 0 | Red Bluff Peaker Unit 16 |  | PGAE | NEO Corporation | PEAKER | RECIPROCATING ENGINE | NATURAL GAS | NP15 | PGE3 | 2001-08-11 |  |  | 3 | A
27503 | Non-Participating | No | No | 0 | Red Bluff Peaker Unit 3 |  | PGAE | NEO Corporation | PEAKER | RECIPROCATING ENGINE | NATURAL GAS | NP15 | PGE3 | 2001-08-11 |  |  | 3 | A
27504 | Non-Participating | No | No | 0 | Red Bluff Peaker Unit 4 |  | PGAE | NEO Corporation | PEAKER | RECIPROCATING ENGINE | NATURAL GAS | NP15 | PGE3 | 2001-08-11 |  |  | 3 | A
27505 | Non-Participating | No | No | 0 | Red Bluff Peaker Unit 5 |  | PGAE | NEO Corporation | PEAKER | RECIPROCATING ENGINE | NATURAL GAS | NP15 | PGE3 | 2001-08-11 |  |  | 3 | A
27506 | Non-Participating | No | No | 0 | Red Bluff Peaker Unit 6 |  | PGAE | NEO Corporation | PEAKER | RECIPROCATING ENGINE | NATURAL GAS | NP15 | PGE3 | 2001-08-11 |  |  | 3 | A
27507 | Non-Participating | No | No | 0 | Red Bluff Peaker Unit 7 |  | PGAE | NEO Corporation | PEAKER | RECIPROCATING ENGINE | NATURAL GAS | NP15 | PGE3 | 2001-08-11 |  |  | 3 | A
27508 | Non-Participating | No | No | 0 | Red Bluff Peaker Unit 8 |  | PGAE | NEO Corporation | PEAKER | RECIPROCATING ENGINE | NATURAL GAS | NP15 | PGE3 | 2001-08-11 |  |  | 3 | A
27509 | Non-Participating | No | No | 0 | Red Bluff Peaker Unit 9 |  | PGAE | NEO Corporation | PEAKER | RECIPROCATING ENGINE | NATURAL GAS | NP15 | PGE3 | 2001-08-11 |  |  | 3 | A
27510 | Non-Participating | No | No | 0 | Red Bluff Peaker Unit 10 |  | PGAE | NEO Corporation | PEAKER | RECIPROCATING ENGINE | NATURAL GAS | NP15 | PGE3 | 2001-08-11 |  |  | 3 | A
27511 | Non-Participating | No | No | 0 | Red Bluff Peaker Unit 11 |  | PGAE | NEO Corporation | PEAKER | RECIPROCATING ENGINE | NATURAL GAS | NP15 | PGE3 | 2001-08-11 |  |  | 3 | A
27512 | Non-Participating | No | No | 0 | Red Bluff Peaker Unit 12 |  | PGAE | NEO Corporation | PEAKER | RECIPROCATING ENGINE | NATURAL GAS | NP15 | PGE3 | 2001-08-11 |  |  | 3 | A
27513 | Non-Participating | No | No | 0 | Red Bluff Peaker Unit 13 |  | PGAE | NEO Corporation | PEAKER | RECIPROCATING ENGINE | NATURAL GAS | NP15 | PGE3 | 2001-08-11 |  |  | 3 | A
27514 | Non-Participating | No | No | 0 | Red Bluff Peaker Unit 14 |  | PGAE | NEO Corporation | PEAKER | RECIPROCATING ENGINE | NATURAL GAS | NP15 | PGE3 | 2001-08-11 |  |  | 3 | A
27515 | Non-Participating | No | No | 0 | Red Bluff Peaker Unit 15 |  | PGAE | NEO Corporation | PEAKER | RECIPROCATING ENGINE | NATURAL GAS | NP15 | PGE3 | 2001-08-11 |  |  | 3 | A
27502 | Non-Participating | No | No | 0 | Red Bluff Peaker Unit 2 |  | PGAE | NEO Corporation | PEAKER | RECIPROCATING ENGINE | NATURAL GAS | NP15 | PGE3 | 2001-08-11 |  |  | 3 | A
64800 | Participating Unit | Yes | No | STAUFF_1_UNIT | RHODIA INC. (RHONE-POULENC) | 4.6 | PGAE | Pacific Gas & Electric Company | COGENERATION | COMBUSTION TURBINE | NATURAL GAS | NP15 | PGE3 | 1977-06-01 | PGE QF 01C108 |  | 4.6 | A
64900 | Participating Unit | Yes | Yes | RHONDO_2_QF | RHONDO AREA LUMPED UNITS | 5.1 | SCE | VARIOUS | VARIOUS |  | WATER | SP15 | SCE1 | 1987-01-01 |  |  | 5.12 | A
64903 | Non-Participating | Yes | No | 0 | SAN GABRIEL HYDRO PARTNERSHIP |  | SCE | 4029 | HYDRO |  |  | SP15 | SCE1 | 1987-10-17 |  |  | 4.98 | A
64901 | Non-Participating | Yes | No | 0 | AZUSA UNIFIED SCHOOL DISTRICT |  | SCE | 2311 | COGENERATION | RECIPROCATING ENGINE | NATURAL GAS | SP15 | SCE1 | 1989-09-01 |  |  | 0.07 | A
65100 | Participating Unit | Yes | No | ULTPFR_1_UNIT 1 | RIO BRAVO FRESNO (aka ULTRAPOWER) | 30.5 | PGAE | Pacific Gas & Electric Company | BIOMASS | STEAM | WOOD WASTE | NP15 | PGE3 | 1988-07-20 | PGE QF 25P026 |  | 30.5 | A
65200 | Participating Unit | Yes | No | VESTAL_6_ULTRGN | RIO BRAVO JASMIN | 38 | SCE | Southern California Edison Company | COGENERATION | STEAM | PETROLEUM COKE | SP15 | SCE1 | 1989-11-02 | SCE QF 2077 |  | 37 | A
65400 | Participating Unit | Yes | No | ULTRCK_2_UNIT | RIO BRAVO ROCKLIN | 28.8 | PGAE | Pacific Gas & Electric Company | BIOMASS | STEAM | WOOD WASTE | NP15 | PGE3 | 1989-06-09 | PGE QF 15P028 |  | 28.8 | A
65500 | Participating Unit | Yes | Yes | RIOOSO_1_QF | RIO OSO AREA LUMPED QF UNITS | 1.7 | PGAE | VARIOUS | HYDRO | AGGREGATION | WATER | NP15 | PGE3 | 1984-01-01 |  |  | 2.5 | A
65501 | Non-Participating | Yes | No | 0 | Sheila St. Germain |  | PGAE | 15H052 | HYDRO | HYDRO | WATER | NP15 | PGE3 |  |  |  | 0.02 | A
65502 | Non-Participating | Yes | No | 0 | BERTHA WRIGHT BERTILLION |  | PGAE | 15H072 | HYDRO | HYDRO | WATER | NP15 | PGE3 |  |  |  | 0.04 | A
65503 | Non-Participating | Yes | No | 0 | CHARCOAL RAVINE |  | PGAE | 15H068 | HYDRO | HYDRO | WATER | NP15 | PGE3 | 1986-02-13 |  |  | 0.08 | A
65511 | Non-Participating | Yes | No | 0 | SWISS AMERICA |  | PGAE | 15H069 | HYDRO | HYDRO | WATER | NP15 | PGE3 | 1985-12-23 |  |  | 0.1 | A
65505 | Non-Participating | Yes | No | 0 | HENWOOD ASSOCIATES |  | PGAE | 15H002 | HYDRO | HYDRO | WATER | NP15 | PGE3 | 1984-11-28 |  |  | 0.59 | A
65508 | Non-Participating | Yes | No | 0 | NID/SCOTTS FLAT |  | PGAE | 15H001 | HYDRO | HYDRO | WATER | NP15 | PGE3 | 1984-12-14 |  |  | 0.85 | A
65510 | Non-Participating | Yes | No | 0 | SIERRA ENERGY COMPANY |  | PGAE | 15H055 | HYDRO | HYDRO | WATER | NP15 | PGE3 | 1988-01-11 |  |  | 0.2 | A
65504 | Non-Participating | Yes | No | 0 | EAGLE HYDRO |  | PGAE | 15H012 | HYDRO | HYDRO | WATER | NP15 | PGE3 | 1985-12-23 |  |  | 0.55 | A
83000 | Participating Unit | No | No | RVRVEW_1_UNITA1 | RIVERVIEW ENERGY CENTER | 48.7 | PGAE | Riverview Energy Center LLC | PEAKER | COMBUSTION TURBINE | NATURAL GAS | NP15 | PGE3 | 2003-05-02 |  |  | 49.9 | A
66000 | Participating Unit | Yes | No | PLACVL_1_RCKCRE | ROCK CREEK L.P. | 5 | PGAE | Pacific Gas & Electric Company | HYDRO | HYDRO | WATER | NP15 | PGE3 | 1986-04-24 | PGE QF 06H011 |  | 5 | A
28500 | Participating Unit | No | Yes | CONTRL_1_RUSHCK | RUSH CREEK PLANT (AGGREGATE) | 11.94 | SCE | SCE | HYDRO | HYDRO | WATER | SP15 | SCE1 | 1916-01-01 |  |  | 11.5 | A
28502 | Non-Participating | No | No | 0 | Rush Creek Unit 2 |  | SCE | SCE | HYDRO | HYDRO | WATER | SP15 | SCE1 | 1917-01-01 |  |  | 5.5 | A
28501 | Non-Participating | No | No | 0 | Rush Creek Unit 1 |  | SCE | SCE | HYDRO | HYDRO | WATER | SP15 | SCE1 | 1916-01-01 |  |  | 6 | A
115600 | Participating Unit | No | No | CRELMN_6_RAMON1 | Ramona 1 | 2 | SDGE | Sol Orchard San Diego 20, LLC | SOLAR | PHOTO VOLTAIC | SUN | SP15 | SDG1 | 2013-12-31 |  |  | 2 | A
115700 | Participating Unit | No | No | CRELMN_6_RAMON2 | Ramona 2 | 5 | SDGE | Sol Orchard San Diego 21, LLC | SOLAR | PHOTO VOLTAIC | SUN | SP15 | SDG1 | 2013-12-31 |  |  | 5 | A
94800 | Participating Unit | No | No | CCRITA_7_RPPCHF | Rancho Penasquitos Hydro Facility | 5.25 | SDGE | San Diego County Water Authority | HYDRO | HYDRO | WATER | SP15 | SDG1 | 2007-01-23 |  |  | 4.65 | A
129400 | Participating Unit | No | No | LAMONT_1_SOLAR5 | Redcrest Solar Farm | 16.66 | SCE | 67RK 8me, LLC | SOLAR | PHOTO VOLTAIC | SUN | SP15 | SCE1 | 2015-10-30 |  |  | 20.86 | A
27600 | Participating Unit | No | No | REDOND_7_UNIT 5 | Redondo Unit 5 | 178.87 | SCE | AES | THERMAL | STEAM | NATURAL GAS | SP15 | SCE1 | 1954-01-01 |  |  | 175 | A
27700 | Participating Unit | No | No | REDOND_7_UNIT 6 | Redondo Unit 6 | 175 | SCE | AES | THERMAL | STEAM | NATURAL GAS | SP15 | SCE1 | 1957-01-01 |  |  | 175 | A
27800 | Participating Unit | No | No | REDOND_7_UNIT 7 | Redondo Unit 7 | 505.96 | SCE | AES | THERMAL | STEAM | NATURAL GAS | SP15 | SCE1 | 1967-01-01 |  |  | 480 | A
27900 | Participating Unit | No | No | REDOND_7_UNIT 8 | Redondo Unit 8 | 495.9 | SCE | AES | THERMAL | STEAM | NATURAL GAS | SP15 | SCE1 | 1967-01-01 |  |  | 480 | A
120300 | Participating Unit | No | No | LAMONT_1_SOLAR1 | Regulus Solar | 60 | PGAE | Regulus Solar, LLC | SOLAR | PHOTO VOLTAIC | SUN | NP15 | SCE1 | 2014-11-11 |  |  | 60 | A
100800 | Participating Unit | No | No | VISTA_2_RIALTO | Rialto Roof Top Solar Project | 1 | SCE | SCE | SOLAR | PHOTO VOLTAIC | SUN | SP15 | SCE1 | 2011-03-01 |  |  | 1 | A
35315 | Participating Unit | Yes | No | ENWIND_2_WIND2 | Ridgetop 1 | 65 | SCE | Ridgetop Energy, LLC | WIND | WIND | WIND | SP15 | SCE1 | 1983-12-31 | QF Conversion completed 3/23/2015. Formerly QF 6024 |  | 65 | A
110700 | Participating Unit | No | No | GLDTWN_6_SOLAR | Rio Grande | 5 | SCE | RE Rio Grande, LLC | SOLAR | PHOTO VOLTAIC | SUN | SP15 | SCE1 | 2013-11-18 |  |  | 5 | A
65700 | Participating Unit | Yes | No | SMPRIP_1_SMPSON | Ripon Cogeneration Unit 1 | 46.05 | PGAE | Veresen U.S. Power Inc. | COGENERATION | COMBUSTION TURBINE | NATURAL GAS | NP15 | PGE3 | 1988-04-19 | QF Conversion completed 2/24/2015. Formerly PGAE QF 16C034 |  | 49.5 | A
122100 | Participating Unit | No | No | RTREE_2_WIND1 | Rising Tree 1 | 79.2 | SCE | Rising Tree Wind Farm LLC | WIND | WIND | WIND | SP15 | SCE1 | 2015-01-12 |  |  | 79.2 | A
122200 | Participating Unit | No | No | RTREE_2_WIND2 | Rising Tree 2 | 19.8 | SCE | Rising Tree Wind Farm II LLC | WIND | WIND | WIND | SP15 | SCE1 | 2015-01-12 |  |  | 19.8 | A
125900 | Participating Unit | No | No | RTREE_2_WIND3 | Rising Tree 3 | 99 | SCE | Rising Tree Wind Farm III LLC | WIND | WIND | WIND | SP15 | SCE1 | 2015-06-25 |  |  | 99 | A
96700 | Participating Unit | No | No | RVSIDE_6_RERCU1 | Riverside Energy Res. Ctr Unit 1 | 48.35 | SCE | City of Riverside (MSSA) | COGENERATION | COMBUSTION TURBINE | NATURAL GAS | SP15 | RVD1 | 2006-06-01 |  |  | 48.5 | A
96800 | Participating Unit | No | No | RVSIDE_6_RERCU2 | Riverside Energy Res. Ctr Unit 2 | 48.5 | SCE | City of Riverside (MSSA) | COGENERATION | COMBUSTION TURBINE | NATURAL GAS | SP15 | RVD1 | 2006-06-01 |  |  | 48.5 | A
101000 | Participating Unit | No | No | RVSIDE_2_RERCU3 | Riverside Energy Resource Center (RERC) Unit 3 | 49 | SCE | City of Riverside (MSSA) | PEAKER | COMBUSTION TURBINE | NATURAL GAS | SP15 | RVD1 | 2011-04-01 |  |  | 48.5 | A
101100 | Participating Unit | No | No | RVSIDE_2_RERCU4 | Riverside Energy Resource Center (RERC) Unit 4 | 49 | SCE | City of Riverside (MSSA) | PEAKER | COMBUSTION TURBINE | NATURAL GAS | SP15 | RVD1 | 2011-04-01 |  |  | 48.5 | A
136700 | Participating Unit | No | No | ETIWND_2_SOLAR2 | Rochester | 1 | SCE | Sestina Solar II, LLC | SOLAR | PHOTO VOLTAIC | SUN | SP15 | SCE1 | 2016-09-06 |  |  | 1 | A
28000 | Participating Unit | No | No | RCKCRK_7_UNIT 1 | Rock Creek Unit 1 | 57 | PGAE | PG&E | HYDRO | HYDRO | WATER | NP15 | PGE3 | 1950-01-01 |  | NF Feather River | 57 | A
28100 | Participating Unit | No | No | RCKCRK_7_UNIT 2 | Rock Creek Unit 2 | 56.9 | PGAE | PG&E | HYDRO | HYDRO | WATER | NP15 | PGE3 | 1950-01-01 |  | NF Feather River | 56.9 | A
28200 | Participating Unit | No | No | ROLLIN_6_UNIT | Rollins PH | 13.5 | PGAE | Nevada Irrigation District | HYDRO | HYDRO | WATER | NP15 | PGE3 | 1980-01-01 | QF Conversion Completed: 2/10/2014 |  | 12.15 | A
114500 | Participating Unit | No | No | RSMSLR_6_SOLAR1 | Rosamond One | 20 | SCE | RE Rosamond One, LLC | SOLAR | PHOTO VOLTAIC | SUN | SP15 | SCE1 | 2013-12-20 |  |  | 20 | A
114600 | Participating Unit | No | No | RSMSLR_6_SOLAR2 | Rosamond Two | 20 | SCE | RE Rosamond Two, LLC | SOLAR | PHOTO VOLTAIC | SUN | SP15 | SCE1 | 2013-12-20 |  |  | 20 | A
112900 | Participating Unit | No | Yes | RUSCTY_2_UNITS | Russell City Energy Center | 620 | PGAE | Russell City Energy Company, LLC | THERMAL | COMBINED CYCLE | NATURAL GAS | NP15 | PGE3 | 2013-08-08 |  |  | 600 | A
112904 | Non-Participating | No | No | RUSCTY_2_CTG1 | RCEC Unit 1 | 180 | PGAE | Russell City Energy Center, LLC | THERMAL | COMBUSTION TURBINE | NATURAL GAS | NP15 | PGE3 | 2013-08-08 |  |  | 193 | A
112902 | Non-Participating | No | No | RUSCTY_2_CTG2 | RCEC Unit 2 | 180 | PGAE | Russell City Energy Center, LLC | THERMAL | COMBUSTION TURBINE | NATURAL GAS | NP15 | PGE3 | 2013-08-08 |  |  | 193 | A
112903 | Non-Participating | No | No | RUSCTY_2_STG | RCEC Unit 3 | 254 | PGAE | Russell City Energy Center, LLC | THERMAL | COMBUSTION TURBINE | NATURAL GAS | NP15 | PGE3 | 2013-08-08 |  |  | 254 | A
66300 | Participating Unit | No | No | SALIRV_2_UNIT | SALINAS RIVER COGENERATION | 57 | PGAE | Chevron Power Holdings, Inc. | COGENERATION | COMBUSTION TURBINE | NATURAL GAS | NP15 | PGE3 | 1991-10-11 | QF Conversion, was PGE QF 18C053 |  | 45 | A
28600 | Participating Unit | No | Yes | SALTSP_7_UNITS | SALT SPRINGS PH (AGGREGATE) | 46 | PGAE | PG&E | HYDRO | HYDRO | WATER | NP15 | PGE3 | 1931-01-01 |  | Mokelumne River | 46 | A
28601 | Non-Participating | No | No | SALTSP_7_UNIT 1 | Salt Springs Unit 1 | 12 | PGAE | PG&E | HYDRO | HYDRO | WATER | NP15 | PGE3 | 1931-01-01 |  | Mokelumne River | 12 | A
28602 | Non-Participating | No | No | SALTSP_7_UNIT 2 | Salt Springs Unit 2 | 34 | PGAE | PG&E | HYDRO | HYDRO | WATER | NP15 | PGE3 | 1953-01-01 |  | Mokelumne River | 34 | A
66400 | Participating Unit | Yes | Yes | SBERDO_2_QF | SAN BERNARDINO AREA LUMPED UNITS | 10.6 | SCE | VARIOUS | COGENERATION |  | NATURAL GAS | SP15 | SCE1 | 1989-01-01 |  |  | 11.85 | A
66401 | Non-Participating | Yes | No | 0 | LOMA LINDA UNIVERSITY #1 |  | SCE | 2010 | COGENERATION |  |  | SP15 | SCE1 | 1980-04-01 |  |  | 3.8 | A
58704 | Participating Unit | No | No | PADUA_6_MWDSDM | SAN DIMAS HYDRO RECOVERY PLANT | 9.9 | SCE | Metropolitan Water Districe | HYDRO | HYDRO | WATER | SP15 | SCE1 | 1981-01-01 |  |  | 9.9 | A
62207 | Participating Unit | Yes | No | PADUA_7_SDIMAS | SAN DIMAS WASH HYDRO | 1.05 | SCE | SAN GABRIEL VALLEY MWD (formerly QFID 4011) | HYDRO | HYDRO | WATER | SP15 | SCE1 | 1986-01-28 | Became Participating Generator on 9/29/2006 |  | 1.05 | A
29000 | Participating Unit | No | Yes | SLUISP_2_UNITS | SAN LUIS (GIANELLI) P-G PLANT (AGGREGATE) | 374.43 | PGAE | CDWR | HYDRO | PUMPED STORAGE | WATER | NP15 | PGE3 | 1967-01-01 |  |  | 424 | A
29001 | Non-Participating | No | No | SLUISP_2_UNIT 1 | San Luis P-G Unit 1 | 55 | PGAE | CDWR | HYDRO | PUMPED STORAGE | WATER | NP15 | PGE3 | 1967-01-01 | Aggregated into SLUISP_2_UNITS 12/5/2012 |  | 53 | A
29002 | Non-Participating | No | No | SLUISP_2_UNIT 2 | San Luis P-G Unit 2 | 55 | PGAE | CDWR | HYDRO | PUMPED STORAGE | WATER | NP15 | PGE3 | 1967-01-01 | Aggregated into SLUISP_2_UNITS 12/5/2012 |  | 53 | A
29003 | Non-Participating | No | No | SLUISP_2_UNIT 3 | San Luis P-G Unit 3 | 55 | PGAE | CDWR | HYDRO | PUMPED STORAGE | WATER | NP15 | PGE3 | 1967-01-01 | Aggregated into SLUISP_2_UNITS 12/5/2012 |  | 53 | A
29004 | Non-Participating | No | No | SLUISP_2_UNIT 4 | San Luis P-G Unit 4 | 55 | PGAE | CDWR | HYDRO | PUMPED STORAGE | WATER | NP15 | PGE3 | 1967-01-01 | Aggregated into SLUISP_2_UNITS 12/5/2012 |  | 53 | A
29005 | Non-Participating | No | No | SLUISP_2_UNIT 5 | San Luis P-G Unit 5 | 55 | PGAE | CDWR | HYDRO | PUMPED STORAGE | WATER | NP15 | PGE3 | 1967-01-01 | Aggregated into SLUISP_2_UNITS 12/5/2012 |  | 53 | A
29006 | Non-Participating | No | No | SLUISP_2_UNIT 6 | San Luis P-G Unit 6 | 55 | PGAE | CDWR | HYDRO | PUMPED STORAGE | WATER | NP15 | PGE3 | 1967-01-01 | Aggregated into SLUISP_2_UNITS 12/5/2012 |  | 53 | A
29007 | Non-Participating | No | No | SLUISP_2_UNIT 7 | San Luis P-G Unit 7 | 55 | PGAE | CDWR | HYDRO | PUMPED STORAGE | WATER | NP15 | PGE3 | 1967-01-01 | Aggregated into SLUISP_2_UNITS 12/5/2012 |  | 53 | A
29008 | Non-Participating | No | No | SLUISP_2_UNIT 8 | San Luis P-G Unit 8 | 55 | PGAE | CDWR | HYDRO | PUMPED STORAGE | WATER | NP15 | PGE3 | 1967-01-01 | Aggregated into SLUISP_2_UNITS 12/5/2012 |  | 53 | A
67400 | Participating Unit | Yes | No | SGREGY_6_SANGER | SANGER POWER, LLC | 48.3 | PGAE | Pacific Gas & Electric Company | COGENERATION | COMBUSTION TURBINE | NATURAL GAS | NP15 | PGE3 | 1990-12-11 | PGE QF 25C016 |  | 48.3 | A
29100 | Participating Unit | No | Yes | SBERDO_2_SNTANA | SANTA ANA RIVER PROJECT (AGGREGATE) | 6.95 | SCE | SCE | HYDRO | HYDRO | WATER | SP15 | SCE1 |  |  |  | 6.95 | A
29101 | Non-Participating | No | No | 0 | Santa Ana PH 1 Unit 1 |  | SCE | SCE | HYDRO | HYDRO | WATER | SP15 | SCE1 |  |  |  | 1 | A
29102 | Non-Participating | No | No | 0 | Santa Ana PH 1 Unit 2 |  | SCE | SCE | HYDRO | HYDRO | WATER | SP15 | SCE1 |  |  |  | 1 | A
29105 | Non-Participating | No | No | 0 | Santa Ana PH 3 Unit 1 |  | SCE | SCE | HYDRO | HYDRO | WATER | SP15 | SCE1 | 1947-01-01 |  |  | 3.1 | A
29104 | Non-Participating | No | No | 0 | Santa Ana PH 1 Unit 4 |  | SCE | SCE | HYDRO | HYDRO | WATER | SP15 | SCE1 |  |  |  | 0.93 | A
29103 | Non-Participating | No | No | 0 | Santa Ana PH 1 Unit 3 |  | SCE | SCE | HYDRO | HYDRO | WATER | SP15 | SCE1 |  |  |  | 0.93 | A
67500 | Participating Unit | Yes | Yes | SNCLRA_6_QF | SANTA CLARA AREA LUMPED UNITS | 12.9 | SCE | VARIOUS | VARIOUS |  | LANDFILL GAS | SP15 | SCE1 | 1987-01-01 |  |  | 11.16 | A
67507 | Non-Participating | Yes | No | 0 | GENERATING RESOURCE RECOVERY PARTNERS LP |  | SCE | 1005 | BIOMASS |  |  | SP15 | SCE1 | 1984-12-15 |  |  | 5.63 | A
67505 | Non-Participating | Yes | No | 0 | CAMROSA COUNTY WATER DISTRICT |  | SCE | 4076 | HYDRO |  |  | SP15 | SCE1 | 1987-06-11 |  |  | 0.15 | A
67509 | Non-Participating | Yes | No | 0 | UNOCAL RINCON COGENERATION PROJECT |  | SCE | 2430 | COGENERATION |  |  | SP15 | SCE1 | 1992-02-20 |  |  | 1.4 | A
67508 | Non-Participating | Yes | No | 0 | HUENEME HIGH SCHOOL |  | SCE | 2411 | COGENERATION |  |  | SP15 | SCE1 | 1990-05-25 |  |  | 0.08 | A
67506 | Non-Participating | Yes | No | 0 | CITY OF OXNARD |  | SCE | 2490 | COGENERATION |  |  | SP15 | SCE1 | 1982-01-12 |  |  | 1.5 | A
67600 | Participating Unit | No | Yes | CSCCOG_1_UNIT 1 | SANTA CLARA COGEN | 7 | PGAE | City of Santa Clara DBA Silicon Valley Power | COGENERATION | COMBUSTION TURBINE | NATURAL GAS | NP15 | CSC1 | 1981-01-01 |  |  | 7 | A
67602 | Non-Participating | Yes | No | 0 | SANTA CLARA COGEN UNIT 2 |  | PGAE | City of Santa Clara DBA Silicon Valley Power | COGENERATION | COMBUSTION TURBINE | NATURAL GAS | NP15 | CSC1 | 1981-01-01 |  |  | 3.5 | A
67601 | Non-Participating | Yes | No | 0 | SANTA CLARA COGEN UNIT 1 |  | PGAE | City of Santa Clara DBA Silicon Valley Power | COGENERATION | COMBUSTION TURBINE | NATURAL GAS | NP15 | CSC1 | 1981-01-01 |  |  | 3.5 | A
92800 | Participating Unit | Yes | Yes | GRNVLY_7_SCLAND | SANTA CRUZ LANDFILL GENERATING PLANT | 3.04 | PGAE | Ameresco Santa Cruz, LLC | THERMAL | INTERNAL COMBUSTION | LANDFILL GAS | NP15 | PGE3 | 2006-02-02 |  |  | 3.02 | A
67900 | Participating Unit | No | No | SARGNT_2_UNIT | SARGENT CANYON COGENERATION | 57.1 | PGAE | Chevron Power Holdings, Inc. | COGENERATION | COMBUSTION TURBINE | NATURAL GAS | NP15 | PGE3 | 1991-10-07 | QF Conversion, was PGE QF 18C052 |  | 45 | A
68000 | Participating Unit | Yes | Yes | SAUGUS_6_QF | SAUGUS AREA LUMPED UNITS | 8.9 | SCE | VARIOUS | HYDRO | HYDRO | WATER | SP15 | SCE1 | 1987-01-01 |  |  | 9.33 | A
68001 | Non-Participating | Yes | No | 0 | CALLEGUAS MWD UNIT 2 (EAST PORTAL) |  | SCE | 4022 | HYDRO |  |  | SP15 | SCE1 | 1984-10-01 |  |  | 1.25 | A
68006 | Non-Participating | Yes | No | 0 | UNITED WATER CONSERVATION DISTRICT |  | SCE | 4058 | HYDRO |  |  | SP15 | SCE1 | 1987-06-01 |  |  | 0.94 | A
68005 | Non-Participating | Yes | No | 0 | THE TERMO CO. |  | SCE | 2479 | COGENERATION |  |  | SP15 | SCE1 | 1996-06-07 |  |  | 0.19 | A
68003 | Non-Participating | Yes | No | 0 | CRIMSON RESOURCE MANAGEMENT |  | SCE | 2210 | COGENERATION |  |  | SP15 | SCE1 | 1986-06-24 |  |  | 0.16 | A
59800 | Participating Unit | Yes | No | SEARLS_7_ARGUS | SEARLES VALLEY MINERALS OPERATIONS, INC. (ARGUS) | 62.5 | SCE | Searles Valley Minerals Inc. | COGENERATION | STEAM | COAL | SP15 | SCE1 | 1983-04-01 | Completed QF Conversion: 11/15/2013 |  | 62.5 | A
133500 | Participating Unit | No | No | DEVERS_1_SEPV05 | SEPV 5 | 2 | SCE | SEPV2, LLC | SOLAR | PHOTO VOLTAIC | SUN | SP15 | SCE1 | 2012-05-10 |  |  | 2 | A
111000 | Participating Unit | No | No | DEVERS_1_SOLAR1 | SEPV8 | 12 | SCE | SEPV8, LLC | SOLAR | PHOTO VOLTAIC | SUN | NP15 | PGE3 | 2013-06-01 |  |  | 12 | A
111100 | Participating Unit | No | No | DEVERS_1_SOLAR2 | SEPV9 | 9 | SCE | SEPV9, LLC | SOLAR | PHOTO VOLTAIC | SUN | SP15 | SCE1 | 2013-06-01 |  |  | 9 | A
102700 | Participating Unit | No | No | DALYCT_1_FCELL | SF State Fuel Cell Station | 1.6 | PGAE | Pacific Gas and Electric Company | THERMAL | COMBUSTION TURBINE | NATURAL GAS | NP15 | PGE2 | 2011-09-27 |  |  | 1.6 | A
128700 | Participating Unit | No | No | ALHMBR_1_ALHSLR | SG Alhambra | 50 | SDGE | Imperial Irrigation District | DYNAMIC SCHEDULED | PHOTO VOLTAIC | SUN | SP15 | SDG1 | 2015-08-29 |  |  | 50 | C
128800 | Participating Unit | No | No | ARKANS_1_ARKSLR | SG Arkansas | 50 | SDGE | Imperial Irrigation District | DYNAMIC SCHEDULED | PHOTO VOLTAIC | SUN | SP15 | SDG1 | 2015-08-29 |  |  | 50 | C
128900 | Participating Unit | No | No | SNORA_2_SNRSLR | SG Sorrento | 50 | SDGE | Imperial Irrigation District | DYNAMIC SCHEDULED | PHOTO VOLTAIC | SUN | SP15 | SDG1 | 2015-08-29 |  |  | 50 | C
92900 | Participating Unit | No | No | BRDSLD_2_SHILO1 | SHILOH I WIND PROJECT | 150 | PGAE | Shiloh I Wind Project LLC | WIND | WIND | WIND | NP15 | PGE3 | 2006-03-30 |  |  | 150 | A
89800 | Participating Unit | No | Yes | MOORPK_7_UNITA1 | SIMI VALLEY LANDFILL GAS GENERATION | 2.49 | SCE | WM Energy Solutions | BIOMASS | RECIPROCATING ENGINE | LANDFILL GAS | SP15 | SCE1 | 2004-05-02 |  |  | 2.7 | A
89802 | Non-Participating | No | No | 0 | SIMI VALLEY LANDFILL UNIT 2 |  | SCE | WM Energy Solutions | BIOMASS | RECIPROCATING ENGINE | LANDFILL GAS | SP15 | SCE1 |  |  |  | 1.35 | A
89801 | Non-Participating | No | No | 0 | SIMI VALLEY LANDFILL UNIT 1 |  | SCE | WM Energy Solutions | BIOMASS | RECIPROCATING ENGINE | LANDFILL GAS | SP15 | SCE1 |  |  |  | 1.35 | A
84800 | Participating Unit | No | No | APLHIL_1_SLABCK | SLAB CREEK HYDRO | 1 | PGAE | SMUD | HYDRO | HYDRO | WATER | NP15 | PGE3 |  |  |  | 0.4 | A
35000 | Participating Unit | Yes | Yes | WRGHTP_7_AMENGY | SMALL QF AGGREGATION - LOS BANOS | 2.5 | PGAE | Pacific Gas & Electric Company | HYDRO | HYDRO | WATER | NP15 | PGE3 | 1986-02-01 |  |  | 2.5 | A
43407 | Participating Unit | Yes | No | SPBURN_7_SNOWMT | SNOW MOUNTAIN HYDRO LLC (BURNEY CREEK) | 3 | PGAE | Pacific Gas & Electric Company | HYDRO | HYDRO | WATER | NP15 | PGE3 | 1990-03-28 | PGE QF 13H016 |  | 3 | A
80400 | Participating Unit | No | No | USWNDR_2_SMUD | SOLANO WIND | 102.18 | PGAE | SMUD | WIND | WIND | WIND | NP15 | PGE3 | 1994-01-01 |  |  | 102.18 | A
30400 | Participating Unit | No | No | SOUTH_2_UNIT | SOUTH PH | 7.1 | PGAE | PG&E | HYDRO | HYDRO | WATER | NP15 | PGE3 | 1979-01-01 |  |  | 7.1 | A
69300 | Participating Unit | No | No | COTTLE_2_FRNKNH | SOUTH SAN JOAQUIN ID (FRANKENHEIMER) | 5.3 | PGAE |  | HYDRO | HYDRO | WATER | NP15 | PGE3 | 1983-02-12 |  |  | 8.75 | A
69400 | Participating Unit | No | No | VLYHOM_7_SSJID | SOUTH SAN JOAQUIN ID (WOODWARD) | 3 | PGAE |  | HYDRO | HYDRO | WATER | NP15 | PGE3 | 1982-04-16 |  |  | 5 | A
31100 | Participating Unit | No | Yes | SPAULD_6_UNIT12 | SPAULDING UNITS 1 & 2 (AGGREGATE) | 11.4 | PGAE | PG&E | HYDRO | HYDRO | WATER | NP15 | PGE3 | 1929-01-01 |  | South Yuba | 11.4 | A
31101 | Non-Participating | No | No | SPAULD_6_UNIT 1 | Spaulding Unit 1 | 7 | PGAE | PG&E | HYDRO | HYDRO | WATER | NP15 | PGE3 | 1929-01-01 |  | South Yuba | 7 | A
31102 | Non-Participating | No | No | SPAULD_6_UNIT 2 | Spaulding Unit 2 | 4.4 | PGAE | PG&E | HYDRO | HYDRO | WATER | NP15 | PGE3 | 1929-01-01 |  | South Yuba | 4.4 | A
126900 | Participating Unit | No | No | SPIAND_1_ANDSN2 | SPI Anderson 2 | 27.15 | PGAE | Sierra Pacific Industries | BIOMASS | STEAM | WOOD WASTE | NP15 | PGE2 | 2015-09-09 |  |  | 30.15 | A
69600 | Participating Unit | Yes | Yes | SPRGVL_2_QF | SPRINGVILLE AREA LUMPED UNITS | 2.3 | SCE | VARIOUS | VARIOUS |  | WATER | SP15 | SCE1 | 1909-01-01 |  |  | 2.28 | A
69603 | Non-Participating | Yes | No | 0 | ROYAL FARMS |  | SCE | 1007 | BIOMASS |  |  | SP15 | SCE1 | 1983-01-21 |  |  | 0.08 | A
69601 | Non-Participating | Yes | No | 0 | LOWER TULE RIVER IRRIGATION DIST. |  | SCE | 4028 | HYDRO |  |  | SP15 | SCE1 | 1989-12-03 |  |  | 1.5 | A
69604 | Non-Participating | Yes | No | 0 | ROYAL FARMS #2 |  | SCE | 1087 | BIOMASS |  |  | SP15 | SCE1 | 1987-03-26 |  |  | 0.1 | A
105800 | Participating Unit | No | No | SBERDO_2_RTS005 | SPVP005 Redlands RT Solar | 2.5 | SCE | Southern California Edison | SOLAR | PHOTO VOLTAIC | SUN | SP15 | SCE1 | 2012-11-24 |  |  | 2.5 | A
105900 | Participating Unit | No | No | SBERDO_2_RTS007 | SPVP007 Redlands RT Solar | 2.5 | SCE | Southern California Edison | SOLAR | PHOTO VOLTAIC | SUN | SP15 | SCE1 | 2012-11-24 |  |  | 2.5 | A
111700 | Participating Unit | No | No | ETIWND_2_RTS010 | SPVP010 Fontana RT Solar | 1.5 | SCE | Southern California Edison | SOLAR | PHOTO VOLTAIC | SUN | SP15 | SCE1 | 2013-01-08 |  |  | 1.5 | A
133900 | Participating Unit | No | No | SBERDO_2_RTS011 | SPVP011 | 3.5 | SCE | Southern California Edison | SOLAR | PHOTO VOLTAIC | SUN | SP15 | SCE1 | 2013-06-17 |  |  | 3.5 | A
134000 | Participating Unit | No | No | SBERDO_2_RTS013 | SPVP013 | 3.5 | SCE | Southern California Edison | SOLAR | PHOTO VOLTAIC | SUN | SP15 | SCE1 | 2013-06-11 |  |  | 3.5 | A
112700 | Participating Unit | No | No | ETIWND_2_RTS015 | SPVP015 Fontana RT Solar | 3 | SCE | Southern California Edison | SOLAR | PHOTO VOLTAIC | SUN | SP15 | SCE1 | 2013-01-15 |  |  | 3 | A
134100 | Participating Unit | No | No | SBERDO_2_RTS016 | SPVP016 Redlands RT Solar | 1.5 | SCE | Southern California Edison | SOLAR | PHOTO VOLTAIC | SUN | SP15 | SCE1 | 2011-08-02 |  |  | 1.5 | A
133600 | Participating Unit | No | No | ETIWND_2_RTS017 | SPVP017 | 3.5 | SCE | Southern California Edison | SOLAR | PHOTO VOLTAIC | SUN | SP15 | SCE1 | 2013-06-17 |  |  | 3.5 | A
106000 | Participating Unit | No | No | ETIWND_2_RTS018 | SPVP018 Fontana RT Solar | 1.5 | SCE | Southern California Edison | SOLAR | PHOTO VOLTAIC | SUN | SP15 | SCE1 | 2012-11-24 |  |  | 1.5 | A
102200 | Participating Unit | No | No | SBERDO_2_REDLND | SPVP022 Redlands RT Solar | 2 | SCE | Southern California Edison | SOLAR | PHOTO VOLTAIC | SUN | SP15 | SCE1 | 2011-03-23 |  |  | 2.5 | A
112800 | Participating Unit | No | No | ETIWND_2_RTS023 | SPVP023 Fontana RT Solar | 2.5 | SCE | Southern California Edison | SOLAR | PHOTO VOLTAIC | SUN | SP15 | SCE1 | 2013-01-16 |  |  | 2.5 | A
132800 | Participating Unit | No | No | ETIWND_2_RTS026 | SPVP026 | 6 | SCE | Southern California Edison | SOLAR | PHOTO VOLTAIC | SUN | ZP26 | PGE4 | 2016-02-05 |  |  | 6 | A
132900 | Participating Unit | No | No | ETIWND_2_RTS027 | SPVP027 | 2 | SCE | Southern California Edison | SOLAR | PHOTO VOLTAIC | SUN | SP15 | SCE1 | 2013-06-17 |  |  | 2 | A
133200 | Participating Unit | No | No | VISTA_2_RTS028 | SPVP028 | 3.5 | SCE | Southern California Edison | SOLAR | PHOTO VOLTAIC | SUN | SP15 | SCE1 | 2013-08-08 |  |  | 3.5 | A
133800 | Participating Unit | No | No | MIRLOM_2_RTS032 | SPVP032 | 1.5 | SCE | Southern California Edison | SOLAR | PHOTO VOLTAIC | SUN | SP15 | SCE1 | 2013-06-17 |  |  | 1.5 | A
133100 | Participating Unit | No | No | MIRLOM_2_RTS033 | SPVP033 | 1 | SCE | Southern California Edison | SOLAR | PHOTO VOLTAIC | SUN | SP15 | SCE1 | 2013-08-05 |  |  | 1 | A
106100 | Participating Unit | No | No | VESTAL_2_RTS042 | SPVP042 Porterville Solar | 5 | SCE | Southern California Edison | SOLAR | PHOTO VOLTAIC | SUN | SP15 | SCE1 | 2012-11-24 |  |  | 5 | A
117500 | Participating Unit | No | No | VALLEY_5_RTS044 | SPVP044 | 8 | SCE | Southern California Edison | SOLAR | PHOTO VOLTAIC | SUN | SP15 | SCE1 | 2012-12-30 |  |  | 8 | A
123200 | Participating Unit | No | No | SBERDO_2_RTS048 | SPVP048 | 5 | SCE | Southern California Edison Company | SOLAR | PHOTO VOLTAIC | SUN | SP15 | SCE1 | 2013-09-01 |  |  | 5 | A
69700 | Participating Unit | Yes | No | SRINTL_6_UNIT | SRI INTERNATIONAL | 6.9 | PGAE | Pacific Gas & Electric Company | COGENERATION | COMBUSTION TURBINE | NATURAL GAS | NP15 | PGE3 | 1987-03-10 | PGE QF 02C041 |  | 6.9 | A
70100 | Participating Unit | Yes | No | KANAKA_1_UNIT | STS HYDROPOWER LTD. (KANAKA) | 2.5 | PGAE | Pacific Gas & Electric Company | HYDRO | HYDRO | WATER | NP15 | PGE3 | 1989-02-13 | PGE QF 12H007 |  | 2.5 | A
31800 | Participating Unit | No | Yes | LAWRNC_7_SUNYVL | SUNNYVALE LANDFILL GAS POWER GENERATION FACILITY | 0.3 | PGAE | City of Sunnyvale | BIOMASS | RECIPROCATING ENGINE | LANDFILL GAS | NP15 | PGE3 | 1999-01-01 |  |  | 1.6 | A
31801 | Non-Participating | No | No | 0 | SUNNYVALE LANDFILL GAS UNIT 1 |  | PGAE | City of Sunnyvale | BIOMASS | RECIPROCATING ENGINE | LANDFILL GAS | NP15 | PGE3 | 1999-01-01 |  |  | 0.8 | A
31802 | Non-Participating | No | No | 0 | SUNNYVALE LANDFILL GAS UNIT 2 |  | PGAE | City of Sunnyvale | BIOMASS | RECIPROCATING ENGINE | LANDFILL GAS | NP15 | PGE3 | 1999-01-01 |  |  | 0.8 | A
31900 | Participating Unit | No | Yes | SUNRIS_2_PL1X3 | SUNRISE POWER PROJECT (AGGREGATE) | 586.02 | PGAE | Edison Mission Energy | THERMAL | COMBINED CYCLE | NATURAL GAS | ZP26 | PGE4 | 2001-06-07 |  |  | 590 | A
31901 | Non-Participating | No | No | SUNRIS_2_UNIT 1 | Sunrise Power Project Unit 1 | 164 | PGAE | Edison Mission Energy | THERMAL | COMBUSTION TURBINE | NATURAL GAS | ZP26 | PGE4 | 2001-06-07 |  |  | 173.33 | A
31902 | Non-Participating | No | No | SUNRIS_2_UNIT 2 | Sunrise Power Project Unit 2 | 164 | PGAE | Edison Mission Energy | THERMAL | COMBUSTION TURBINE | NATURAL GAS | ZP26 | PGE4 | 2001-06-07 |  |  | 173.33 | A
31903 | Non-Participating | No | No | SUNRIS_2_UNIT 3 | Sunrise Power Project Unit 3 | 272 | PGAE | Edison Mission Energy | THERMAL | STEAM | NATURAL GAS | ZP26 | PGE4 |  |  |  | 266 | A
32000 | Participating Unit | No | Yes | SUTTER_2_PL1X3 | SUTTER POWER PLANT AGGREGATE | 525 | PGAE | Calpine Construction Finance Company, L.P. | PSEUDO TIE | COMBINED CYCLE | NATURAL GAS | NP15 | PGE3 | 2001-05-04 |  |  | 572 | C
32001 | Non-Participating | No | No | SUTTER_2_CTG1 | Sutter Power Plant Unit 1 | 186 | PGAE | Calpine Construction Finance Company, L.P. | THERMAL | COMBUSTION TURBINE | NATURAL GAS | NP15 | PGE3 | 2001-05-04 |  |  | 186 | C
32002 | Non-Participating | No | No | SUTTER_2_CTG2 | Sutter Power Plant Unit 2 | 186 | PGAE | Calpine Construction Finance Company, L.P. | THERMAL | COMBUSTION TURBINE | NATURAL GAS | NP15 | PGE3 | 2001-05-04 |  |  | 186 | C
32003 | Non-Participating | No | No | SUTTER_2_STG | Sutter Power Plant Unit 3 | 200 | PGAE | Calpine Construction Finance Company, L.P. | THERMAL | STEAM | HEAT RECOVERY | NP15 | PGE3 | 2001-05-04 |  |  | 200 | C
90600 | Participating Unit | No | No | CHILLS_7_UNITA1 | SYCAMORE CANYON LANDFILL PLANT B | 2 | SDGE | Gas Recovery Systems | BIOMASS | RECIPROCATING ENGINE | LANDFILL GAS | SP15 | SDG1 | 2004-07-14 |  |  | 3 | A
70401 | Participating Unit | No | No | SYCAMR_2_UNIT 1 | SYCAMORE COGENERATION UNIT 1 | 85 | SCE | Chevron Power Holdings, Inc. | COGENERATION | COMBUSTION TURBINE | NATURAL GAS | SP15 | SCE1 | 1987-01-01 |  |  | 90 | A
70402 | Participating Unit | No | No | SYCAMR_2_UNIT 2 | SYCAMORE COGENERATION UNIT 2 | 85 | SCE | Chevron Power Holdings, Inc. | COGENERATION | COMBUSTION TURBINE | NATURAL GAS | SP15 | SCE1 | 1987-01-01 |  |  | 90 | A
70403 | Participating Unit | No | No | SYCAMR_2_UNIT 3 | SYCAMORE COGENERATION UNIT 3 | 85 | SCE | Chevron Power Holdings, Inc. | COGENERATION | COMBUSTION TURBINE | NATURAL GAS | SP15 | SCE1 | 1987-01-01 |  |  | 90 | A
70404 | Participating Unit | No | No | SYCAMR_2_UNIT 4 | SYCAMORE COGENERATION UNIT 4 | 85 | SCE | Chevron Power Holdings, Inc. | COGENERATION | COMBUSTION TURBINE | NATURAL GAS | SP15 | SCE1 | 1987-01-01 |  |  | 90 | A
120600 | Participating Unit | Yes | No | ALLGNY_6_HYDRO1 | Salmon Creek Hydroelectric Project | 0.52 | PGAE | Salmon Creek Hydroelectric Company, LLC | HYDRO | HYDRO | WATER | NP15 | PGE3 | 2014-12-03 |  |  | 0.54 | A
118800 | Participating Unit | No | No | HOLSTR_1_SOLAR | San Benito Smart Park | 1.5 | PGAE | Enerparc CA1, LLC | SOLAR | PHOTO VOLTAIC | SUN | NP15 | PGE3 | 2014-06-16 |  |  | 1.5 | A
44622 | Participating Unit | Yes | No | GARNET_2_WIND3 | San Gorgonio East | 12.67 | SCE | San Gorgonio Westwinds II, LLC | WIND | WIND | WIND | SP15 | SCE1 | 1985-12-01 | Formerly SCE QF 6094 |  | 12.6 | A
28800 | Participating Unit | No | No | CRNEVL_6_SJQN 2 | San Joaquin PH 2 | 3.2 | PGAE | PGAE | HYDRO | HYDRO | WATER | NP15 | PGE3 | 1917-01-01 |  |  | 3.2 | A
28900 | Participating Unit | No | No | CRNEVL_6_SJQN 3 | San Joaquin PH 3 | 4.2 | PGAE | PGAE | HYDRO | HYDRO | WATER | NP15 | PGE3 | 1923-01-01 |  |  | 4.2 | A
101500 | Participating Unit | No | No | SMRCOS_6_LNDFIL | San Marcos Energy | 1.5 | SDGE | San Marcos Energy LLC | BIOMASS | RECIPROCATING ENGINE | LANDFILL GAS | SP15 | SDG1 | 2011-05-20 |  |  | 1.6 | A
67300 | Participating Unit | Yes | No | SNDBAR_7_UNIT 1 | Sand Bar Hydro | 18.6 | PGAE | Pacific Gas & Electric Company | HYDRO | HYDRO | WATER | NP15 | PGE3 | 1986-05-19 | PGE QF 16H003 | Stanislaus River | 18.6 | A
101800 | Participating Unit | No | No | AVENAL_6_SANDDG | Sand Drag Solar Project | 19 | PGAE | Sand Drag Solar Project | SOLAR | PHOTO VOLTAIC | SUN | NP15 | PGE2 | 2011-08-05 |  |  | 19 | A
76000 | Participating Unit | No | No | ZOND_6_UNIT | Santa Clara Wind Project | 17.1 | PGAE | Seawest Power Resources, LLC (formerly QFID 01W017) | WIND | WIND | WIND | NP15 | PGE3 | 1985-12-30 |  |  | 24.1 | A
99900 | Participating Unit | No | No | PSWEET_1_STCRUZ | Santa Cruz Energy LLC | 1.6 | PGAE | Santa Cruz Energy LLC | BIOMASS | RECIPROCATING ENGINE | LANDFILL GAS | NP15 | PGE3 | 2010-02-06 |  |  | 1.6 | A
99800 | Participating Unit | No | No | SISQUC_1_SMARIA | Santa Maria II LFG Power Plant | 1.42 | PGAE | J&A-Santa Maria II, LLC | BIOMASS | RECIPROCATING ENGINE | LANDFILL GAS | NP15 | PGE1 | 2010-09-27 |  |  | 1.48 | A
130900 | Participating Unit | No | No | ANZA_6_SOLAR1 | Seville Solar One | 20 | SDGE | Seville Solar One LLC | SOLAR | PHOTO VOLTAIC | SUN | SP15 | SDG1 | 2015-12-30 |  |  | 20 | C
124400 | Participating Unit | No | No | 7STDRD_1_SOLAR1 | Shafter Solar | 20 | PGAE | Shafter Solar, LLC | SOLAR | PHOTO VOLTAIC | SUN | ZP26 | PGE4 | 2015-06-04 |  |  | 20 | A
103300 | Participating Unit | No | No | BRDSLD_2_SHLO3A | Shiloh III - Phase A | 102.5 | PGAE | Shiloh III Wind Project, LLC | WIND | WIND | WIND | NP15 | PGE3 | 2011-12-22 |  |  | 100 | A
106400 | Participating Unit | No | No | BRDSLD_2_SHLO3B | Shiloh IV Wind Project | 100 | PGAE | Shiloh IV Wind Project, LLC | WIND | WIND | WIND | NP15 | PGE3 | 2012-12-07 |  |  | 100 | A
97300 | Participating Unit | No | No | BRDSLD_2_SHILO2 | Shiloh Wind Project 2 | 150 | PGAE | Shiloh Wind Project 2, LLC | WIND | WIND | WIND | NP15 | PGE3 | 2009-01-27 |  |  | 150 | A
129800 | Participating Unit | No | No | PLAINV_6_SOLAR3 | Sierra Solar Greenworks LLC | 20 | SCE | Sierra Solar Greenworks LLC | SOLAR | PHOTO VOLTAIC | SUN | SP15 | SCE1 | 2015-11-30 |  |  | 20 | A
110200 | Participating Unit | No | No | IVSLRP_2_SOLAR1 | Silver Ridge Mount Signal | 200 | SDGE | Silver Ridge Mount Signal | SOLAR | PHOTO VOLTAIC | SUN | SP15 | SDG1 | 2014-03-04 |  |  | 200 | A
129500 | Participating Unit | No | No | PRIMM_2_SOLAR1 | Silver State South | 250 | SCE | Silver State Solar Power South, LLC | SOLAR | PHOTO VOLTAIC | SUN | SP15 | SCE1 | 2016-08-23 |  |  | 250 | A
117200 | Participating Unit | Yes | No | JAWBNE_2_SRWND | Sky River | 77 | SCE | Sky River, LLC | WIND | WIND | WIND | SP15 | SCE1 | 2012-12-11 |  |  | 77.5 | A
30000 | Participating Unit | No | No | SLYCRK_1_UNIT 1 | Sly Creek PH | 13 | PGAE | OWID | HYDRO | HYDRO | WATER | NP15 | PGE3 | 1983-01-01 |  | SF Feather River | 13 | A
50800 | Participating Unit | Yes | Yes | HUMBSB_1_QF | Small QF aggregation - Trinity | 1.25 | PGAE | Pacific Gas & Electric Company | HYDRO | HYDRO | WATER | NP15 | PGE1 |  |  |  | 1.25 | A
113800 | Participating Unit | No | No | USWNDR_2_SMUD2 | Solano Wind Project Phase 3 | 127.8 | PGAE | Solano 3 Wind, LLC | WIND | WIND | WIND | NP15 | PGE3 | 2012-04-18 |  |  | 127.8 | A
117800 | Participating Unit | No | No | SLSTR1_2_SOLAR1 | Solar Star 1 | 310 | SCE | Solar Star California XIX, LLC | SOLAR | PHOTO VOLTAIC | SUN | SP15 | SCE1 | 2015-06-25 |  |  |  | A
117900 | Participating Unit | No | No | SLSTR2_2_SOLAR2 | Solar Star 2 | 276 | SCE | Solar Star California XX, LLC | SOLAR | PHOTO VOLTAIC | SUN | SP15 | SCE1 | 2015-06-19 |  |  | 276 | A
138300 | Participating Unit | No | No | BIGSKY_2_SOLAR6 | Solverde 1 | 85 | SCE | Solverde 1, LLC | SOLAR | PHOTO VOLTAIC | SUN | SP15 | SCE1 | 2016-12-17 |  |  | 85 | A
29700 | Participating Unit | Yes | No | SPIFBD_1_PL1X2 | Sonora | 7.5 | PGAE | Sierra Pacific Industries | BIOMASS | STEAM | WOOD WASTE | NP15 | PGE3 | 2001-05-29 |  |  | 7.5 | A
114900 | Participating Unit | No | No | PEORIA_1_SOLAR | Sonora 1 | 1.5 | PGAE | Fresh Air Energy IV | SOLAR | PHOTO VOLTAIC | SUN | NP15 | PGE2 | 2013-12-23 |  |  | 1.5 | A
100 | Participating Unit | No | Yes | KERNRG_1_UNITS | South Belridge Cogen Facility | 55.2 | PGAE | AERA ENERGY LLC | COGENERATION | COMBUSTION TURBINE | NATURAL GAS | ZP26 | PGE4 | 1985-01-01 |  |  | 69.6 | A
102 | Non-Participating | Yes | No | 0 | SOUTH BELRIDGE SECT. 32 UNIT 2 |  | PGAE | AERA ENERGY LLC | COGENERATION | COMBUSTION TURBINE | NATURAL GAS | ZP26 | PGE4 | 1985-01-01 |  |  | 20 | A
103 | Non-Participating | Yes | No | 0 | SOUTH BELRIDGE SECT. 32 UNIT 3 |  | PGAE | AERA ENERGY LLC | COGENERATION | COMBUSTION TURBINE | NATURAL GAS | ZP26 | PGE4 | 1986-01-01 |  |  | 20 | A
101 | Non-Participating | Yes | No | 0 | SOUTH BELRIDGE SECT. 32 UNIT 1 |  | PGAE | AERA ENERGY LLC | COGENERATION | COMBUSTION TURBINE | NATURAL GAS | ZP26 | PGE4 | 1985-01-01 |  |  | 20 | A
202 | Non-Participating | Yes | No | 0 | LOST HILLS SECT. 13 UNIT 5 |  | PGAE | AERA ENERGY LLC | COGENERATION | COMBUSTION TURBINE | NATURAL GAS | ZP26 | PGE4 | 1985-01-01 |  |  | 3.2 | A
203 | Non-Participating | Yes | No | 0 | LOST HILLS SECT. 13 UNIT 6 |  | PGAE | AERA ENERGY LLC | COGENERATION | COMBUSTION TURBINE | NATURAL GAS | ZP26 | PGE4 | 1985-01-01 |  |  | 3.2 | A
201 | Non-Participating | Yes | No | 0 | LOST HILLS SECT. 13 UNIT 4 |  | PGAE | AERA ENERGY LLC | COGENERATION | COMBUSTION TURBINE | NATURAL GAS | ZP26 | PGE4 | 1985-01-01 |  |  | 3.2 | A
123800 | Participating Unit | No | No | SKERN_6_SOLAR1 | South Kern Solar PV Plant | 20 | PGAE | Algonquin SKIC 20 Solar, LLC | SOLAR | PHOTO VOLTAIC | SUN | ZP26 | PGE3 | 2015-04-07 |  |  | 20 | A
31000 | Participating Unit | No | No | SPAULD_6_UNIT 3 | Spaulding Unit 3 | 6.5 | PGAE | PG&E | HYDRO | HYDRO | WATER | NP15 | PGE3 | 1928-01-01 |  | South Yuba | 6.5 | A
31200 | Participating Unit | No | Yes | SPICER_1_UNITS | Spicer Hydro Aggregate | 6 | PGAE | NCPA (MSS Agreement - S14) | HYDRO | HYDRO | WATER | NP15 | NCP1 | 1990-01-01 |  |  | 6 | A
31201 | Non-Participating | No | No | SPICER_1_UNIT 1 | SPICER HYDRO UNIT 1 | 2.8 | PGAE | NCPA (MSS Agreement - S14) | HYDRO | HYDRO | WATER | NP15 | NCP1 | 1990-01-01 | Run-of-River Facility |  | 2.8 | A
31202 | Non-Participating | No | No | SPICER_1_UNIT 2 | SPICER HYDRO UNIT 2 | 2.8 | PGAE | NCPA (MSS Agreement - S14) | HYDRO | HYDRO | WATER | NP15 | NCP1 | 1990-01-01 | Run-of-River Facility |  | 2.8 | A
31203 | Non-Participating | No | No | SPICER_1_UNIT 3 | SPICER HYDRO UNIT 3 | 0.5 | PGAE | NCPA (MSS Agreement - S14) | HYDRO | HYDRO | WATER | NP15 | NCP1 | 1990-01-01 | Induction Generator. Run-of-River. Seldom Run. |  | 0.5 | A
31300 | Participating Unit | No | No | SPRGAP_1_UNIT 1 | Spring Gap Unit 1 | 7 | PGAE | PG&E | HYDRO | HYDRO | WATER | NP15 | PGE3 | 1921-01-01 |  |  | 7 | A
80700 | Participating Unit | No | Yes | RVSIDE_6_SPRING | Springs Generation Project | 36 | SCE | City of Riverside (MSSA) | PEAKER | COMBUSTION TURBINE | NATURAL GAS | SP15 | SCE1 | 2002-06-13 |  |  | 38 | A
80701 | Non-Participating | No | No | RVSIDE_7_SPRGU1 | Springs Generation Project Unit 1 | 11 | SCE | City of Riverside (MSSA) | PEAKER | COMBUSTION TURBINE | NATURAL GAS | SP15 | SCE1 | 2002-06-03 |  |  | 9.5 | A
80702 | Non-Participating | No | No | RVSIDE_7_SPRGU2 | Springs Generation Project Unit 2 | 11 | SCE | City of Riverside (MSSA) | PEAKER | COMBUSTION TURBINE | NATURAL GAS | SP15 | SCE1 | 2002-06-06 |  |  | 9.5 | A
80703 | Non-Participating | No | No | RVSIDE_7_SPRGU3 | Springs Generation Project Unit 3 | 11 | SCE | City of Riverside (MSSA) | PEAKER | COMBUSTION TURBINE | NATURAL GAS | SP15 | SCE1 | 2002-06-06 |  |  | 9.5 | A
80704 | Non-Participating | No | No | RVSIDE_7_SPRGU4 | Springs Generation Project Unit 4 | 11 | SCE | City of Riverside (MSSA) | PEAKER | COMBUSTION TURBINE | NATURAL GAS | SP15 | SCE1 | 2002-06-13 |  |  | 9.5 | A
67504 | Participating Unit | Yes | No | SNCLRA_2_SPRHYD | Springville Hydroelectric Generator | 1 | SCE | Calleguas MWD | HYDRO | HYDRO | WATER | SP15 | SCE1 | 1994-03-17 | QF Conversion 4/19/2016. Formerly SCE QF 4152 |  | 1 | A
31400 | Participating Unit | No | No | STANIS_7_UNIT 1 | Stanislaus Unit 1 | 91 | PGAE | PG&E | HYDRO | HYDRO | WATER | NP15 | PGE3 | 1963-01-01 |  | Stanislaus River | 91 | A
63400 | Participating Unit | No | No | COGNAT_1_UNIT | Stockton Biomas | 48 | PGAE | DTE Stockton, LLC | BIOMASS | STEAM | WOOD WASTE | NP15 | PGE3 | 2014-02-12 |  |  | 50 | A
31500 | Participating Unit | No | Yes | ELKCRK_6_STONYG | Stony Gorge Hydro | 4.9 | PGAE | City of Santa Clara DBA Silicon Valley Power | HYDRO | HYDRO | WATER | NP15 | PGE3 | 1986-01-01 |  |  | 4.9 | A
31502 | Non-Participating | No | No | 0 | Stoney Gorge Unit 2 |  | PGAE | City of Santa Clara DBA Silicon Valley Power | HYDRO | HYDRO | WATER | NP15 | PGE3 | 1986-01-01 |  |  | 2.45 | A
31501 | Non-Participating | No | No | 0 | Stoney Gorge Unit 1 |  | PGAE | City of Santa Clara DBA Silicon Valley Power | HYDRO | HYDRO | WATER | NP15 | PGE3 | 1986-01-01 |  |  | 2.45 | A
103000 | Participating Unit | No | No | STROUD_6_SOLAR | Stroud Solar Station | 20 | PGAE | Pacific Gas and Electric Company | SOLAR | PHOTO VOLTAIC | SUN | NP15 | PGE2 | 2011-10-04 |  |  | 20 | A
124800 | Participating Unit | No | No | DELSUR_6_SOLAR1 | Summer Solar North | 6.5 | SCE | FTS Master Tenant 1, LLC | SOLAR | PHOTO VOLTAIC | SUN | SP15 | SCE1 | 2015-06-03 |  |  | 6.5 | A
101700 | Participating Unit | No | No | AVENAL_6_SUNCTY | Sun City Solar Project | 20 | PGAE | Sun City Project LLC | SOLAR | PHOTO VOLTAIC | SUN | NP15 | PGE2 | 2011-08-05 |  |  | 20 | A
125400 | Participating Unit | No | No | S_RITA_6_SOLAR1 | Sun Harvest Solar | 1.5 | PGAE | Sun Harvest Solar | SOLAR | PHOTO VOLTAIC | SUN | NP15 | PGE3 | 2015-05-28 |  |  |  | A
109100 | Participating Unit | No | No | CORONS_2_SOLAR | SunEdison - Corona | 0.99 | SCE | SCE | SOLAR | PHOTO VOLTAIC | SUN | SP15 | SCE1 | 2013-04-24 |  |  | 1 | A
100000 | Participating Unit | No | No | MARTIN_1_SUNSET | Sunset Reservoir - North Basin | 4.5 | PGAE | RE SFCity1, LP | SOLAR | PHOTO VOLTAIC | SUN | NP15 | PGE3 | 2010-10-29 |  |  | 4.5 | A
119800 | Participating Unit | Yes | Yes | SUNSHN_2_LNDFL | Sunshine Gas Producers Renewable Energy Plant | 20 | PGAE | Sunshine Gas Producers, L.L.C. | THERMAL | COMBUSTION TURBINE | LANDFILL GAS | NP15 | PGE3 | 2014-09-01 |  |  | 23.5 | A
119801 | Non-Participating | Yes | No | SUNSHN_2_LNDFL1 | Sunshine Unit 1 | 4.6 | PGAE | Sunshine Gas Producers, L.L.C. | THERMAL | COMBUSTION TURBINE | LANDFILL GAS | NP15 | PGE3 | 2014-09-01 |  |  | 4.7 | A
119802 | Non-Participating | Yes | No | SUNSHN_2_LNDFL2 | Sunshine Unit 2 | 4.6 | PGAE | Sunshine Gas Producers, L.L.C. | THERMAL | COMBUSTION TURBINE | LANDFILL GAS | NP15 | PGE3 | 2014-09-01 |  |  | 4.7 | A
119803 | Non-Participating | Yes | No | SUNSHN_2_LNDFL3 | Sunshine Unit 3 | 4.6 | PGAE | Sunshine Gas Producers, L.L.C. | THERMAL | COMBUSTION TURBINE | LANDFILL GAS | NP15 | PGE3 | 2014-09-01 |  |  | 4.7 | A
119804 | Non-Participating | Yes | No | SUNSHN_2_LNDFL4 | Sunshine Unit 4 | 4.6 | PGAE | Sunshine Gas Producers, L.L.C. | THERMAL | COMBUSTION TURBINE | LANDFILL GAS | NP15 | PGE3 | 2014-09-01 |  |  | 4.7 | A
119805 | Non-Participating | Yes | No | SUNSHN_2_LNDFL5 | Sunshine Unit 5 | 4.6 | PGAE | Sunshine Gas Producers, L.L.C. | THERMAL | COMBUSTION TURBINE | LANDFILL GAS | SP15 | PGE3 | 2014-09-01 |  |  | 4.7 | A
101400 | Participating Unit | No | No | CHILLS_1_SYCENG | Sycamore Energy 1 | 1.5 | SDGE | Sycamore Energy 1 LLC | BIOMASS | COMBUSTION TURBINE | LANDFILL GAS | SP15 | SDG1 | 2011-05-19 |  |  | 1.9 | A
70600 | Participating Unit | Yes | Yes | TBLMTN_6_QF | TABLE MOUNTAIN AREA LUMPED QF UNITS | 3.6 | PGAE | VARIOUS | HYDRO | HYDRO | WATER | NP15 | PGE3 | 1983-01-01 |  |  | 5.8 | A
70616 | Non-Participating | Yes | No | 0 | YUBA CITY RACQUET CLUB |  | PGAE | 12C085 | COGENERATION |  | NATURAL GAS | NP15 | PGE3 |  |  |  | 0.06 | A
70601 | Non-Participating | Yes | No | 0 | ARBUCKLE MOUNTAIN HYDRO |  | PGAE | 13H008 | HYDRO | HYDRO | WATER | NP15 | PGE3 | 1986-12-01 |  |  | 0.36 | A
70602 | Non-Participating | Yes | No | 0 | BROWNS VALLEY IRRIGATION DIST. |  | PGAE | 12H054 | HYDRO | HYDRO | WATER | NP15 | PGE3 | 1984-06-29 |  |  | 1.28 | A
70603 | Non-Participating | Yes | No | 0 | FIVE BEARS HYDROELECTRIC |  | PGAE | 10H010 | HYDRO | HYDRO | WATER | NP15 | PGE3 | 1989-04-27 |  |  | 0.99 | A
70605 | Non-Participating | Yes | No | 0 | JAMES B. PETER |  | PGAE | 10H059 | HYDRO | HYDRO | WATER | NP15 | PGE3 | 1984-01-17 |  |  | 0.02 | A
70606 | Non-Participating | Yes | No | 0 | JAMES CRANE HYDRO |  | PGAE | 10H090 | HYDRO | HYDRO | WATER | NP15 | PGE3 | 1991-06-20 |  |  | 0 | A
70608 | Non-Participating | Yes | No | 0 | LANGERWERF DAIRY |  | PGAE | 10P058 | BIOMASS |  |  | NP15 | PGE3 | 1982-11-03 |  |  | 0.09 | A
70610 | Non-Participating | Yes | No | 0 | LOFTON RANCH |  | PGAE | 13H120 | HYDRO | HYDRO | WATER | NP15 | PGE3 | 1983-11-04 |  |  | 0.3 | A
70611 | Non-Participating | Yes | No | 0 | Mud Creek Hydro |  | PGAE | 10H060 | HYDRO | HYDRO | WATER | NP15 | PGE3 | 1983-01-26 |  |  | 0.3 | A
70612 | Non-Participating | Yes | No | 0 | SOUTH SUTTER WATER |  | PGAE | 12H004 | HYDRO | HYDRO | WATER | NP15 | PGE3 | 1985-07-17 |  |  | 0.4 | A
70613 | Non-Participating | Yes | No | 0 | STEVE & BONNIE TETRICK |  | PGAE | 13H130 | HYDRO | HYDRO | WATER | NP15 | PGE3 | 1983-10-14 |  |  | 0.1 | A
70617 | Non-Participating | Yes | No | 0 | YUBA COUNTY WATER AGENCY |  | PGAE | 12H006 | HYDRO | HYDRO | WATER | NP15 | PGE3 | 1986-09-30 |  |  | 0.15 | A
70607 | Non-Participating | Yes | No | 0 | KATHLEEN AUSTIN DBA GANSNER PWR. & WTR. |  | PGAE | 10H007 | HYDRO | HYDRO | WATER | NP15 | PGE3 | 1985-04-06 |  |  | 0.28 | A
84300 | Participating Unit | No | Yes | TERMEX_2_PL1X3 | TERMOELCTRICA DE MEXICALI (Aggregate) | 625 | SDGE | Termoelectrica De Mexicali | THERMAL | COMBINED CYCLE | NATURAL GAS | SP15 | SDG1 | 2003-07-30 |  |  | 668 | A
84301 | Non-Participating | No | No | 0 | TERMOELCTRICA DE MEXICALI CTG UNIT 1 |  | SDGE | Termoelectrica De Mexicali | THERMAL | COMBUSTION TURBINE | NATURAL GAS | SP15 | SDG1 | 2003-07-30 |  |  | 180 | A
84303 | Non-Participating | No | No | 0 | TERMOELCTRICA DE MEXICALI STG UNIT |  | SDGE | Termoelectrica De Mexicali | THERMAL | STEAM | HEAT RECOVERY | SP15 | SDG1 | 2003-07-30 |  |  | 308 | A
84302 | Non-Participating | No | No | 0 | TERMOELCTRICA DE MEXICALI CTG UNIT 2 |  | SDGE | Termoelectrica De Mexicali | THERMAL | COMBUSTION TURBINE | NATURAL GAS | SP15 | SDG1 | 2003-07-30 |  |  | 180 | A
70800 | Participating Unit | Yes | Yes | TESLA_1_QF | TESLA AREA LUMPED QF UNITS | 2 | PGAE | VARIOUS | HYDRO | HYDRO | WATER | NP15 | PGE3 | 1982-01-01 |  |  | 2.46 | A
70801 | Non-Participating | Yes | No | 0 | CALAVERAS YUBA HYDRO #1 |  | PGAE | 16H092 | HYDRO | HYDRO | WATER | NP15 | PGE3 | 1986-04-15 |  |  | 0.09 | A
70802 | Non-Participating | Yes | No | 0 | CALAVERAS YUBA HYDRO #2 |  | PGAE | 16H177 | HYDRO | HYDRO | WATER | NP15 | PGE3 | 1986-04-15 |  |  | 0.09 | A
70803 | Non-Participating | Yes | No | 0 | CALAVERAS YUBA HYDRO #3 |  | PGAE | 16H178 | HYDRO | HYDRO | WATER | NP15 | PGE3 | 1986-04-15 |  |  | 0.09 | A
70805 | Non-Participating | Yes | No | 0 | Covanta Power Pacific (STOCKTON) |  | PGAE | 16P001 | BIOMASS |  |  | NP15 | PGE3 | 1985-11-27 |  |  | 0.8 | A
70806 | Non-Participating | Yes | No | 0 | ROCK CREEK WATER DISTRICT |  | PGAE | 16H033 | HYDRO | HYDRO | WATER | NP15 | PGE3 | 1986-02-25 |  |  | 0.7 | A
70807 | Non-Participating | Yes | No | 0 | SCHAADS HYDRO |  | PGAE | 16H030 | HYDRO | HYDRO | WATER | NP15 | PGE3 | 1986-02-18 |  |  | 0.23 | A
70804 | Non-Participating | Yes | No | 0 | JACKSON VALLEY IRRIGATION DIST |  | PGAE | 16H095 | HYDRO | HYDRO | WATER | NP15 | PGE3 | 1982-09-01 |  |  | 0.46 | A
70900 | Participating Unit | Yes | No | VEDDER_1_SEKERN | TEXACO EXPLORATION & PRODUCTION INC. (SE KERN) | 39.7 | PGAE | Pacific Gas & Electric Company | COGENERATION | COMBUSTION TURBINE | NATURAL GAS | ZP26 | PGE4 | 1989-01-31 | PGE QF 25C246 |  | 39.7 | A
32200 | Participating Unit | No | Yes | TIGRCK_7_UNITS | TIGER CREEK PH (AGGREGATE) | 62 | PGAE | PG&E | HYDRO | HYDRO | WATER | NP15 | PGE3 | 1931-01-01 |  | Mokelumne River | 62 | A
32201 | Non-Participating | No | No | TIGRCK_7_UNIT 1 | Tiger Creek Unit 1 | 31 | PGAE | PG&E | HYDRO | HYDRO | WATER | NP15 | PGE3 | 1931-01-01 |  | Mokelumne River | 31 | A
32202 | Non-Participating | No | No | TIGRCK_7_UNIT 2 | Tiger Creek Unit 2 | 31 | PGAE | PG&E | HYDRO | HYDRO | WATER | NP15 | PGE3 | 1931-01-01 |  | Mokelumne River | 31 | A
32300 | Participating Unit | No | No | TOADTW_6_UNIT | TOADTOWN PH | 1.5 | PGAE | PG&E | HYDRO | HYDRO | WATER | NP15 | PGE3 | 1986-01-01 |  |  | 1.5 | A
136600 | Participating Unit | No | No | VESTAL_2_SOLAR2 | TROPICO | 14 | SCE | Tropico, LLC | SOLAR | PHOTO VOLTAIC | SUN | SP15 | SCE1 | 2016-09-14 |  |  | 14 | A
32500 | Participating Unit | No | Yes | SPRGVL_2_TULE | TULE PH (PG&E) | 6.4 | SCE | PG&E | HYDRO | HYDRO | WATER | SP15 | SCE1 | 1914-01-01 |  | Tule | 6.4 | A
32502 | Non-Participating | No | No | 0 | Tule PH Unit 2 |  | SCE | PG&E | HYDRO | HYDRO | WATER | SP15 | SCE1 | 1914-01-01 |  | Tule | 3.2 | A
32501 | Non-Participating | No | No | 0 | Tule PH Unit 1 |  | SCE | PG&E | HYDRO | HYDRO | WOOD WASTE | SP15 | SCE1 | 1914-01-01 |  | Tule | 3.2 | A
32600 | Participating Unit | No | Yes | SPRGVL_2_TULESC | TULE PH (SCE) | 2.5 | SCE | SCE | HYDRO | HYDRO | WATER | SP15 | SCE1 | 1909-01-01 |  |  | 2.52 | A
32602 | Non-Participating | No | No | 0 | Edison Tule Unit 2 |  | SCE | SCE | HYDRO | HYDRO | WATER | SP15 | SCE1 | 1909-01-01 |  | Tule | 1.26 | A
32601 | Non-Participating | No | No | 0 | Edison Tule Unit 1 |  | SCE | SCE | HYDRO | HYDRO | WATER | SP15 | SCE1 | 1909-01-01 |  | Tule | 1.26 | A
48403 | Participating Unit | Yes | No | GOLETA_6_TAJIGS | Tajiguas - Unit #1 | 3.1 | SCE | MM TAJIGUAS ENERGY, LLC | BIOMASS | RECIPROCATING ENGINE | LANDFILL GAS | SP15 | SCE1 | 2000-08-05 | Formerly SCE QF 1104 |  | 3.05 | A
132500 | Participating Unit | No | No | MONLTH_6_BATTRY | Tehachapi Storage Project | 8 | SCE | Southern California Edison | STORAGE | BATTERY | LESR | SP15 | SCE1 | 2016-04-08 |  |  | 32 | A
126800 | Participating Unit | No | No | RVSIDE_6_SOLAR1 | Tequesquite Landfill Solar Project | 7.5 | SCE | Solar Star California XXXI, LLC | SOLAR | PHOTO VOLTAIC | SUN | SP15 | SCE1 | 2015-09-09 |  |  | 7.5 | A
123900 | Participating Unit | No | No | CHINO_2_SOLAR2 | Terra Francesca | 1.49 | SCE | Kona Solar, LLC | SOLAR | PHOTO VOLTAIC | SUN | SP15 | SCE1 | 2015-04-13 |  |  | 1.49 | A
118900 | Participating Unit | No | No | REEDLY_6_SOLAR | Terzian | 1.23 | PGAE | Pristine Sun, LLC | SOLAR | PHOTO VOLTAIC | SUN | NP15 | PGE3 | 2014-06-17 |  |  | 1.25 | A
103400 | Participating Unit | No | No | FTSWRD_6_TRFORK | Three Forks Water Power Project | 1.63 | PGAE | Grizzly Mountain Ranch | HYDRO | HYDRO | WATER | NP15 | PGE3 | 2011-11-01 |  |  | 1.8 | A
97900 | Participating Unit | Yes | No | SAUGUS_2_TOLAND | Toland Landfill gas to Energy Project | 1.57 | SCE | Ventura Regional Sanitation District | BIOMASS | COMBUSTION TURBINE | LANDFILL GAS | SP15 | SCE1 | 2009-08-25 |  |  | 2.8 | A
113200 | Participating Unit | No | No | TOPAZ_2_SOLAR | Topaz Solar Farms | 550 | PGAE | MidAmerican Solar, LLC | SOLAR | PHOTO VOLTAIC | SUN | ZP26 | PGE2 | 2014-10-27 |  |  | 550 | A
6700 | Participating Unit | Yes | Yes | SANITR_6_UNITS | Total Energy Facility of Joint Water Pollution Control Plant | 8 | SCE | County Sanitation District No. 2 of Los Angeles County | BIOGAS | COMBINED CYCLE | DIGESTER GAS | SP15 | SCE1 |  |  |  | 35.5 | A
6701 | Non-Participating | Yes | No | SANITR_6_CTG1 | Total Energy Facility of Joint Water Polution Control Plant - CTG UNIT 1 | 10 | SCE | County Sanitation District No. 2 of Los Angeles County | BIOGAS | COMBUSTION TURBINE | DIGESTER GAS | SP15 | SCE1 |  |  |  | 10 | A
6702 | Non-Participating | Yes | No | SANITR_6_CTG2 | Total Energy Facility of Joint Water Polution Control Plant - CTG UNIT 2 | 10 | SCE | County Sanitation District No. 2 of Los Angeles County | BIOMASS | COMBUSTION TURBINE | DIGESTER GAS | SP15 | SCE1 |  |  |  | 10 | A
6703 | Non-Participating | Yes | No | SANITR_6_CTG3 | Total Energy Facility of Joint Water Polution Control Plant - CTG UNIT 3 | 10 | SCE | County Sanitation District No. 2 of Los Angeles County | BIOGAS | COMBUSTION TURBINE | DIGESTER GAS | SP15 | SCE1 |  |  |  | 10 | A
6704 | Non-Participating | Yes | No | SANITR_6_STG4 | Total Energy Facility of Joint Water Polution Control Plant - STG UNIT 4 | 5.5 | SCE | County Sanitation District No. 2 of Los Angeles County | BIOGAS | STEAM | HEAT RECOVERY | SP15 | SCE1 |  |  |  | 5.5 | A
71700 | Participating Unit | Yes | No | THMENG_1_UNIT 1 | Tracy Biomass | 18.5 | PGAE | Thermal Energy Development Partnership L.P. | BIOMASS | STEAM | WOOD WASTE | NP15 | PGE3 | 1990-04-26 | QF Conversion, Formerly PGE QF 16P054 |  | 23 | A
105600 | Participating Unit | No | Yes | SCHLTE_1_PL1X3 | Tracy Combined Cycle Power Plant | 332.28 | PGAE | GWF Energy LLC | PEAKER | COMBINED CYCLE | NATURAL GAS | NP15 | PGE3 | 2012-10-31 | This project was a 175 MW steam turbine addition to the existing two combustion turbines on site to create a combined cycle resource. |  | 332.28 | A
83200 | Non-Participating | No | No | SCHLTE_1_UNITA1 | TRACY PEAKER PLANT UNIT 1 | 86 | PGAE | GWF Energy LLC | PEAKER | COMBUSTION TURBINE | NATURAL GAS | NP15 | PGE3 | 2003-05-30 | Changed to non-participant 11/1/2012 |  | 85 | A
83300 | Non-Participating | No | No | SCHLTE_1_UNITA2 | TRACY PEAKER PLANT UNIT 2 | 86 | PGAE | GWF Energy LLC | PEAKER | COMBUSTION TURBINE | NATURAL GAS | NP15 | PGE3 | 2003-05-30 | Changed to non-participant 11/1/2012 |  | 85 | A
136000 | Participating Unit | No | No | TRNQLT_2_SOLAR | Tranquillity | 200 | PGAE | RE Tranquillity LLC | SOLAR | PHOTO VOLTAIC | SUN | ZP26 | PGE4 | 2016-07-28 |  |  | 200 | A
32700 | Participating Unit | No | Yes | TULLCK_7_UNITS | Tulloch Hydro | 25.9 | PGAE | City of Santa Clara DBA Silicon Valley Power | HYDRO | HYDRO | WATER | NP15 | PGE3 | 1958-01-01 |  | Stanislaus River | 25.9 | A
32701 | Non-Participating | No | No | TULLCK_7_UNIT 1 | Tulloch Hydro Unit 1 | 9.9 | PGAE | City of Santa Clara DBA Silicon Valley Power | HYDRO | HYDRO | WATER | NP15 | PGE3 | 1958-01-01 |  | Stanislaus River | 9.35 | A
32702 | Non-Participating | No | No | TULLCK_7_UNIT 2 | Tulloch Hydro Unit 2 | 9.9 | PGAE | City of Santa Clara DBA Silicon Valley Power | HYDRO | HYDRO | WATER | NP15 | PGE3 | 1958-01-01 |  | Stanislaus River | 9.35 | A
32703 | Non-Participating | No | No | TULLCK_7_UNIT 3 | Tulloch Hydro Unit 3 | 7.2 | PGAE | City of Santa Clara DBA Silicon Valley Power | HYDRO | HYDRO | WATER | NP15 | PGE3 | 2012-03-03 |  | Stanislaus River | 7.2 | A
72200 | Participating Unit | Yes | No | HOLGAT_1_BORAX | U.S. BORAX AND CHEMICAL CORP. (#1) | 48.2 | SCE | Southern California Edison Company | COGENERATION | COMBUSTION TURBINE | NATURAL GAS | SP15 | SCE1 | 1984-06-01 | SCE QF 2019 |  | 22 | A
93400 | Participating Unit | No | Yes | FROGTN_7_UTICA | UTICA POWER HYDRO AGGREGATE | 6.2 | PGAE | UTICA POWER AUTHORITY | HYDRO | HYDRO | WATER | NP15 | PGE3 |  | Aggregation of Angels and Murphys powerhouses | Stanislaus River | 5.5 | A
23100 | Non-Participating | No | No | 0 | MURPHYS POWERHOUSE |  | PGAE | UTICA POWER AUTHORITY | HYDRO | HYDRO | WATER | NP15 | PGE3 | 1954-01-01 |  | Stanislaus River | 5 | A
1600 | Non-Participating | No | No | 0 | ANGELS POWERHOUSE |  | PGAE | UTICA POWER AUTHORITY | HYDRO | HYDRO | WATER | NP15 | PGE3 | 1940-01-01 |  | Stanislaus River | 1.7 | A
49900 | Participating Unit | Yes | No | POTTER_7_VECINO | VECINO VINEYARDS LLC | 1.25 | PGAE | Pacific Gas & Electric Company | HYDRO | HYDRO | WATER | NP15 | PGE3 | 1990-03-27 |  |  | 1.25 | A
73300 | Participating Unit | Yes | Yes | VESTAL_6_QF | VESTAL AREA LUMPED UNITS | 18.6 | SCE | VARIOUS | HYDRO | HYDRO | WATER | SP15 | SCE1 | 1989-01-01 |  |  | 12.3 | A
73302 | Non-Participating | Yes | No | 0 | DANIEL M. BATES, ET AL. |  | SCE | 4030 | HYDRO |  |  | SP15 | SCE1 | 1989-11-22 |  |  | 0.35 | A
73301 | Non-Participating | Yes | No | 0 | CENTRAL HYDROELECTRIC/ISABELLA HYDRO |  | SCE | 4034 | HYDRO |  |  | SP15 | SCE1 | 1990-12-08 |  |  | 11.95 | A
73600 | Participating Unit | Yes | Yes | VINCNT_2_QF | VINCENT AREA LUMPED UNITS | 238.9 | SCE | Southern California Edison | WIND | WIND | WIND | SP15 | SCE1 | 1985-01-01 |  |  | 238.9 | A
73601 | Non-Participating | Yes | No | 0 | DESERT WINDS I PPC TRUST |  | SCE | 6063 | WIND | WIND | WIND | SP15 | SCE1 | 1989-11-01 |  |  | 48 | A
73602 | Non-Participating | Yes | No | 0 | DESERT WIND II PWR PURCH TRST |  | SCE | 6113 | WIND | WIND | WIND | SP15 | SCE1 | 1990-08-17 |  |  | 75 | A
73603 | Non-Participating | Yes | No | 0 | SKY RIVER PARTNERSHIP (WILDERNESS I) |  | SCE | 6065 | WIND | WIND | WIND | SP15 | SCE1 | 1991-07-22 |  |  | 36.23 | A
73604 | Non-Participating | Yes | No | 0 | SKY RIVER PARTNERSHIP (WILDERNESS II) |  | SCE | 6066 | WIND | WIND | WIND | SP15 | SCE1 | 1991-05-23 |  |  | 19.8 | A
73605 | Non-Participating | Yes | No | 0 | SKY RIVER PARTNERSHIP (WILDERNESS III) |  | SCE | 6067 | WIND | WIND | WIND | SP15 | SCE1 | 1991-02-14 |  |  | 20.93 | A
73606 | Non-Participating | Yes | No | 0 | VICTORY GARDEN PHASE IV PARTNERSHIP - 6102 |  | SCE | 6102 | WIND | WIND | WIND | SP15 | SCE1 | 1990-03-17 |  |  | 6.98 | A
73607 | Non-Participating | Yes | No | 0 | VICTORY GARDEN PHASE IV PARTNERSHIP - 6103 |  | SCE | 6103 | WIND | WIND | WIND | SP15 | SCE1 | 1990-01-02 |  |  | 6.98 | A
73608 | Non-Participating | Yes | No | 0 | VICTORY GARDEN PHASE IV PARTNERSHIP - 6104 |  | SCE | 6104 | WIND | WIND | WIND | SP15 | SCE1 | 1990-04-11 |  |  | 6.98 | A
73609 | Non-Participating | Yes | No | 0 | Terra-Gen 251 Wind, LLC (MONOLITH X) |  | SCE | 6105 | WIND | WIND | WIND | SP15 | SCE1 | 1987-06-10 |  |  | 5.31 | A
73610 | Non-Participating | Yes | No | 0 | Terra-Gen 251 Wind, LLC (MONOLITH XI) |  | SCE | 6106 | WIND | WIND | WIND | SP15 | SCE1 | 1987-06-30 |  |  | 4.99 | A
73611 | Non-Participating | Yes | No | 0 | Terra-Gen 251 Wind, LLC (MONOLITH XII) |  | SCE | 6107 | WIND | WIND | WIND | SP15 | SCE1 | 1987-07-09 |  |  | 6.72 | A
73612 | Non-Participating | Yes | No | 0 | Terra-Gen 251 Wind, LLC (MONOLITH XIII) |  | SCE | 6108 | WIND | WIND | WIND | SP15 | SCE1 | 1987-06-30 |  |  | 5.67 | A
44500 | Non-Participating | Yes | No | 0 | DESERT WIND III PPC TRUST |  | SCE | 6114 | WIND | WIND | WIND | SP15 | SCE1 | 1989-01-01 |  |  | 40.5 | A
73800 | Participating Unit | Yes | Yes | VISTA_6_QF | VISTA AREA LUMPED UNITS | 0.6 | SCE | VARIOUS | VARIOUS |  |  | SP15 | SCE1 | 1983-01-01 |  |  | 0.46 | A
73802 | Non-Participating | Yes | No | 0 | SAN BERNARDINO MWD (UNIT 1, SITE 1720) |  | SCE | 4014 | HYDRO |  |  | SP15 | SCE1 | 1983-07-01 |  |  | 0.18 | A
73801 | Non-Participating | Yes | No | 0 | RIDGEWOOD POWER (LAKE ARROWHEAD HILTON) |  | SCE | 2323 | COGENERATION | RECIPROCATING ENGINE | NATURAL GAS | SP15 | SCE1 | 1988-09-13 |  |  | 0.28 | A
93800 | Participating Unit | Yes | Yes | VOLTA_7_QFUNTS | VOLTA QF AGGREGATION | 1.5 | PGAE | PG&E | HYDRO | HYDRO | WATER | NP15 | PGE3 | 2007-03-01 |  |  | 1.5 | A
70614 | Non-Participating | Yes | No | 0 | SUTTERS MILL |  | PGAE | 13H006 | HYDRO | HYDRO | WATER | NP15 | PGE3 | 1985-06-25 | Formerly part of TBLMTN_1_QF prior to 3/15/2007 |  | 0.15 | A
43408 | Non-Participating | Yes | No | 0 | SNOW MOUNTAIN HYDRO LLC (PONDEROSA) |  | PGAE | 13H035 | HYDRO | HYDRO | WATER | NP15 | PGE3 | 1990-02-25 | Included in VOLTA QF aggregation 3/1/2007 |  | 1.1 | A
32900 | Participating Unit | No | No | VOLTA_2_UNIT 1 | VOLTA UNIT 1 | 9.1 | PGAE | PG&E | HYDRO | HYDRO | WATER | NP15 | PGE3 | 1980-01-01 |  |  | 9.1 | A
33000 | Participating Unit | No | No | VOLTA_2_UNIT 2 | VOLTA UNIT 2 | 1 | PGAE | PG&E | HYDRO | HYDRO | WATER | NP15 | PGE3 | 1981-01-01 |  |  | 1 | A
113300 | Participating Unit | No | No | VACADX_1_NAS | Vaca Dixon Battery NAS | 1.85 | PGAE | Pacific Gas and Electric Co. | STORAGE | BATTERY | LESR | NP15 | PGE2 | 2013-09-06 |  |  | 2.4 | A
32800 | Participating Unit | No | No | VACADX_1_UNITA1 | Vaca Dixon Peaker Plant | 50.61 | PGAE | CalPeak Power - Vaca Dixon, LLC | PEAKER | COMBUSTION TURBINE | NATURAL GAS | NP15 | PGE3 | 2002-06-21 |  |  | 48.49 | A
98300 | Participating Unit | No | No | VACADX_1_SOLAR | Vaca-Dixon Solar Station | 2.5 | PGAE | PG&E | SOLAR | PHOTO VOLTAIC | SUN | NP15 | PGE2 | 2009-12-23 |  |  | 2 | A
115400 | Participating Unit | No | No | VLCNTR_6_VCSLR1 | Valley Center 1 | 2.5 | SDGE | Sol Orchard San Diego 22, LLC | SOLAR | PHOTO VOLTAIC | SUN | SP15 | SDG1 | 2013-12-31 |  |  | 2.5 | A
115500 | Participating Unit | No | No | VLCNTR_6_VCSLR2 | Valley Center 2 | 5 | SDGE | Sol Orchard San Diego 23, LLC | SOLAR | PHOTO VOLTAIC | SUN | SP15 | SDG1 | 2013-12-31 |  |  | 5 | A
116100 | Participating Unit | No | No | CAYTNO_2_VASCO | Vasco Road | 4.3 | PGAE | Ameresco Vasco Road LLC | BIOMASS | RECIPROCATING ENGINE | LANDFILL GAS | NP15 | PGE2 | 2014-02-05 | QF Conversion Completed: 2/5/2014 |  | 4.35 | A
123600 | Participating Unit | No | No | VEGA_6_SOLAR1 | Vega Solar | 20 | PGAE | Vega Solar, LLC | SOLAR | PHOTO VOLTAIC | SUN | NP15 | SCE1 | 2015-03-23 |  |  | 20 | A
58800 | Participating Unit | Yes | No | LACIEN_2_VENICE | Venice Hydroelectric Recovery Plant | 9.95 | SCE | The Metropolitan Water District of Southern California | HYDRO | HYDRO | WATER | SP15 | SCE1 | 1982-01-01 |  |  | 10.14 | A
125500 | Participating Unit | No | No | VICTOR_1_VDRYFA | Victor Dry Farm Ranch A | 5 | SCE | Victor Dry Farm Ranch A LLC | SOLAR | PHOTO VOLTAIC | SUN | SP15 | SCE1 | 2015-06-12 |  |  | 5 | A
127100 | Participating Unit | No | No | VICTOR_1_VDRYFB | Victor Dry Farm Ranch B | 5 | SCE | Victor Dry Farm Ranch B LLC | SOLAR | PHOTO VOLTAIC | SUN | SP15 | SCE1 | 2015-06-12 |  |  | 5 | A
116000 | Participating Unit | No | No | VICTOR_1_SOLAR1 | Victor Phelan Solar One | 17.5 | SCE | RE Victor Phelan Solar One LLC | SOLAR | PHOTO VOLTAIC | SUN | SP15 | SCE1 | 2013-11-18 |  |  | 17.5 | A
116600 | Participating Unit | No | No | TMPLTN_2_SOLAR | Vintner Solar | 1.5 | PGAE | Vintner Solar LLC | SOLAR | PHOTO VOLTAIC | SUN | ZP26 | PGE2 | 2014-03-05 |  |  | 1.5 | A
133400 | Participating Unit | No | No | BANGOR_6_HYDRO | Virginia Ranch Dam Powerplant | 1 | PGAE | Browns Valley Irrigation District (BVID) | HYDRO | HYDRO | WATER | NP15 | PGE2 | 2012-06-14 |  |  | 1.04 | A
33100 | Participating Unit | No | Yes | WARNE_2_UNIT | WARNE PH (AGGREGATE) | 76 | SCE | CDWR | HYDRO | HYDRO | WATER | SP15 | SCE1 | 1982-01-01 |  |  | 78.2 | A
33101 | Non-Participating | No | No | WARNE_2_UNIT 1 | Warne Unit 1 | 39.1 | SCE | CDWR | HYDRO | HYDRO | WATER | SP15 | SCE1 | 1982-01-01 |  |  | 39.1 | A
33102 | Non-Participating | No | No | WARNE_2_UNIT 2 | Warne Unit 2 | 39.1 | SCE | CDWR | HYDRO | HYDRO | WATER | SP15 | SCE1 | 1983-01-01 |  |  | 39.1 | A
74400 | Participating Unit | Yes | Yes | ARCOGN_2_UNITS | WATSON COGENERATION COMPANY | 416.6 | SCE | Watson Cogeneration Company | COGENERATION | COMBINED CYCLE | NATURAL GAS | SP15 | SCE1 | 1987-12-04 | Was SCE QF 2053 |  | 405.78 | A
74401 | Non-Participating | Yes | No | 0 | WATSON COGENERATION UNIT 1 |  | SCE | Watson Cogeneration Company | COGENERATION | COMBUSTION TURBINE | NATURAL GAS | SP15 | SCE1 | 1987-12-04 |  |  | 82 | A
74402 | Non-Participating | Yes | No | 0 | WATSON COGENERATION UNIT 2 |  | SCE | Watson Cogeneration Company | COGENERATION | COMBUSTION TURBINE | NATURAL GAS | SP15 | SCE1 | 1987-12-04 |  |  | 82 | A
74406 | Non-Participating | Yes | No | 0 | WATSON COGENERATION UNIT 6 |  | SCE | Watson Cogeneration Company | COGENERATION | STEAM | NATURAL GAS | SP15 | SCE1 | 1987-12-04 |  |  | 38.5 | A
74404 | Non-Participating | Yes | No | 0 | WATSON COGENERATION UNIT 4 |  | SCE | Watson Cogeneration Company | COGENERATION | COMBUSTION TURBINE | NATURAL GAS | SP15 | SCE1 | 1987-12-04 |  |  | 82 | A
74405 | Non-Participating | Yes | No | 0 | WATSON COGENERATION UNIT 5 |  | SCE | Watson Cogeneration Company | COGENERATION | STEAM | NATURAL GAS | SP15 | SCE1 | 1987-12-04 |  |  | 38.5 | A
74403 | Non-Participating | Yes | No | 0 | WATSON COGENERATION UNIT 3 |  | SCE | Watson Cogeneration Company | COGENERATION | COMBUSTION TURBINE | NATURAL GAS | SP15 | SCE1 | 1987-12-04 |  |  | 82 | A
24600 | Participating Unit | No | Yes | PNOCHE_1_PL1X2 | WELLHEAD - PANOCHE PEAKER | 49.97 | PGAE | Wellhead Power Panoche | PEAKER | COMBUSTION TURBINE | NATURAL GAS | NP15 | PGE3 | 2005-06-14 |  |  | 49.35 | A
24601 | Non-Participating | No | No | PNOCHE_7_CTG1 | WELLHEAD - PANOCHE CTG UNIT 1 | 49 | PGAE | Wellhead Power Panoche | PEAKER | COMBUSTION TURBINE | NATURAL GAS | NP15 | PGE3 | 2001-12-14 |  |  | 49 | A
24602 | Non-Participating | No | No | PNOCHE_7_ICE2 | WELLHEAD - PANOCHE ICE UNIT 2 | 0.3 | PGAE | Wellhead Power Panoche | PEAKER | INTERNAL COMBUSTION | NATURAL GAS | NP15 | PGE3 | 2005-06-14 |  |  | 0.35 | A
75000 | Participating Unit | Yes | No | WSENGY_1_UNIT 1 | WHEELABRATOR SHASTA | 63 | PGAE | Pacific Gas & Electric Company | BIOMASS | STEAM | WOOD WASTE | NP15 | PGE3 | 1987-10-30 | PGE QF 13P045 |  | 63 | A
89200 | Participating Unit | No | No | BUCKWD_7_WINTCV | WINTEC V FACILITY | 1.32 | SCE | Wintec Energy, Ltd. | WIND | WIND | WIND | SP15 | SCE1 | 2003-12-30 |  |  | 1.32 | A
33800 | Participating Unit | No | Yes | WISHON_6_UNITS | WISHON/SAN JOAQUIN 1-A (AGGREGATE) | 18.4 | PGAE | PG&E | HYDRO | HYDRO | WATER | NP15 | PGE3 | 1910-01-01 |  | San Joaquin River | 18.4 | A
33805 | Non-Participating | No | No | CRNEVL_6_SJQN 1 | San Joaquin 1-A | 0.4 | PGAE | PG&E | HYDRO | HYDRO | WATER | NP15 | PGE3 | 1910-01-01 |  | San Joaquin River | 0.4 | A
33801 | Non-Participating | No | No | WISHON_6_UNIT 1 | Wishon Unit 1 | 5.6 | PGAE | PG&E | HYDRO | HYDRO | WATER | NP15 | PGE3 | 1910-01-01 |  | San Joaquin River | 5.6 | A
33802 | Non-Participating | No | No | WISHON_6_UNIT 2 | Wishon Unit 2 | 5.6 | PGAE | PG&E | HYDRO | HYDRO | WATER | NP15 | PGE3 | 1910-01-01 |  | San Joaquin River | 5.6 | A
33803 | Non-Participating | No | No | WISHON_6_UNIT 3 | Wishon Unit 3 | 5.6 | PGAE | PG&E | HYDRO | HYDRO | WATER | NP15 | PGE3 | 1910-01-01 |  | San Joaquin River | 5.6 | A
33804 | Non-Participating | No | No | WISHON_6_UNIT 4 | Wishon Unit 4 | 5.6 | PGAE | PG&E | HYDRO | HYDRO | WATER | NP15 | PGE3 | 1910-01-01 |  | San Joaquin River | 5.6 | A
107100 | Participating Unit | No | No | GARNET_1_WT3WND | WKN Wagner, LLC | 6 | SCE | Wagner Wind, LLC | WIND | WIND | WIND | SP15 | SCE1 | 2012-12-24 |  |  | 6 | A
82600 | Participating Unit | No | No | WOLFSK_1_UNITA1 | WOLFSKILL ENERGY CENTER | 46.9 | PGAE | Wolfskill Energy Center, LLC (Calpine) | PEAKER | COMBUSTION TURBINE | NATURAL GAS | NP15 | PGE3 | 2003-03-22 |  |  | 49.9 | A
75300 | Participating Unit | No | No | BIOMAS_1_UNIT 1 | WOODLAND BIOMASS | 28.8 | PGAE | WOODLAND BIOMASS POWER, LLC | BIOMASS | STEAM | WOOD WASTE | NP15 | PGE3 | 1989-08-31 |  |  | 28 | A
73900 | Participating Unit | No | No | WADHAM_6_UNIT | Wadham Energy LP | 32 | PGAE | Wadham Energy LP | BIOMASS | STEAM | AGRICULTURAL WASTE | NP15 | PGE3 | 1989-03-24 | QF Conversion, was PGE QF 12P018 |  | 29.07 | A
108600 | Participating Unit | No | No | WALCRK_2_CTG1 | Walnut Creek Energy Park Unit 1 | 96.43 | SCE | Walnut Creek Energy, LLC | THERMAL | COMBUSTION TURBINE | NATURAL GAS | SP15 | SCE1 | 2013-03-21 |  |  | 100.1 | A
108700 | Participating Unit | No | No | WALCRK_2_CTG2 | Walnut Creek Energy Park Unit 2 | 96.91 | SCE | Walnut Creek Energy, LLC | THERMAL | COMBUSTION TURBINE | NATURAL GAS | SP15 | SCE1 | 2013-03-21 |  |  | 100.1 | A
108800 | Participating Unit | No | No | WALCRK_2_CTG3 | Walnut Creek Energy Park Unit 3 | 96.65 | SCE | Walnut Creek Energy, LLC | THERMAL | COMBUSTION TURBINE | NATURAL GAS | SP15 | SCE1 | 2013-03-21 |  |  | 100.1 | A
108500 | Participating Unit | No | No | WALCRK_2_CTG4 | Walnut Creek Energy Park Unit 4 | 96.49 | SCE | Walnut Creek Energy, LLC | THERMAL | COMBUSTION TURBINE | NATURAL GAS | SP15 | SCE1 | 2013-03-29 |  |  | 100.1 | A
109300 | Participating Unit | No | No | WALCRK_2_CTG5 | Walnut Creek Energy Park Unit 5 | 96.65 | SCE | Walnut Creek Energy, LLC | THERMAL | COMBUSTION TURBINE | NATURAL GAS | SP15 | SCE1 | 2013-04-30 |  |  | 100 | A
74200 | Participating Unit | Yes | No | GYSRVL_7_WSPRNG | Warm Springs | 3.75 | PGAE | Sonoma County Water Agency (04H009) | HYDRO | HYDRO | WATER | NP15 | PGE3 | 1988-12-22 |  |  | 3.75 | A
43402 | Participating Unit | Yes | No | CEDRCK_6_UNIT | Water Wheel Ranch | 0.98 | PGAE | Water Wheel Ranch | HYDRO | HYDRO | WATER | NP15 | PGE3 | 1984-03-22 | QF Conversion completed: 3/23/2015. Formerly QF: 13H124. |  | 0.98 | A
107600 | Participating Unit | No | No | VESTAL_2_WELLHD | Wellhead Power Delano | 49 | SCE | Wellhead Power Delano, LLC | THERMAL | COMBUSTION TURBINE | NATURAL GAS | SP15 | SCE1 | 2013-01-16 |  |  | 49 | A
120500 | Participating Unit | No | No | ACACIA_6_SOLAR | West Antelope Solar | 20 | SCE | TA-ACACIA, LLC | SOLAR | PHOTO VOLTAIC | SUN | SP15 | PGE3 | 2014-11-13 |  |  | 20 | A
38300 | Participating Unit | No | Yes | WDFRDF_2_UNITS | West Ford Flat Power Plant | 32.6 | PGAE | Geysers Power Co. | GEOTHERMAL | STEAM | GEOTHERMAL | NP15 | PGE3 | 1988-12-11 |  |  | 32.6 | A
38301 | Non-Participating | Yes | No | 0 | West Ford Flat Unit 1 |  | PGAE | Geysers Power Co. | GEOTHERMAL | STEAM | GEOTHERMAL | NP15 | PGE3 | 1988-12-11 |  |  | 16.3 | A
129200 | Non-Participating | Yes | No | 0 | West Ford Flat Unit 2 |  | PGAE | Geysers Power Co. | GEOTHERMAL | STEAM | GEOTHERMAL | NP15 | PGE3 | 1988-12-11 |  |  | 16.3 | A
112000 | Participating Unit | No | No | GATES_2_WSOLAR | West Gates Solar Station | 10 | PGAE | Pacific Gas and Electric Company | SOLAR | PHOTO VOLTAIC | SUN | NP15 | PGE3 | 2013-06-24 |  |  | 10 | A
33200 | Participating Unit | No | No | WESTPT_2_UNIT | West Point PH | 14 | PGAE | PG&E | HYDRO | HYDRO | WATER | NP15 | PGE3 | 1948-01-01 |  | Mokelumne River | 14 | A
120200 | Participating Unit | No | No | PLAINV_6_BSOLAR | Western Antelope Blue Sky Ranch A | 20 | SCE | Western Antelope Blue Sky Ranch A LLC | SOLAR | PHOTO VOLTAIC | SUN | SP15 | SCE1 | 2014-11-07 |  |  | 20 | A
137800 | Participating Unit | No | No | BIGSKY_2_SOLAR4 | Western Antelope Blue Sky Ranch B | 20 | SCE | Western Antelope Blue Sky Ranch B LLC | SOLAR | PHOTO VOLTAIC | SUN | SP15 | SCE1 | 2016-12-03 |  |  | 20 | A
137500 | Participating Unit | No | No | PLAINV_6_DSOLAR | Western Antelope Dry Ranch | 10 | SCE | Western Antelope Dry Ranch LLC | SOLAR | PHOTO VOLTAIC | SUN | SP15 | SCE1 | 2016-12-01 |  |  | 10 | A
44100 | Participating Unit | Yes | No | DEXZEL_1_UNIT | Western Power and Steam Cogeneration | 36.8 | PGAE | Western Power and Steam, Inc. | COGENERATION | COMBUSTION TURBINE | NATURAL GAS | ZP26 | PGE4 | 1989-11-30 | Formerly PGE QF 25C138 |  | 30 | A
117000 | Participating Unit | No | No | JAYNE_6_WLSLR | Westlands Solar Farm PV 1 | 18 | PGAE | Westlands Solar Farms, LLC | SOLAR | PHOTO VOLTAIC | SUN | NP15 | PGE2 | 2014-02-14 |  |  | 19 | A
135100 | Participating Unit | No | No | HENRTA_6_SOLAR2 | Westside Solar Power PV1 | 2 | PGAE | Westside Assets LLC | SOLAR | PHOTO VOLTAIC | SUN | SP15 | PGE2 | 2016-05-07 |  |  | 2 | A
102400 | Participating Unit | No | No | SCHNDR_1_WSTSDE | Westside Solar Station | 15 | PGAE | Pacific Gas & Electric Company | SOLAR | PHOTO VOLTAIC | SUN | NP15 | PGE2 | 2011-09-13 |  |  | 15 | A
112100 | Participating Unit | No | No | OLIVEP_1_SOLAR | White River Solar | 20 | PGAE | SPS White River, LLC | SOLAR | PHOTO VOLTAIC | SUN | NP15 | PGE2 | 2013-06-22 |  |  | 20 | A
119900 | Participating Unit | No | No | OLIVEP_1_SOLAR2 | White River West | 19.75 | PGAE | CED White River Solar 2, LLC | SOLAR | PHOTO VOLTAIC | SUN | NP15 | PGE3 | 2014-10-01 |  |  | 19.75 | A
33500 | Participating Unit | No | No | WHTWTR_1_WINDA1 | Whitewater Hill Wind Project | 61.5 | SCE | Whitewater Hill Wind Partners, LLC | WIND | WIND | WIND | SP15 | SCE1 | 2002-08-31 |  |  | 61.5 | A
44609 | Participating Unit | Yes | No | GARNET_2_HYDRO | Whitewater Hydro | 1.1 | SCE | Desert Water Agency | HYDRO | HYDRO | WATER | SP15 | SCE1 | 1986-04-11 | QF Conversion 7/8/2016. Formerly SCE QF 4025 |  | 1 | A
123300 | Participating Unit | No | No | WLDWD_1_SOLAR1 | Wildwood Solar I | 20 | PGAE | Wildwood Solar I, LLC | SOLAR | PHOTO VOLTAIC | SUN | NP15 | PGE3 | 2015-02-19 |  |  | 20 | A
115800 | Participating Unit | Yes | No | NZWIND_6_CALWND | Wind Resource I | 9 | PGAE | CalWind Resources, Inc. | WIND | WIND | WIND | NP15 | PGE2 | 2012-03-24 |  |  | 9 | A
35303 | Participating Unit | No | No | ARBWD_6_QF | Wind Resource II | 19.95 | SCE | CalWind Resources, Incorporated | WIND | WIND | WIND | SP15 | SCE1 | 1991-03-29 | Formerly SCE QF 6236 |  | 20 | A
73613 | Participating Unit | Yes | No | TEHAPI_2_WIND1 | Wind Wall Monolith 1 | 16.9 | SCE | AES Tehachapi Wind, LLC | WIND | WIND | WIND | SP15 | SCE1 | 1985-11-13 | Formerly SCE QF 6043 |  | 17 | A
73614 | Participating Unit | Yes | No | TEHAPI_2_WIND2 | Wind Wall Monolith 2 | 21.68 | SCE | AES Tehachapi Wind, LLC | WIND | WIND | WIND | SP15 | SCE1 | 1986-12-05 | Formerly SCE QF 6044 |  | 22.5 | A
118600 | Participating Unit | Yes | No | MIDWD_6_WNDLND | Windland Refresh I | 7.45 | SCE | Windland Refresh, LLC | WIND | WIND | WIND | SP15 | SCE1 | 2014-06-03 | QF Conversion 6/3/2014 |  | 7.46 | A
134400 | Participating Unit | No | No | VENWD_1_WIND1 | Windpark Unlimited 1 | 9.43 | SCE | Energy Unlimited PH, Inc. | WIND | WIND | WIND | SP15 | SCE1 | 1985-12-31 |  |  | 9.44 | A
134500 | Participating Unit | No | No | VENWD_1_WIND2 | Windpark Unlimited 2 | 16.05 | SCE | Energy Unlimited PH, Inc. | WIND | WIND | WIND | SP15 | SCE1 | 1985-12-31 |  |  | 16.06 | A
104000 | Participating Unit | No | Yes | WNDSTR_2_WIND | Windstar I | 120 | SCE | Windstar Energy, LLC | WIND | WIND | WIND | SP15 | SCE1 | 2012-01-28 |  |  | 120 | A
104001 | Non-Participating | No | No | WNDSTR_2_WIND1 | Windstar 1 | 60 | SCE | Windstar Energy, LLC | WIND | WIND | WIND | SP15 | SCE1 | 2012-01-28 |  |  | 60 | A
104002 | Non-Participating | No | No | WNDSTR_2_WIND2 | Windstar 1 | 60 | SCE | Windstar Energy, LLC | WIND | WIND | WIND | SP15 | SCE1 | 2012-01-28 |  |  | 60 | A
35325 | Participating Unit | Yes | No | NZWIND_6_WDSTR | Windstream 39 | 6.2 | SCE | Windstream Operations, LLC | WIND | WIND | WIND | SP15 | SCE1 | 1984-02-01 | QF Conversion completed. Formerly SCE QF 6039 |  | 6.24 | A
35326 | Participating Unit | Yes | No | NZWIND_6_WDSTR2 | Windstream 40 | 6.9 | SCE | Windstream Operations, LLC | WIND | WIND | WIND | SP15 | SCE1 | 1984-09-01 | QF Conversion completed 10/6/2014. Formerly SCE QF 6040. |  | 6.93 | A
35327 | Participating Unit | Yes | No | NZWIND_6_WDSTR3 | Windstream 41 | 6 | SCE | Windstream Operations, LLC | WIND | WIND | WIND | SP15 | SCE1 | 1984-12-01 | QF Conversion completed 11/30/2014. Was SCE QF 6041. |  | 6.02 | A
35328 | Participating Unit | Yes | No | NZWIND_6_WDSTR4 | Windstream 6042 | 6.77 | SCE | Windstream Operations, LLC | WIND | WIND | WIND | SP15 | SCE1 | 1985-10-17 | QF Conversion. Formerly SCE QF 6042. |  | 6.77 | A
35324 | Participating Unit | Yes | No | NZWIND_2_WDSTR5 | Windstream 6111 | 6.31 | SCE | Windstream Operations, LLC | WIND | WIND | WIND | SP15 | SCE1 | 1986-01-24 | Formerly SCE QF 6111 |  | 6.5 | A
44620 | Participating Unit | No | No | GARNET_2_WIND4 | Windustries | 9.8 | SCE | San Gorgonio Westwinds II - Windustries, LLC | WIND | WIND | WIND | SP15 | SCE1 | 1985-11-24 | QF Conversion. Formerly SCE QF 6058 |  | 9.8 | A
33600 | Participating Unit | No | No | WISE_1_UNIT 1 | Wise Unit 1 | 14.5 | PGAE | PG&E | HYDRO | HYDRO | WATER | NP15 | PGE1 | 1917-01-01 |  | South Yuba | 14.5 | A
33700 | Participating Unit | No | No | WISE_1_UNIT 2 | Wise Unit 2 | 3.2 | PGAE | PG&E | HYDRO | HYDRO | WATER | NP15 | PGE1 | 1986-01-01 |  | South Yuba | 3.2 | A
33900 | Participating Unit | No | No | WDLEAF_7_UNIT 1 | Woodleaf PH | 60 | PGAE | OWID | HYDRO | HYDRO | WATER | NP15 | PGE3 | 1963-01-01 |  | SF Feather River | 60 | A
130700 | Participating Unit | No | No | LAMONT_1_SOLAR3 | Woodmere Solar Farm | 14.99 | PGAE | 87RL 8me, LLC | SOLAR | PHOTO VOLTAIC | SUN | ZP26 | PGE4 | 2015-12-23 |  |  | 18.75 | A
131400 | Participating Unit | No | No | SWIFT_1_NAS | YERBA BUENA BATTERY | 4 | PGAE | Pacific Gas and Electric Company | STORAGE | BATTERY | LESR | NP15 | PGE3 | 2016-01-21 |  |  | 4.8 | A
75500 | Participating Unit | Yes | No | HILAND_7_YOLOWD | YOLO COUNTY FLOOD & WCD | 3.75 | PGAE | Pacific Gas & Electric Company | HYDRO | HYDRO | WATER | NP15 | PGE3 | 1985-09-07 |  |  | 3.75 | A
58705 | Participating Unit | No | No | VILLPK_6_MWDYOR | YORBA LINDA HYDRO RECOVERY PLANT | 5.1 | SCE | Metropolitan Water Districe | HYDRO | HYDRO | WATER | SP15 | SCE1 | 1981-01-01 |  |  | 5.1 | A
75700 | Participating Unit | Yes | No | YUBACT_1_SUNSWT | YUBA CITY COGEN (SUNSWEET) | 49.97 | PGAE | Yuba City Cogeneration Partners, L.P. | COGENERATION | COMBUSTION TURBINE | NATURAL GAS | NP15 | PGE3 | 1990-12-27 | PGE QF 12C026 |  | 57.2 | A
34000 | Participating Unit | No | No | YUBACT_6_UNITA1 | Yuba City Energy Center | 46 | PGAE | Yuba City Energy Center, LLC | PEAKER | COMBUSTION TURBINE | NATURAL GAS | NP15 | PGE3 | 2002-07-26 |  |  | 49.9 | A
117100 | Participating Unit | Yes | No | OAKWD_6_ZEPHWD | Zephyr Park | 3.5 | SCE | Oak Creek Wind Power, LLC | WIND | WIND | WIND | SP15 | SCE1 | 2014-02-07 | QF Conversion Completed: 2/7/2014 |  | 4.2 | A
129300 | Participating Unit | No | Yes | DIXNLD_1_LNDFL | Zero Waste Energy | 1.6 | PGAE | Zero Waste Energy Development Company LLC | BIOGAS | RECIPROCATING ENGINE | DIGESTER GAS | NP15 | PGE3 | 2015-11-13 |  |  | 1.6 | A
129302 | Non-Participating | No | No | 0 | Zero Waste Energy Unit 2 |  | PGAE | Zero Waste Energy Development Company LLC | BIOGAS | RECIPROCATING ENGINE | DIGESTER GAS | NP15 | PGE3 | 2015-11-13 |  |  | 0.8 | A
129301 | Non-Participating | No | No | 0 | Zero Waste Energy Unit 1 |  | PGAE | Zero Waste Energy Development Company LLC | BIOGAS | RECIPROCATING ENGINE | DIGESTER GAS | NP15 | PGE3 | 2015-11-13 |  |  | 0.8 | A
113600 | Non-Participating | No | No | TUPMAN_1_BIOGAS | ABEC Bidart-Stockale #1 | 0.6 | PGAE | ABEC Bidart-Stockdale LLC | BIOMASS | INTERNAL COMBUSTION | LANDFILL GAS | ZP26 | PGE4 | 2013-03-20 |  |  | 0.6 | A
35400 | Non-Participating | Yes | No | 0 | ARCADIA U.S.D. - ARCADIA HIGH SCHOOL | 0.07 | SCE | 2344 | COGENERATION |  |  | SP15 | SCE1 | 1989-01-23 |  |  | 0.07 | A
35700 | Non-Participating | Yes | No | AZUSA_2_HYDRO | AZUSA HYDRO | 2.5 | SCE | PASADENA | HYDRO | HYDRO | WATER | SP15 | SCE1 | 1949-01-01 |  |  | 2.5 | A
35800 | Non-Participating | Yes | No | 0 | B. BRAUN MEDICAL INC. | 6.1 | SCE | 2462 | COGENERATION |  | NATURAL GAS | SP15 | SCE1 | 1995-02-21 |  |  | 6.1 | A
36400 | Non-Participating | Yes | No | 0 | BASSETT UNIFIED SCHOOL DIST (BASSETT HS) | 0.07 | SCE | 2355 | COGENERATION |  |  | SP15 | SCE1 | 1988-07-01 |  |  | 0.07 | A
36700 | Non-Participating | Yes | No | 0 | BERRYMAN HEALTH #1 | 0.04 | SCE | 2458 | COGENERATION |  |  | SP15 | SCE1 | 1993-11-18 |  |  | 0.04 | A
36800 | Non-Participating | Yes | No | 0 | BERRYMAN HEALTH #2 | 0.04 | SCE | 2471 | COGENERATION |  |  | SP15 | SCE1 | 1995-03-01 |  |  | 0.09 | A
35600 | Non-Participating | Yes | No | 0 | BP AMOCO (Formerly ARCO PETROLEUM PRODUCTS) | 8 | SCE | 2060 | COGENERATION |  | NATURAL GAS | SP15 | SCE1 | 1985-05-01 |  |  | 8 | A
37300 | Non-Participating | Yes | No | 0 | BREA-OLINDA UNIFIED SCHOOL DISTRICT | 0.07 | SCE | 2386 | COGENERATION |  |  | SP15 | SCE1 | 1990-03-09 |  |  | 0.07 | A
99300 | Non-Participating | Yes | No | BLULKE_6_BLUELK | Blue lake Power | 12 | PGAE | Blue lake Power, LLC | BIOMASS | STEAM | WOOD WASTE | NP15 | SCE1 | 2010-09-09 | End SC association 10/28/2015. |  | 13.8 | A
37700 | Non-Participating | Yes | No | 0 | CAL POLY UNIVERSITY, POMONA | 0.12 | SCE | 2149 | COGENERATION |  |  | SP15 | SCE1 | 1987-09-03 |  |  | 0.12 | A
37900 | Non-Participating | Yes | No | 0 | CALIFORNIA STATE UNIV. LONG BEACH (POOL) | 0.2 | SCE | 2235 | COGENERATION |  |  | SP15 | SCE1 | 1987-05-31 |  |  | 0.2 | A
38500 | Non-Participating | Yes | No | 0 | CAMPBELL MOTEL & PROPERTIES INC. | 0.04 | SCE | 2442 | COGENERATION |  |  | SP15 | SCE1 | 1992-02-07 |  |  | 0.04 | A
39100 | Non-Participating | Yes | No | 0 | CERRITOS COLLEGE | 0.15 | SCE | 2182 | COGENERATION |  |  | SP15 | SCE1 | 1985-12-31 |  |  | 0.15 | A
39200 | Non-Participating | Yes | No | 0 | CHAFFEY JOINT U.H.S.D. (ETIWANDA HIGH SCHOOL) | 0.08 | SCE | 2446 | COGENERATION |  |  | SP15 | SCE1 | 1993-10-11 |  |  | 0.08 | A
39300 | Non-Participating | Yes | No | 0 | CHAFFEY JOINT UNION HI SCH-MONTCLAIR HS | 0.07 | SCE | 2358 | COGENERATION |  |  | SP15 | SCE1 | 1990-03-30 |  |  | 0.07 | A
39500 | Non-Participating | Yes | No | 0 | CHAFFEY U.S.D./ONTARIO HIGH SCHOOL | 0.08 | SCE | 2219 | COGENERATION |  |  | SP15 | SCE1 | 1986-07-01 |  |  | 0.08 | A
39700 | Non-Participating | Yes | No | 0 | CHARTER OAK HIGH SCHOOL DIST. | 0.09 | SCE | 2478 | COGENERATION | COMBUSTION TURBINE |  | SP15 | SCE1 | 1996-01-30 |  |  | 0.09 | A
39800 | Non-Participating | Yes | No | 0 | CHEVRON USA | 0 | SCE | 2155 | COGENERATION | COMBUSTION TURBINE |  | SP15 | SCE1 | 1987-12-29 | Does not export to grid. |  | 76.7 | A
40600 | Non-Participating | Yes | No | 0 | CHEVRON, USA, INCORPORATED #1 | 0 | SCE | 2005 | COGENERATION | STEAM |  | SP15 | SCE1 | 1984-05-29 | Self-gen. No export to grid. |  | 1.5 | A
41000 | Non-Participating | Yes | No | 0 | CITY OF VENTURA/EASTSIDE WTR RENOVATION | 0.55 | SCE | 2401 | COGENERATION |  |  | SP15 | SCE1 | 1992-04-02 |  |  | 0.55 | A
41200 | Non-Participating | Yes | No | 0 | CLARKE & RUSH MECHANICAL (WHITTIER COLLEGE) | 0.06 | SCE | 2273 | COGENERATION |  |  | SP15 | SCE1 | 1988-05-20 |  |  | 0.06 | A
41300 | Non-Participating | Yes | No | 0 | CO. SAN. DIST #32 OF L.A. CO. (VALENCIA) | 0.5 | SCE | 1068 | BIOMASS |  |  | SP15 | SCE1 | 1987-01-01 |  |  | 0.5 | A
42100 | Non-Participating | Yes | No | 0 | CONEJO VALLEY U. S. D. (THOUSAND OAKS) | 0.08 | SCE | 2326 | COGENERATION |  |  | SP15 | SCE1 | 1987-12-09 |  |  | 0.08 | A
42200 | Non-Participating | Yes | No | 0 | CONEJO VALLEY U.S.D. (NEWBURY PK HI SCH) | 0.08 | SCE | 2268 | COGENERATION |  |  | SP15 | SCE1 | 1987-06-05 |  |  | 0.08 | A
43300 | Non-Participating | Yes | No | 0 | COTIJA CHEESE, INCORPORATED | 0.12 | SCE | 2473 | COGENERATION |  |  | SP15 | SCE1 | 1995-05-04 |  |  | 0.12 | A
39400 | Non-Participating | Yes | No | 0 | Chaffey U.S.D. (Chaffey High School) | 0.08 | SCE | 2433 | COGENERATION |  |  | SP15 | SCE1 | 1992-02-28 |  |  | 0.08 | A
6300 | Non-Participating | No | No | CWATER_7_UNIT 1 | Coolwater Unit 1 | 63 | SCE | NRG California South LP | THERMAL | STEAM | NATURAL GAS | SP15 | SCE1 | 1961-01-01 | Non-Participating as of 1/22/2015 |  | 65 | A
6400 | Non-Participating | No | No | CWATER_7_UNIT 2 | Coolwater Unit 2 | 81.5 | SCE | NRG California South LP | THERMAL | STEAM | NATURAL GAS | SP15 | SCE1 | 1964-01-01 | Non-Participating as of 1/22/2015 |  | 71 | A
45600 | Non-Participating | Yes | No | 0 | ENCINA POLLUTION CONTROL | 0 | SDGE | 15089 | COGENERATION | RECIPROCATING ENGINE | NATURAL GAS | SP15 | SDG1 | 1984-01-01 | No export to grid. No telemetry. No metering. |  | 2.3 | A
98100 | Non-Participating | No | No | ETIWND_2_SOLAR | FONTANA RT SOLAR | 2 | SCE | Southern California Edison | SOLAR | PHOTO VOLTAIC | SUN | SP15 | SCE1 | 2009-06-30 | Changed to non-participant 3/29/2012 |  | 2 | A
46400 | Non-Participating | Yes | No | 0 | FRED L. HARTLEY RESEARCH CENTER (UNION OIL CO.) | 0.25 | SCE | 2457 | COGENERATION |  |  | SP15 | SCE1 |  |  |  | 0.25 | A
50000 | Non-Participating | Yes | No | 0 | HANFORD JOINT UNION HIGH SCHOOL DISTRICT | 0.06 | SCE | 2303 | COGENERATION |  |  | SP15 | SCE1 | 1987-12-08 |  |  | 0.06 | A
49800 | Non-Participating | Yes | No | 0 | Hale Ave. Resource Recovery Fac | 0 | SDGE | 481 | COGENERATION | COMBUSTION TURBINE | LANDFILL GAS | SP15 | SDG1 |  | No export to grid. No telemetry. No metering. |  | 0.36 | A
51600 | Non-Participating | Yes | No | IBMCTL_1_UNIT 1 | IBM COTTLE | 50 | PGAE |  | COGENERATION | COMBUSTION TURBINE | NATURAL GAS | NP15 | PGE3 | 1984-01-01 | Emergency back-up source. |  | 50 | A
84400 | Non-Participating | No | No | 0 | KERN OIL CO-GEN | 0 | PGAE | Kern Oil & Refining Co. | COGENERATION | COMBUSTION TURBINE | NATURAL GAS | ZP26 | PGE4 |  | Self-Gen. No export to grid. |  | 4.5 | A
18400 | Non-Participating | No | No | KERKH1_7_UNIT 2 | Kerckhoff PH 1 Unit #2 | 12.8 | PGAE | PG&E | HYDRO | HYDRO | WATER | NP15 | PGE3 | 1920-01-01 | Changed to non-participant 5/1/2013 | San Joaquin River | 12.8 | A
78500 | Non-Participating | No | No | LEWSTN_7_UNIT 1 | Lewiston | 0.5 | PGAE | USBR | HYDRO | HYDRO | WATER | NP15 | PGE3 | 1964-01-01 |  |  | 0.5 | A
55000 | Non-Participating | Yes | No | 0 | MAMMOTH PACIFIC LIMITED | 0 | SCE | 3051 | GEOTHERMAL | STEAM | GEOTHERMAL | SP15 | SCE1 | 1990-01-01 | Does not export to grid. |  | 12 | A
56400 | Non-Participating | Yes | No | 0 | MESA CONSOLIDATED WATER DISTRICT | 0.05 | SCE | 4145 | HYDRO | HYDRO | WATER | SP15 | SCE1 | 2000-02-01 |  |  | 0.05 | A
57100 | Non-Participating | Yes | No | 0 | MINNESOTA METHANE (TEAPOT DOME) | 0.95 | SCE | 1108 | BIOMASS |  |  | SP15 | SCE1 |  |  |  | 0.95 | A
60000 | Non-Participating | Yes | No | EGATE_7_NOCITY | MM San Diego LLC - North City | 3.2 | SDGE | MM San Diego, LLC | BIOGAS | RECIPROCATING ENGINE | LANDFILL GAS | SP15 | SDG1 | 1999-01-01 | Changed to non-participating 3/9/2014. Converted to Participating Generator. Formerly SDGE QF 455. Formerly Res ID NOCITY_7_ESGATE. |  | 3.8 | A
57700 | Non-Participating | Yes | No | 0 | MOBIL OIL CORPORATION #1 | 0 | SCE | 2215 | COGENERATION | COMBUSTION TURBINE | NATURAL GAS | SP15 | SCE1 | 1983-05-01 | No export to grid. |  | 41.9 | A
57900 | Non-Participating | Yes | No | HOLGAT_1_MOGEN | MOJAVE COGENERATION COMPANY | 55 | SCE | Southern California Edison Company | COGENERATION | COMBUSTION TURBINE | NATURAL GAS | SP15 | SCE1 | 1990-06-13 | Non Participant in MF as of 10/2/2013. No longer in SCE QF report as of January 2016 SCE QF 2078 |  | 55 | A
59100 | Non-Participating | Yes | No | 0 | NAVAL REGIONAL MEDICAL CENTER (BALBOA HOSPITAL) | 0 | SDGE | 505 | COGENERATION | RECIPROCATING ENGINE | NATURAL GAS | SP15 | SDG1 |  | Does not export to grid |  | 4.1 | A
59300 | Non-Participating | Yes | No | 0 | NAVY REG. DATA AUTOMATION CENTER | 0 | SDGE | 164 | COGENERATION | RECIPROCATING ENGINE | NATURAL GAS | SP15 | SDG1 | 1987-01-01 | Does not export to grid |  | 2.6 | A
89700 | Non-Participating | Yes | No | 0 | OCCIDENTAL OF ELK HILLS STEAM TURBINE | 0 | PGAE | Occidental of Elk Hills, Inc. | COGENERATION | STEAM |  | ZP26 | PGE4 | 2004-06-01 | No export to grid. No telemetry |  | 7.4 | A
61800 | Non-Participating | Yes | No | 0 | ORANGE U.S.D./VILLA PARK HIGH SCHOOL | 0.09 | SCE | 2423 | COGENERATION |  |  | SP15 | SCE1 | 1993-09-05 |  |  | 0.09 | A
62800 | Non-Participating | Yes | No | 0 | PCA METAL FINISHING, INC. | 0.1 | SCE | 2472 | COGENERATION |  |  | SP15 | SCE1 | 1994-12-15 |  |  | 0.1 | A
63300 | Non-Participating | Yes | No | 0 | PORTERVILLE INN | 0.06 | SCE | 2448 | COGENERATION |  |  | SP15 | SCE1 | 1993-06-05 |  |  | 0.06 | A
63900 | Non-Participating | Yes | No | 0 | QUAKER CITY PLATING | 0.03 | SCE | 2476 | COGENERATION |  |  | SP15 | SCE1 | 1995-06-02 |  |  | 0.03 | A
64100 | Non-Participating | Yes | No | 0 | R.J. DONOVAN CORRECTIONAL FACILITY | 0 | SDGE | 401 | COGENERATION | COMBUSTION TURBINE | NATURAL GAS | SP15 | SDG1 | 1987-01-01 | Does not export to grid |  | 3.13 | A
64700 | Non-Participating | Yes | No | 0 | REDLANDS UNIFIED SCHOOL DISTRICT | 0.06 | SCE | 2420 | COGENERATION |  |  | SP15 | SCE1 | 1990-12-21 |  |  | 0.06 | A
65000 | Non-Participating | Yes | No | 0 | RIDGEWOOD POWER (SUNNYSIDE) | 0.05 | SCE | 2262 | COGENERATION |  |  | SP15 | SCE1 | 1992-02-14 |  |  | 0.05 | A
66100 | Non-Participating | Yes | No | 0 | ROHR - GOODRICH AEROSTRUCTURES GROUP | 0 | SDGE | 486 | COGENERATION | COMBUSTION TURBINE | NATURAL GAS | SP15 | SDG1 | 1993-01-01 | Does not export to grid |  | 9.5 | A
66500 | Non-Participating | Yes | No | 0 | SAN BERNARDINO CITY U.S.D. (PACIFIC HIGH SCHOOL) | 0.08 | SCE | 2468 | COGENERATION |  |  | SP15 | SCE1 | 1994-10-18 |  |  | 0.08 | A
66700 | Non-Participating | Yes | No | 0 | SAN BERNARDINO U.H.S. - S. BERN. HI SCHOOL | 0.08 | SCE | 2220 | COGENERATION |  |  | SP15 | SCE1 | 1988-01-01 |  |  | 0.08 | A
66800 | Non-Participating | Yes | No | 0 | SAN BERNARDINO UNIF. SCH. DIST - CAJON H S | 0.08 | SCE | 2217 | COGENERATION |  |  | SP15 | SCE1 | 1988-01-01 |  |  | 0.08 | A
68100 | Non-Participating | Yes | No | 0 | SCAQMD SOLAR PORT | 0.07 | SCE | 5066 | SOLAR |  |  | SP15 | SCE1 | 1993-12-31 |  |  | 0.07 | A
129000 | Non-Participating | Yes | No | 0 | SDSU #2 | 0 | SDGE | 467 | COGENERATION | COMBINED CYCLE | NATURAL GAS | SP15 | SDG1 | 2002-08-13 | Does not export to grid. |  | 14.8 | A
34900 | Non-Participating | Yes | No | 0 | SIMMAX ENERGY (HOLIDAY INN) | 0.15 | SCE | 2359 | COGENERATION |  |  | SP15 | SCE1 | 1988-06-01 |  |  | 0.15 | A
41500 | Non-Participating | Yes | No | 0 | SIMMAX ENERGY, LLOC (ST. ERNE SANITARIUM) | 0.1 | SCE | 2057 | COGENERATION |  |  | SP15 | SCE1 | 1985-07-01 |  |  | 0.1 | A
88200 | Non-Participating | Yes | No | 0 | SPARTECH PLASTICS | 0 | SCE | Spartech Plastics | THERMAL | COMBUSTION TURBINE | NATURAL GAS | SP15 | SCE1 | 2002-02-28 | Self-Gen. No export to grid. |  | 3.8 | A
69800 | Non-Participating | Yes | No | 0 | ST. JOHNS HOSPITAL AND HEALTH CENTER | 1.08 | SCE | 2413 | COGENERATION |  | NATURAL GAS | SP15 | SCE1 | 1992-02-05 |  |  | 1.08 | A
89500 | Non-Participating | Yes | No | 0 | STOCKTON WASTE WATER TREATMENT PLANT | 0 | PGAE | City of Stocton | THERMAL | RECIPROCATING ENGINE | WASTE GAS | NP15 | PGE3 | 1989-11-08 | Self-Gen. No export to grid. |  | 1.5 | A
40703 | Non-Participating | Yes | No | CHINO_2_LNDFIL | Spadra | 12.5 | SCE | County Sanitation District No. 2 of Los Angeles County | BIOMASS | STEAM | LANDFILL GAS | SP15 | SCE1 | 1990-02-21 | Retired 11/22/2015. Formerly SCE QF 1077 |  | 10.5 | A
82300 | Non-Participating | No | No | PICO_6_THUMS1 | THUMS GENERATION FACILITY | 47 | SCE | THUMS Long Beach Company | PEAKER | COMBUSTION TURBINE | NATURAL GAS | SP15 | SCE1 | 2002-12-20 | Self-Gen. No export to grid. |  | 47 | A
129100 | Non-Participating | Yes | No | 0 | UCSD | 0 | SDGE | 15029 | COGENERATION | COMBUSTION TURBINE | NATURAL GAS | SP15 | SDG1 | 2001-04-02 | Does not export to grid |  | 29.74 | A
89400 | Non-Participating | Yes | No | 0 | UNION OIL (TOSCO) FACILITY | 0 | PGAE | Union Oil (Tosco) | THERMAL | STEAM | WASTE GAS | ZP26 | PGE4 |  | Self-Gen. No export to grid. |  | 5.8 | A
88300 | Non-Participating | No | No | 0 | VERNON ENGINE 1 | 3.5 | SCE | Vernon Muni Light Dept. | PEAKER | RECIPROCATING ENGINE | DIESEL / OIL | SP15 | VRN1 | 1937-01-01 | Only used as part of City of Vernons Emergency Energy Procedure. |  | 7 | A
88400 | Non-Participating | No | No | 0 | VERNON ENGINE 2 | 3.5 | SCE | Vernon Muni Light Dept. | PEAKER | RECIPROCATING ENGINE | DIESEL / OIL | SP15 | VRN1 | 1937-01-01 | Only used as part of City of Vernon's Emergency Energy Procedure. |  | 7 | A
88600 | Non-Participating | No | No | 0 | VERNON ENGINE 4 | 3.5 | SCE | Vernon Muni Light Dept. | PEAKER | RECIPROCATING ENGINE | DIESEL / OIL | SP15 | VRN1 | 1937-01-01 | Only used as part of City of Vernons Emergency Energy Procedure. |  | 7 | A
88700 | Non-Participating | No | No | 0 | VERNON ENGINE 5 | 3.5 | SCE | Vernon Muni Light Dept. | PEAKER | RECIPROCATING ENGINE | DIESEL / OIL | SP15 | VRN1 | 1937-01-01 | Only used as part of City of Vernons Emergency Energy Procedure. |  | 7 | A
73500 | Non-Participating | Yes | No | 0 | VICTOR RODRIGUEZ | 0.01 | SCE | 5069 | SOLAR |  |  | SP15 | SCE1 | 1985-02-05 |  |  | 0.01 | A
73100 | Non-Participating | Yes | No | BAHIA_7_UNITA1 | Valero Cogeneration Unit #1 | 44.7 | PGAE | Valero Refining Company - California | COGENERATION | COMBUSTION TURBINE | NATURAL GAS | NP15 | PGE3 | 2002-10-17 | Self-Gen. No export to grid. |  | 44.7 | A
74100 | Non-Participating | Yes | No | 0 | WALNUT VALLEY WATER DISTRICT (#2) | 0.03 | SCE | 4032 | HYDRO | HYDRO | WATER | SP15 | SCE1 | 1984-10-17 |  |  | 0.03 | A
35302 | Non-Participating | Yes | No | MIDWD_2_WIND1 | Windland Refresh 2 | 7.81 | SCE | Windland Refresh 2, LLC | WIND | WIND | WIND | SP15 | SCE1 | 1985-12-27 | QF Conversion 12/7/15. Was SCE QF 6097 |  | 7.81 | A
75800 | Non-Participating | Yes | No | ZANKER_1_UNIT 1 | ZANKER ROAD | 2 | PGAE |  | COGENERATION |  | NATURAL GAS | NP15 | PGE3 |  | Self-Gen. No export to grid. |  | 2 | A
75900 | Non-Participating | Yes | No | ZANKER_1_UNIT 2 | ZANKER ROAD | 2 | PGAE |  | COGENERATION |  | NATURAL GAS | NP15 | PGE3 |  | Self-Gen. No export to grid. |  | 2 | A