## eGRID AZ
| eGRID2018 Generator file sequence number | Plant state abbreviation | Plant name | DOE/EIA ORIS plant or facility code | Generator status | Generator prime mover type | Generator primary fuel | Generator nameplate capacity (MW) | Generator capacity factor | Generator annual net generation (MWh) | Generator planned or actual retirement year | AB | BFG | BIT | BLQ | DFO | GEO | JF | LFG | LIG | MSW | MWH | NG | NUC | OBG | OBS | OG | OTH | PC | PG | PRG | PUR | RC | SUB | SUN | WAT | WC | WDL | WDS | WH | WND
1 | 1275 | AZ | Actus Lend Lease DMAFB | 58632 | OP | PV | SUN | 3 | 0.153 | 4023 |  | 0 | 0 | 0 | 0 | 0 | 0 | 0 | 0 | 0 | 0 | 0 | 0 | 0 | 0 | 0 | 0 | 0 | 0 | 0 | 0 | 0 | 0 | 0 | 3 | 0 | 0 | 0 | 0 | 0 | 0
2 | 1277 | AZ | Agua Caliente Solar Project | 57373 | OP | PV | SUN | 90.7 | 0.129 | 102878.292 |  | 0 | 0 | 0 | 0 | 0 | 0 | 0 | 0 | 0 | 0 | 0 | 0 | 0 | 0 | 0 | 0 | 0 | 0 | 0 | 0 | 0 | 0 | 0 | 90.7 | 0 | 0 | 0 | 0 | 0 | 0
3 | 1278 | AZ | Agua Caliente Solar Project | 57373 | OP | PV | SUN | 136 | 0.129 | 154260.724 |  | 0 | 0 | 0 | 0 | 0 | 0 | 0 | 0 | 0 | 0 | 0 | 0 | 0 | 0 | 0 | 0 | 0 | 0 | 0 | 0 | 0 | 0 | 0 | 136 | 0 | 0 | 0 | 0 | 0 | 0
4 | 1279 | AZ | Agua Caliente Solar Project | 57373 | OP | PV | SUN | 121 | 0.129 | 137246.674 |  | 0 | 0 | 0 | 0 | 0 | 0 | 0 | 0 | 0 | 0 | 0 | 0 | 0 | 0 | 0 | 0 | 0 | 0 | 0 | 0 | 0 | 0 | 0 | 121 | 0 | 0 | 0 | 0 | 0 | 0
5 | 1281 | AZ | Agua Fria | 141 | OP | ST | NG | 113.6 | 0.04 | 40147 |  | 0 | 0 | 0 | 0 | 0 | 0 | 0 | 0 | 0 | 0 | 0 | 113.6 | 0 | 0 | 0 | 0 | 0 | 0 | 0 | 0 | 0 | 0 | 0 | 0 | 0 | 0 | 0 | 0 | 0 | 0
6 | 1282 | AZ | Agua Fria | 141 | OP | ST | NG | 113.6 | 0.036 | 36229 |  | 0 | 0 | 0 | 0 | 0 | 0 | 0 | 0 | 0 | 0 | 0 | 113.6 | 0 | 0 | 0 | 0 | 0 | 0 | 0 | 0 | 0 | 0 | 0 | 0 | 0 | 0 | 0 | 0 | 0 | 0
7 | 1283 | AZ | Agua Fria | 141 | OP | ST | NG | 163.2 | 0.048 | 68036 |  | 0 | 0 | 0 | 0 | 0 | 0 | 0 | 0 | 0 | 0 | 0 | 163.2 | 0 | 0 | 0 | 0 | 0 | 0 | 0 | 0 | 0 | 0 | 0 | 0 | 0 | 0 | 0 | 0 | 0 | 0
8 | 1284 | AZ | Agua Fria | 141 | OP | GT | NG | 80.5 | 0.002 | 1415.341 |  | 0 | 0 | 0 | 0 | 0 | 0 | 0 | 0 | 0 | 0 | 0 | 80.5 | 0 | 0 | 0 | 0 | 0 | 0 | 0 | 0 | 0 | 0 | 0 | 0 | 0 | 0 | 0 | 0 | 0 | 0
9 | 1285 | AZ | Agua Fria | 141 | OP | GT | NG | 71.2 | 0.002 | 1251.83 |  | 0 | 0 | 0 | 0 | 0 | 0 | 0 | 0 | 0 | 0 | 0 | 71.2 | 0 | 0 | 0 | 0 | 0 | 0 | 0 | 0 | 0 | 0 | 0 | 0 | 0 | 0 | 0 | 0 | 0 | 0
10 | 1286 | AZ | Agua Fria | 141 | OP | GT | NG | 71.2 | 0.002 | 1251.83 |  | 0 | 0 | 0 | 0 | 0 | 0 | 0 | 0 | 0 | 0 | 0 | 71.2 | 0 | 0 | 0 | 0 | 0 | 0 | 0 | 0 | 0 | 0 | 0 | 0 | 0 | 0 | 0 | 0 | 0 | 0
11 | 1287 | AZ | Agua Fria | 141 | OP | PV | SUN | 0.2 | 0.16 | 281 |  | 0 | 0 | 0 | 0 | 0 | 0 | 0 | 0 | 0 | 0 | 0 | 0 | 0 | 0 | 0 | 0 | 0 | 0 | 0 | 0 | 0 | 0 | 0 | 0.2 | 0 | 0 | 0 | 0 | 0 | 0
12 | 1288 | AZ | Amphitheater High School Solar | 60684 | OP | PV | SUN | 1 | 0.257 | 2254 |  | 0 | 0 | 0 | 0 | 0 | 0 | 0 | 0 | 0 | 0 | 0 | 0 | 0 | 0 | 0 | 0 | 0 | 0 | 0 | 0 | 0 | 0 | 0 | 1 | 0 | 0 | 0 | 0 | 0 | 0
13 | 1289 | AZ | Apache Solar 1 | 60964 | OP | PV | SUN | 20 | 0.285 | 49911 |  | 0 | 0 | 0 | 0 | 0 | 0 | 0 | 0 | 0 | 0 | 0 | 0 | 0 | 0 | 0 | 0 | 0 | 0 | 0 | 0 | 0 | 0 | 0 | 20 | 0 | 0 | 0 | 0 | 0 | 0
14 | 1295 | AZ | Apache Station | 160 | OP | ST | NG | 204 | 0.504 | 899999 |  | 0 | 0 | 0 | 0 | 0 | 0 | 0 | 0 | 0 | 0 | 0 | 204 | 0 | 0 | 0 | 0 | 0 | 0 | 0 | 0 | 0 | 0 | 0 | 0 | 0 | 0 | 0 | 0 | 0 | 0
15 | 1296 | AZ | Apache Station | 160 | OP | ST | SUB | 204 | 0.389 | 694579 |  | 0 | 0 | 0 | 0 | 0 | 0 | 0 | 0 | 0 | 0 | 0 | 0 | 0 | 0 | 0 | 0 | 0 | 0 | 0 | 0 | 0 | 0 | 204 | 0 | 0 | 0 | 0 | 0 | 0 | 0
16 | 1297 | AZ | Arizona State University CHP | 58199 | OP | CS | NG | 9.2 | 0.61 | 49149 |  | 0 | 0 | 0 | 0 | 0 | 0 | 0 | 0 | 0 | 0 | 0 | 9.2 | 0 | 0 | 0 | 0 | 0 | 0 | 0 | 0 | 0 | 0 | 0 | 0 | 0 | 0 | 0 | 0 | 0 | 0
17 | 1298 | AZ | Arizona Western College PV | 57765 | OP | PV | SUN | 1 | 0.217 | 1902.553 |  | 0 | 0 | 0 | 0 | 0 | 0 | 0 | 0 | 0 | 0 | 0 | 0 | 0 | 0 | 0 | 0 | 0 | 0 | 0 | 0 | 0 | 0 | 0 | 1 | 0 | 0 | 0 | 0 | 0 | 0
18 | 1299 | AZ | Arizona Western College PV | 57765 | OP | PV | SUN | 0.9 | 0.217 | 1712.298 |  | 0 | 0 | 0 | 0 | 0 | 0 | 0 | 0 | 0 | 0 | 0 | 0 | 0 | 0 | 0 | 0 | 0 | 0 | 0 | 0 | 0 | 0 | 0 | 0.9 | 0 | 0 | 0 | 0 | 0 | 0
19 | 1300 | AZ | Arizona Western College PV | 57765 | OP | PV | SUN | 1 | 0.217 | 1902.553 |  | 0 | 0 | 0 | 0 | 0 | 0 | 0 | 0 | 0 | 0 | 0 | 0 | 0 | 0 | 0 | 0 | 0 | 0 | 0 | 0 | 0 | 0 | 0 | 1 | 0 | 0 | 0 | 0 | 0 | 0
20 | 1301 | AZ | Arizona Western College PV | 57765 | OP | PV | SUN | 0.9 | 0.217 | 1712.298 |  | 0 | 0 | 0 | 0 | 0 | 0 | 0 | 0 | 0 | 0 | 0 | 0 | 0 | 0 | 0 | 0 | 0 | 0 | 0 | 0 | 0 | 0 | 0 | 0.9 | 0 | 0 | 0 | 0 | 0 | 0
21 | 1302 | AZ | Arizona Western College PV | 57765 | OP | PV | SUN | 0.9 | 0.217 | 1712.298 |  | 0 | 0 | 0 | 0 | 0 | 0 | 0 | 0 | 0 | 0 | 0 | 0 | 0 | 0 | 0 | 0 | 0 | 0 | 0 | 0 | 0 | 0 | 0 | 0.9 | 0 | 0 | 0 | 0 | 0 | 0
22 | 1305 | AZ | Arlington Valley Energy Facility | 55282 | OP | CT | NG | 198 | 0.378 | 656302 |  | 0 | 0 | 0 | 0 | 0 | 0 | 0 | 0 | 0 | 0 | 0 | 198 | 0 | 0 | 0 | 0 | 0 | 0 | 0 | 0 | 0 | 0 | 0 | 0 | 0 | 0 | 0 | 0 | 0 | 0
23 | 1306 | AZ | Arlington Valley Energy Facility | 55282 | OP | CT | NG | 198 | 0.369 | 639925 |  | 0 | 0 | 0 | 0 | 0 | 0 | 0 | 0 | 0 | 0 | 0 | 198 | 0 | 0 | 0 | 0 | 0 | 0 | 0 | 0 | 0 | 0 | 0 | 0 | 0 | 0 | 0 | 0 | 0 | 0
24 | 1307 | AZ | Arlington Valley Energy Facility | 55282 | OP | CA | NG | 317 | 0.297 | 824280 |  | 0 | 0 | 0 | 0 | 0 | 0 | 0 | 0 | 0 | 0 | 0 | 317 | 0 | 0 | 0 | 0 | 0 | 0 | 0 | 0 | 0 | 0 | 0 | 0 | 0 | 0 | 0 | 0 | 0 | 0
25 | 1309 | AZ | Arlington Valley Solar Energy II | 57680 | OP | PV | SUN | 19 | 0.297 | 49359.349 |  | 0 | 0 | 0 | 0 | 0 | 0 | 0 | 0 | 0 | 0 | 0 | 0 | 0 | 0 | 0 | 0 | 0 | 0 | 0 | 0 | 0 | 0 | 0 | 19 | 0 | 0 | 0 | 0 | 0 | 0
26 | 1310 | AZ | Arlington Valley Solar Energy II | 57680 | OP | PV | SUN | 28 | 0.297 | 72740.093 |  | 0 | 0 | 0 | 0 | 0 | 0 | 0 | 0 | 0 | 0 | 0 | 0 | 0 | 0 | 0 | 0 | 0 | 0 | 0 | 0 | 0 | 0 | 0 | 28 | 0 | 0 | 0 | 0 | 0 | 0
27 | 1311 | AZ | Arlington Valley Solar Energy II | 57680 | OP | PV | SUN | 28 | 0.297 | 72740.093 |  | 0 | 0 | 0 | 0 | 0 | 0 | 0 | 0 | 0 | 0 | 0 | 0 | 0 | 0 | 0 | 0 | 0 | 0 | 0 | 0 | 0 | 0 | 0 | 28 | 0 | 0 | 0 | 0 | 0 | 0
28 | 1312 | AZ | Arlington Valley Solar Energy II | 57680 | OP | PV | SUN | 26 | 0.297 | 67544.372 |  | 0 | 0 | 0 | 0 | 0 | 0 | 0 | 0 | 0 | 0 | 0 | 0 | 0 | 0 | 0 | 0 | 0 | 0 | 0 | 0 | 0 | 0 | 0 | 26 | 0 | 0 | 0 | 0 | 0 | 0
29 | 1313 | AZ | Arlington Valley Solar Energy II | 57680 | OP | PV | SUN | 28 | 0.297 | 72740.093 |  | 0 | 0 | 0 | 0 | 0 | 0 | 0 | 0 | 0 | 0 | 0 | 0 | 0 | 0 | 0 | 0 | 0 | 0 | 0 | 0 | 0 | 0 | 0 | 28 | 0 | 0 | 0 | 0 | 0 | 0
30 | 1314 | AZ | Arzon Solar UASTP Solar Power Station | 57930 | OP | PV | SUN | 1.9 | 0.006 | 96 |  | 0 | 0 | 0 | 0 | 0 | 0 | 0 | 0 | 0 | 0 | 0 | 0 | 0 | 0 | 0 | 0 | 0 | 0 | 0 | 0 | 0 | 0 | 0 | 1.9 | 0 | 0 | 0 | 0 | 0 | 0
31 | 1315 | AZ | Avalon Solar | 59168 | OP | PV | SUN | 29 | 0.303 | 77069 |  | 0 | 0 | 0 | 0 | 0 | 0 | 0 | 0 | 0 | 0 | 0 | 0 | 0 | 0 | 0 | 0 | 0 | 0 | 0 | 0 | 0 | 0 | 0 | 29 | 0 | 0 | 0 | 0 | 0 | 0
32 | 1316 | AZ | Avalon Solar II | 60062 | OP | PV | SUN | 16 | 0.309 | 43262 |  | 0 | 0 | 0 | 0 | 0 | 0 | 0 | 0 | 0 | 0 | 0 | 0 | 0 | 0 | 0 | 0 | 0 | 0 | 0 | 0 | 0 | 0 | 0 | 16 | 0 | 0 | 0 | 0 | 0 | 0
33 | 1317 | AZ | Avra Valley Solar | 57657 | OP | PV | SUN | 26.5 | 0.311 | 72166 |  | 0 | 0 | 0 | 0 | 0 | 0 | 0 | 0 | 0 | 0 | 0 | 0 | 0 | 0 | 0 | 0 | 0 | 0 | 0 | 0 | 0 | 0 | 0 | 26.5 | 0 | 0 | 0 | 0 | 0 | 0
34 | 1318 | AZ | AZ State University - Tempe Campus Solar | 62643 | OP | PV | SUN | 0.2 |  |  |  | 0 | 0 | 0 | 0 | 0 | 0 | 0 | 0 | 0 | 0 | 0 | 0 | 0 | 0 | 0 | 0 | 0 | 0 | 0 | 0 | 0 | 0 | 0 | 0.2 | 0 | 0 | 0 | 0 | 0 | 0
35 | 1319 | AZ | AZ State University - Tempe Campus Solar | 62643 | OP | PV | SUN | 0.1 |  |  |  | 0 | 0 | 0 | 0 | 0 | 0 | 0 | 0 | 0 | 0 | 0 | 0 | 0 | 0 | 0 | 0 | 0 | 0 | 0 | 0 | 0 | 0 | 0 | 0.1 | 0 | 0 | 0 | 0 | 0 | 0
36 | 1320 | AZ | AZ State University - Tempe Campus Solar | 62643 | OP | PV | SUN | 0.2 |  |  |  | 0 | 0 | 0 | 0 | 0 | 0 | 0 | 0 | 0 | 0 | 0 | 0 | 0 | 0 | 0 | 0 | 0 | 0 | 0 | 0 | 0 | 0 | 0 | 0.2 | 0 | 0 | 0 | 0 | 0 | 0
37 | 1321 | AZ | AZ State University - Tempe Campus Solar | 62643 | OP | PV | SUN | 0.1 |  |  |  | 0 | 0 | 0 | 0 | 0 | 0 | 0 | 0 | 0 | 0 | 0 | 0 | 0 | 0 | 0 | 0 | 0 | 0 | 0 | 0 | 0 | 0 | 0 | 0.1 | 0 | 0 | 0 | 0 | 0 | 0
38 | 1322 | AZ | AZ State University - Tempe Campus Solar | 62643 | OP | PV | SUN | 0.1 |  |  |  | 0 | 0 | 0 | 0 | 0 | 0 | 0 | 0 | 0 | 0 | 0 | 0 | 0 | 0 | 0 | 0 | 0 | 0 | 0 | 0 | 0 | 0 | 0 | 0.1 | 0 | 0 | 0 | 0 | 0 | 0
39 | 1323 | AZ | AZ State University - Tempe Campus Solar | 62643 | OP | PV | SUN | 0.1 |  |  |  | 0 | 0 | 0 | 0 | 0 | 0 | 0 | 0 | 0 | 0 | 0 | 0 | 0 | 0 | 0 | 0 | 0 | 0 | 0 | 0 | 0 | 0 | 0 | 0.1 | 0 | 0 | 0 | 0 | 0 | 0
40 | 1324 | AZ | AZ State University - Tempe Campus Solar | 62643 | OP | PV | SUN | 0.1 |  |  |  | 0 | 0 | 0 | 0 | 0 | 0 | 0 | 0 | 0 | 0 | 0 | 0 | 0 | 0 | 0 | 0 | 0 | 0 | 0 | 0 | 0 | 0 | 0 | 0.1 | 0 | 0 | 0 | 0 | 0 | 0
41 | 1325 | AZ | AZ State University - Tempe Campus Solar | 62643 | OP | PV | SUN | 0.7 |  |  |  | 0 | 0 | 0 | 0 | 0 | 0 | 0 | 0 | 0 | 0 | 0 | 0 | 0 | 0 | 0 | 0 | 0 | 0 | 0 | 0 | 0 | 0 | 0 | 0.7 | 0 | 0 | 0 | 0 | 0 | 0
42 | 1326 | AZ | AZ State University - Tempe Campus Solar | 62643 | OP | PV | SUN | 0.6 |  |  |  | 0 | 0 | 0 | 0 | 0 | 0 | 0 | 0 | 0 | 0 | 0 | 0 | 0 | 0 | 0 | 0 | 0 | 0 | 0 | 0 | 0 | 0 | 0 | 0.6 | 0 | 0 | 0 | 0 | 0 | 0
43 | 1327 | AZ | AZ State University - Tempe Campus Solar | 62643 | OP | PV | SUN | 0.1 |  |  |  | 0 | 0 | 0 | 0 | 0 | 0 | 0 | 0 | 0 | 0 | 0 | 0 | 0 | 0 | 0 | 0 | 0 | 0 | 0 | 0 | 0 | 0 | 0 | 0.1 | 0 | 0 | 0 | 0 | 0 | 0
44 | 1328 | AZ | Badger 1 | 58262 | OP | PV | SUN | 14.8 | 0.312 | 40448 |  | 0 | 0 | 0 | 0 | 0 | 0 | 0 | 0 | 0 | 0 | 0 | 0 | 0 | 0 | 0 | 0 | 0 | 0 | 0 | 0 | 0 | 0 | 0 | 14.8 | 0 | 0 | 0 | 0 | 0 | 0
45 | 1329 | AZ | Black Mountain Generating Station | 56482 | OP | GT | NG | 60.5 | 0.075 | 39897.5 |  | 0 | 0 | 0 | 0 | 0 | 0 | 0 | 0 | 0 | 0 | 0 | 60.5 | 0 | 0 | 0 | 0 | 0 | 0 | 0 | 0 | 0 | 0 | 0 | 0 | 0 | 0 | 0 | 0 | 0 | 0
46 | 1330 | AZ | Black Mountain Generating Station | 56482 | OP | GT | NG | 60.5 | 0.075 | 39897.5 |  | 0 | 0 | 0 | 0 | 0 | 0 | 0 | 0 | 0 | 0 | 0 | 60.5 | 0 | 0 | 0 | 0 | 0 | 0 | 0 | 0 | 0 | 0 | 0 | 0 | 0 | 0 | 0 | 0 | 0 | 0
47 | 1331 | AZ | Black Mountain Solar LLC | 58042 | OP | PV | SUN | 9 | 0.267 | 21080 |  | 0 | 0 | 0 | 0 | 0 | 0 | 0 | 0 | 0 | 0 | 0 | 0 | 0 | 0 | 0 | 0 | 0 | 0 | 0 | 0 | 0 | 0 | 0 | 9 | 0 | 0 | 0 | 0 | 0 | 0
48 | 1332 | AZ | Bonnybrooke PV | 60413 | OP | PV | SUN | 50 | 0.317 | 138774 |  | 0 | 0 | 0 | 0 | 0 | 0 | 0 | 0 | 0 | 0 | 0 | 0 | 0 | 0 | 0 | 0 | 0 | 0 | 0 | 0 | 0 | 0 | 0 | 50 | 0 | 0 | 0 | 0 | 0 | 0
49 | 1339 | AZ | Buckeye Union HS District 201 | 58037 | OP | PV | SUN | 3.3 | 0.241 | 6972 |  | 0 | 0 | 0 | 0 | 0 | 0 | 0 | 0 | 0 | 0 | 0 | 0 | 0 | 0 | 0 | 0 | 0 | 0 | 0 | 0 | 0 | 0 | 0 | 3.3 | 0 | 0 | 0 | 0 | 0 | 0
50 | 1340 | AZ | Canyon Del Oro High School Solar | 60685 | OP | PV | SUN | 1 | 0.222 | 1946 |  | 0 | 0 | 0 | 0 | 0 | 0 | 0 | 0 | 0 | 0 | 0 | 0 | 0 | 0 | 0 | 0 | 0 | 0 | 0 | 0 | 0 | 0 | 0 | 1 | 0 | 0 | 0 | 0 | 0 | 0
51 | 1341 | AZ | Canyon Del Oro High School Solar | 60685 | OP | PV | SUN | 0.1 | 0.222 | 194.6 |  | 0 | 0 | 0 | 0 | 0 | 0 | 0 | 0 | 0 | 0 | 0 | 0 | 0 | 0 | 0 | 0 | 0 | 0 | 0 | 0 | 0 | 0 | 0 | 0.1 | 0 | 0 | 0 | 0 | 0 | 0
52 | 1342 | AZ | Canyon Del Oro High School Solar | 60685 | OP | PV | SUN | 0.2 | 0.222 | 389.2 |  | 0 | 0 | 0 | 0 | 0 | 0 | 0 | 0 | 0 | 0 | 0 | 0 | 0 | 0 | 0 | 0 | 0 | 0 | 0 | 0 | 0 | 0 | 0 | 0.2 | 0 | 0 | 0 | 0 | 0 | 0
53 | 1343 | AZ | Canyon Del Oro High School Solar | 60685 | OP | PV | SUN | 0.2 | 0.222 | 389.2 |  | 0 | 0 | 0 | 0 | 0 | 0 | 0 | 0 | 0 | 0 | 0 | 0 | 0 | 0 | 0 | 0 | 0 | 0 | 0 | 0 | 0 | 0 | 0 | 0.2 | 0 | 0 | 0 | 0 | 0 | 0
54 | 1347 | AZ | Chino Solar Valley | 57560 | OP | PV | SUN | 19 | 0.268 | 44578 |  | 0 | 0 | 0 | 0 | 0 | 0 | 0 | 0 | 0 | 0 | 0 | 0 | 0 | 0 | 0 | 0 | 0 | 0 | 0 | 0 | 0 | 0 | 0 | 19 | 0 | 0 | 0 | 0 | 0 | 0
55 | 1348 | AZ | Cholla | 113 | OP | ST | SUB | 113.6 | 0.476 | 473189 |  | 0 | 0 | 0 | 0 | 0 | 0 | 0 | 0 | 0 | 0 | 0 | 0 | 0 | 0 | 0 | 0 | 0 | 0 | 0 | 0 | 0 | 0 | 113.6 | 0 | 0 | 0 | 0 | 0 | 0 | 0
56 | 1349 | AZ | Cholla | 113 | OP | ST | SUB | 312.3 | 0.448 | 1225798 |  | 0 | 0 | 0 | 0 | 0 | 0 | 0 | 0 | 0 | 0 | 0 | 0 | 0 | 0 | 0 | 0 | 0 | 0 | 0 | 0 | 0 | 0 | 312.3 | 0 | 0 | 0 | 0 | 0 | 0 | 0
57 | 1350 | AZ | Cholla | 113 | OP | ST | SUB | 414 | 0.528 | 1916020 |  | 0 | 0 | 0 | 0 | 0 | 0 | 0 | 0 | 0 | 0 | 0 | 0 | 0 | 0 | 0 | 0 | 0 | 0 | 0 | 0 | 0 | 0 | 414 | 0 | 0 | 0 | 0 | 0 | 0 | 0
58 | 1352 | AZ | Cogeneration 1 | 56229 | OP | CS | NG | 9 | 0.711 | 56089.28 |  | 0 | 0 | 0 | 0 | 0 | 0 | 0 | 0 | 0 | 0 | 0 | 9 | 0 | 0 | 0 | 0 | 0 | 0 | 0 | 0 | 0 | 0 | 0 | 0 | 0 | 0 | 0 | 0 | 0 | 0
59 | 1353 | AZ | Cogeneration 2 | 59233 | OP | CS | NG | 6 | 0.674 | 35412.76 |  | 0 | 0 | 0 | 0 | 0 | 0 | 0 | 0 | 0 | 0 | 0 | 6 | 0 | 0 | 0 | 0 | 0 | 0 | 0 | 0 | 0 | 0 | 0 | 0 | 0 | 0 | 0 | 0 | 0 | 0
60 | 1354 | AZ | Cogenra - TEP | 58832 | OP | PV | SUN | 1 | 0.219 | 1920 |  | 0 | 0 | 0 | 0 | 0 | 0 | 0 | 0 | 0 | 0 | 0 | 0 | 0 | 0 | 0 | 0 | 0 | 0 | 0 | 0 | 0 | 0 | 0 | 1 | 0 | 0 | 0 | 0 | 0 | 0
61 | 1357 | AZ | Coolidge Generation Station | 56948 | OP | GT | NG | 60.5 | 0.024 | 12944.5 |  | 0 | 0 | 0 | 0 | 0 | 0 | 0 | 0 | 0 | 0 | 0 | 60.5 | 0 | 0 | 0 | 0 | 0 | 0 | 0 | 0 | 0 | 0 | 0 | 0 | 0 | 0 | 0 | 0 | 0 | 0
62 | 1358 | AZ | Coolidge Generation Station | 56948 | OP | GT | NG | 60.5 | 0.024 | 12944.5 |  | 0 | 0 | 0 | 0 | 0 | 0 | 0 | 0 | 0 | 0 | 0 | 60.5 | 0 | 0 | 0 | 0 | 0 | 0 | 0 | 0 | 0 | 0 | 0 | 0 | 0 | 0 | 0 | 0 | 0 | 0
63 | 1359 | AZ | Coolidge Generation Station | 56948 | OP | GT | NG | 60.5 | 0.024 | 12944.5 |  | 0 | 0 | 0 | 0 | 0 | 0 | 0 | 0 | 0 | 0 | 0 | 60.5 | 0 | 0 | 0 | 0 | 0 | 0 | 0 | 0 | 0 | 0 | 0 | 0 | 0 | 0 | 0 | 0 | 0 | 0
64 | 1360 | AZ | Coolidge Generation Station | 56948 | OP | GT | NG | 60.5 | 0.024 | 12944.5 |  | 0 | 0 | 0 | 0 | 0 | 0 | 0 | 0 | 0 | 0 | 0 | 60.5 | 0 | 0 | 0 | 0 | 0 | 0 | 0 | 0 | 0 | 0 | 0 | 0 | 0 | 0 | 0 | 0 | 0 | 0
65 | 1361 | AZ | Coolidge Generation Station | 56948 | OP | GT | NG | 60.5 | 0.024 | 12944.5 |  | 0 | 0 | 0 | 0 | 0 | 0 | 0 | 0 | 0 | 0 | 0 | 60.5 | 0 | 0 | 0 | 0 | 0 | 0 | 0 | 0 | 0 | 0 | 0 | 0 | 0 | 0 | 0 | 0 | 0 | 0
66 | 1362 | AZ | Coolidge Generation Station | 56948 | OP | GT | NG | 60.5 | 0.024 | 12944.5 |  | 0 | 0 | 0 | 0 | 0 | 0 | 0 | 0 | 0 | 0 | 0 | 60.5 | 0 | 0 | 0 | 0 | 0 | 0 | 0 | 0 | 0 | 0 | 0 | 0 | 0 | 0 | 0 | 0 | 0 | 0
67 | 1363 | AZ | Coolidge Generation Station | 56948 | OP | GT | NG | 60.5 | 0.024 | 12944.5 |  | 0 | 0 | 0 | 0 | 0 | 0 | 0 | 0 | 0 | 0 | 0 | 60.5 | 0 | 0 | 0 | 0 | 0 | 0 | 0 | 0 | 0 | 0 | 0 | 0 | 0 | 0 | 0 | 0 | 0 | 0
68 | 1364 | AZ | Coolidge Generation Station | 56948 | OP | GT | NG | 60.5 | 0.024 | 12944.5 |  | 0 | 0 | 0 | 0 | 0 | 0 | 0 | 0 | 0 | 0 | 0 | 60.5 | 0 | 0 | 0 | 0 | 0 | 0 | 0 | 0 | 0 | 0 | 0 | 0 | 0 | 0 | 0 | 0 | 0 | 0
69 | 1365 | AZ | Coolidge Generation Station | 56948 | OP | GT | NG | 60.5 | 0.024 | 12944.5 |  | 0 | 0 | 0 | 0 | 0 | 0 | 0 | 0 | 0 | 0 | 0 | 60.5 | 0 | 0 | 0 | 0 | 0 | 0 | 0 | 0 | 0 | 0 | 0 | 0 | 0 | 0 | 0 | 0 | 0 | 0
70 | 1366 | AZ | Coolidge Generation Station | 56948 | OP | GT | NG | 60.5 | 0.024 | 12944.5 |  | 0 | 0 | 0 | 0 | 0 | 0 | 0 | 0 | 0 | 0 | 0 | 60.5 | 0 | 0 | 0 | 0 | 0 | 0 | 0 | 0 | 0 | 0 | 0 | 0 | 0 | 0 | 0 | 0 | 0 | 0
71 | 1367 | AZ | Coolidge Generation Station | 56948 | OP | GT | NG | 60.5 | 0.024 | 12944.5 |  | 0 | 0 | 0 | 0 | 0 | 0 | 0 | 0 | 0 | 0 | 0 | 60.5 | 0 | 0 | 0 | 0 | 0 | 0 | 0 | 0 | 0 | 0 | 0 | 0 | 0 | 0 | 0 | 0 | 0 | 0
72 | 1368 | AZ | Coolidge Generation Station | 56948 | OP | GT | NG | 60.5 | 0.024 | 12944.5 |  | 0 | 0 | 0 | 0 | 0 | 0 | 0 | 0 | 0 | 0 | 0 | 60.5 | 0 | 0 | 0 | 0 | 0 | 0 | 0 | 0 | 0 | 0 | 0 | 0 | 0 | 0 | 0 | 0 | 0 | 0
73 | 1378 | AZ | Copper Crossing Solar LLC | 57318 | OP | PV | SUN | 20 | 0.286 | 50089 |  | 0 | 0 | 0 | 0 | 0 | 0 | 0 | 0 | 0 | 0 | 0 | 0 | 0 | 0 | 0 | 0 | 0 | 0 | 0 | 0 | 0 | 0 | 0 | 20 | 0 | 0 | 0 | 0 | 0 | 0
74 | 1379 | AZ | Coronado | 6177 | OP | ST | RC | 410.9 | 0.434 | 1563291 |  | 0 | 0 | 0 | 0 | 0 | 0 | 0 | 0 | 0 | 0 | 0 | 0 | 0 | 0 | 0 | 0 | 0 | 0 | 0 | 0 | 0 | 410.9 | 0 | 0 | 0 | 0 | 0 | 0 | 0 | 0
75 | 1380 | AZ | Coronado | 6177 | OP | ST | RC | 410.9 | 0.565 | 2034581 |  | 0 | 0 | 0 | 0 | 0 | 0 | 0 | 0 | 0 | 0 | 0 | 0 | 0 | 0 | 0 | 0 | 0 | 0 | 0 | 0 | 0 | 410.9 | 0 | 0 | 0 | 0 | 0 | 0 | 0 | 0
76 | 1381 | AZ | Cotton Center Solar | 57561 | OP | PV | SUN | 17 | 0.247 | 36792 |  | 0 | 0 | 0 | 0 | 0 | 0 | 0 | 0 | 0 | 0 | 0 | 0 | 0 | 0 | 0 | 0 | 0 | 0 | 0 | 0 | 0 | 0 | 0 | 17 | 0 | 0 | 0 | 0 | 0 | 0
77 | 1388 | AZ | Davis Dam | 152 | OP | HY | WAT | 51.7 | 0.494 | 223866.478 |  | 0 | 0 | 0 | 0 | 0 | 0 | 0 | 0 | 0 | 0 | 0 | 0 | 0 | 0 | 0 | 0 | 0 | 0 | 0 | 0 | 0 | 0 | 0 | 0 | 51.7 | 0 | 0 | 0 | 0 | 0
78 | 1389 | AZ | Davis Dam | 152 | OP | HY | WAT | 51.7 | 0.494 | 223866.478 |  | 0 | 0 | 0 | 0 | 0 | 0 | 0 | 0 | 0 | 0 | 0 | 0 | 0 | 0 | 0 | 0 | 0 | 0 | 0 | 0 | 0 | 0 | 0 | 0 | 51.7 | 0 | 0 | 0 | 0 | 0
79 | 1390 | AZ | Davis Dam | 152 | OP | HY | WAT | 48 | 0.494 | 207845.086 |  | 0 | 0 | 0 | 0 | 0 | 0 | 0 | 0 | 0 | 0 | 0 | 0 | 0 | 0 | 0 | 0 | 0 | 0 | 0 | 0 | 0 | 0 | 0 | 0 | 48 | 0 | 0 | 0 | 0 | 0
80 | 1391 | AZ | Davis Dam | 152 | OP | HY | WAT | 51.7 | 0.494 | 223866.478 |  | 0 | 0 | 0 | 0 | 0 | 0 | 0 | 0 | 0 | 0 | 0 | 0 | 0 | 0 | 0 | 0 | 0 | 0 | 0 | 0 | 0 | 0 | 0 | 0 | 51.7 | 0 | 0 | 0 | 0 | 0
81 | 1392 | AZ | Davis Dam | 152 | OP | HY | WAT | 51.7 | 0.494 | 223866.478 |  | 0 | 0 | 0 | 0 | 0 | 0 | 0 | 0 | 0 | 0 | 0 | 0 | 0 | 0 | 0 | 0 | 0 | 0 | 0 | 0 | 0 | 0 | 0 | 0 | 51.7 | 0 | 0 | 0 | 0 | 0
82 | 1393 | AZ | Davis Monthan AFB (AZ) West Airfield | 59779 | OP | PV | SUN | 12.6 | 0.023 | 2536 |  | 0 | 0 | 0 | 0 | 0 | 0 | 0 | 0 | 0 | 0 | 0 | 0 | 0 | 0 | 0 | 0 | 0 | 0 | 0 | 0 | 0 | 0 | 0 | 12.6 | 0 | 0 | 0 | 0 | 0 | 0
83 | 1394 | AZ | Demoss Petrie | 124 | OP | GT | NG | 85 | 0.007 | 5154 |  | 0 | 0 | 0 | 0 | 0 | 0 | 0 | 0 | 0 | 0 | 0 | 85 | 0 | 0 | 0 | 0 | 0 | 0 | 0 | 0 | 0 | 0 | 0 | 0 | 0 | 0 | 0 | 0 | 0 | 0
84 | 1395 | AZ | Desert Basin | 55129 | OP | CT | NG | 187 | 0.42 | 688330 |  | 0 | 0 | 0 | 0 | 0 | 0 | 0 | 0 | 0 | 0 | 0 | 187 | 0 | 0 | 0 | 0 | 0 | 0 | 0 | 0 | 0 | 0 | 0 | 0 | 0 | 0 | 0 | 0 | 0 | 0
85 | 1396 | AZ | Desert Basin | 55129 | OP | CT | NG | 187 | 0.41 | 671504 |  | 0 | 0 | 0 | 0 | 0 | 0 | 0 | 0 | 0 | 0 | 0 | 187 | 0 | 0 | 0 | 0 | 0 | 0 | 0 | 0 | 0 | 0 | 0 | 0 | 0 | 0 | 0 | 0 | 0 | 0
86 | 1397 | AZ | Desert Basin | 55129 | OP | CA | NG | 272.1 | 0.409 | 975709 |  | 0 | 0 | 0 | 0 | 0 | 0 | 0 | 0 | 0 | 0 | 0 | 272.1 | 0 | 0 | 0 | 0 | 0 | 0 | 0 | 0 | 0 | 0 | 0 | 0 | 0 | 0 | 0 | 0 | 0 | 0
87 | 1399 | AZ | Douglas | 114 | OP | GT | DFO | 26.1 | 0.001 | 141 |  | 0 | 0 | 0 | 0 | 26.1 | 0 | 0 | 0 | 0 | 0 | 0 | 0 | 0 | 0 | 0 | 0 | 0 | 0 | 0 | 0 | 0 | 0 | 0 | 0 | 0 | 0 | 0 | 0 | 0 | 0
88 | 1401 | AZ | Dry Lake Wind II LLC | 57379 | OP | WT | WND | 65.1 | 0.199 | 113527 |  | 0 | 0 | 0 | 0 | 0 | 0 | 0 | 0 | 0 | 0 | 0 | 0 | 0 | 0 | 0 | 0 | 0 | 0 | 0 | 0 | 0 | 0 | 0 | 0 | 0 | 0 | 0 | 0 | 0 | 65.1
89 | 1402 | AZ | Dry Lake Wind LLC | 57098 | OP | WT | WND | 63 | 0.2 | 110551 |  | 0 | 0 | 0 | 0 | 0 | 0 | 0 | 0 | 0 | 0 | 0 | 0 | 0 | 0 | 0 | 0 | 0 | 0 | 0 | 0 | 0 | 0 | 0 | 0 | 0 | 0 | 0 | 0 | 0 | 63
90 | 1411 | AZ | Foothills Solar Plant | 57997 | OP | PV | SUN | 17 | 0.303 | 45183.571 |  | 0 | 0 | 0 | 0 | 0 | 0 | 0 | 0 | 0 | 0 | 0 | 0 | 0 | 0 | 0 | 0 | 0 | 0 | 0 | 0 | 0 | 0 | 0 | 17 | 0 | 0 | 0 | 0 | 0 | 0
91 | 1412 | AZ | Foothills Solar Plant | 57997 | OP | PV | SUN | 18 | 0.303 | 47841.429 |  | 0 | 0 | 0 | 0 | 0 | 0 | 0 | 0 | 0 | 0 | 0 | 0 | 0 | 0 | 0 | 0 | 0 | 0 | 0 | 0 | 0 | 0 | 0 | 18 | 0 | 0 | 0 | 0 | 0 | 0
92 | 1414 | AZ | Fort Huachuca Solar PV Project | 58972 | OP | PV | SUN | 4.1 | 0.232 | 8336.203 |  | 0 | 0 | 0 | 0 | 0 | 0 | 0 | 0 | 0 | 0 | 0 | 0 | 0 | 0 | 0 | 0 | 0 | 0 | 0 | 0 | 0 | 0 | 0 | 4.1 | 0 | 0 | 0 | 0 | 0 | 0
93 | 1415 | AZ | Fort Huachuca Solar PV Project | 58972 | OP | PV | SUN | 13.6 | 0.232 | 27651.797 |  | 0 | 0 | 0 | 0 | 0 | 0 | 0 | 0 | 0 | 0 | 0 | 0 | 0 | 0 | 0 | 0 | 0 | 0 | 0 | 0 | 0 | 0 | 0 | 13.6 | 0 | 0 | 0 | 0 | 0 | 0
94 | 1416 | AZ | Gato Montes Solar, LLC | 58842 | OP | PV | SUN | 5 | 0.203 | 8900 |  | 0 | 0 | 0 | 0 | 0 | 0 | 0 | 0 | 0 | 0 | 0 | 0 | 0 | 0 | 0 | 0 | 0 | 0 | 0 | 0 | 0 | 0 | 0 | 5 | 0 | 0 | 0 | 0 | 0 | 0
95 | 1417 | AZ | Gila Bend | 59020 | OP | PV | SUN | 32 | 0.343 | 96214 |  | 0 | 0 | 0 | 0 | 0 | 0 | 0 | 0 | 0 | 0 | 0 | 0 | 0 | 0 | 0 | 0 | 0 | 0 | 0 | 0 | 0 | 0 | 0 | 32 | 0 | 0 | 0 | 0 | 0 | 0
96 | 1423 | AZ | Gila River Power Block 2 | 60768 | OP | CT | NG | 174 | 0.415 | 631944 |  | 0 | 0 | 0 | 0 | 0 | 0 | 0 | 0 | 0 | 0 | 0 | 174 | 0 | 0 | 0 | 0 | 0 | 0 | 0 | 0 | 0 | 0 | 0 | 0 | 0 | 0 | 0 | 0 | 0 | 0
97 | 1424 | AZ | Gila River Power Block 2 | 60768 | OP | CT | NG | 174 | 0.467 | 712278 |  | 0 | 0 | 0 | 0 | 0 | 0 | 0 | 0 | 0 | 0 | 0 | 174 | 0 | 0 | 0 | 0 | 0 | 0 | 0 | 0 | 0 | 0 | 0 | 0 | 0 | 0 | 0 | 0 | 0 | 0
98 | 1425 | AZ | Gila River Power Block 2 | 60768 | OP | CA | NG | 271 | 0.381 | 903783 |  | 0 | 0 | 0 | 0 | 0 | 0 | 0 | 0 | 0 | 0 | 0 | 271 | 0 | 0 | 0 | 0 | 0 | 0 | 0 | 0 | 0 | 0 | 0 | 0 | 0 | 0 | 0 | 0 | 0 | 0
99 | 1426 | AZ | Gila River Power Station | 55306 | OP | CT | NG | 174 | 0.401 | 611336 |  | 0 | 0 | 0 | 0 | 0 | 0 | 0 | 0 | 0 | 0 | 0 | 174 | 0 | 0 | 0 | 0 | 0 | 0 | 0 | 0 | 0 | 0 | 0 | 0 | 0 | 0 | 0 | 0 | 0 | 0
100 | 1427 | AZ | Gila River Power Station | 55306 | OP | CT | NG | 174 | 0.562 | 856852 |  | 0 | 0 | 0 | 0 | 0 | 0 | 0 | 0 | 0 | 0 | 0 | 174 | 0 | 0 | 0 | 0 | 0 | 0 | 0 | 0 | 0 | 0 | 0 | 0 | 0 | 0 | 0 | 0 | 0 | 0
101 | 1428 | AZ | Gila River Power Station | 55306 | OP | CA | NG | 271 | 0.414 | 982745 |  | 0 | 0 | 0 | 0 | 0 | 0 | 0 | 0 | 0 | 0 | 0 | 271 | 0 | 0 | 0 | 0 | 0 | 0 | 0 | 0 | 0 | 0 | 0 | 0 | 0 | 0 | 0 | 0 | 0 | 0
102 | 1429 | AZ | Gila River Power Station | 55306 | OP | CT | NG | 174 | 0.276 | 420178 |  | 0 | 0 | 0 | 0 | 0 | 0 | 0 | 0 | 0 | 0 | 0 | 174 | 0 | 0 | 0 | 0 | 0 | 0 | 0 | 0 | 0 | 0 | 0 | 0 | 0 | 0 | 0 | 0 | 0 | 0
103 | 1430 | AZ | Gila River Power Station | 55306 | OP | CT | NG | 174 | 0.304 | 462659 |  | 0 | 0 | 0 | 0 | 0 | 0 | 0 | 0 | 0 | 0 | 0 | 174 | 0 | 0 | 0 | 0 | 0 | 0 | 0 | 0 | 0 | 0 | 0 | 0 | 0 | 0 | 0 | 0 | 0 | 0
104 | 1431 | AZ | Gila River Power Station | 55306 | OP | CA | NG | 271 | 0.257 | 610321 |  | 0 | 0 | 0 | 0 | 0 | 0 | 0 | 0 | 0 | 0 | 0 | 271 | 0 | 0 | 0 | 0 | 0 | 0 | 0 | 0 | 0 | 0 | 0 | 0 | 0 | 0 | 0 | 0 | 0 | 0
105 | 1432 | AZ | Gila River Power Station | 55306 | OP | CT | NG | 174 | 0.461 | 701974 |  | 0 | 0 | 0 | 0 | 0 | 0 | 0 | 0 | 0 | 0 | 0 | 174 | 0 | 0 | 0 | 0 | 0 | 0 | 0 | 0 | 0 | 0 | 0 | 0 | 0 | 0 | 0 | 0 | 0 | 0
106 | 1433 | AZ | Gila River Power Station | 55306 | OP | CT | NG | 174 | 0.506 | 771403 |  | 0 | 0 | 0 | 0 | 0 | 0 | 0 | 0 | 0 | 0 | 0 | 174 | 0 | 0 | 0 | 0 | 0 | 0 | 0 | 0 | 0 | 0 | 0 | 0 | 0 | 0 | 0 | 0 | 0 | 0
107 | 1434 | AZ | Gila River Power Station | 55306 | OP | CA | NG | 271 | 0.469 | 1112540 |  | 0 | 0 | 0 | 0 | 0 | 0 | 0 | 0 | 0 | 0 | 0 | 271 | 0 | 0 | 0 | 0 | 0 | 0 | 0 | 0 | 0 | 0 | 0 | 0 | 0 | 0 | 0 | 0 | 0 | 0
108 | 1435 | AZ | Gilbert Solar Facility I, LLC | 58543 | OP | PV | SUN | 2.5 | 0.186 | 4076 |  | 0 | 0 | 0 | 0 | 0 | 0 | 0 | 0 | 0 | 0 | 0 | 0 | 0 | 0 | 0 | 0 | 0 | 0 | 0 | 0 | 0 | 0 | 0 | 2.5 | 0 | 0 | 0 | 0 | 0 | 0
109 | 1436 | AZ | Gillespie 1 | 58501 | OP | PV | SUN | 15 | 0.317 | 41594 |  | 0 | 0 | 0 | 0 | 0 | 0 | 0 | 0 | 0 | 0 | 0 | 0 | 0 | 0 | 0 | 0 | 0 | 0 | 0 | 0 | 0 | 0 | 0 | 15 | 0 | 0 | 0 | 0 | 0 | 0
110 | 1437 | AZ | Glen Canyon Dam | 153 | OP | HY | WAT | 165 | 0.344 | 497830.027 |  | 0 | 0 | 0 | 0 | 0 | 0 | 0 | 0 | 0 | 0 | 0 | 0 | 0 | 0 | 0 | 0 | 0 | 0 | 0 | 0 | 0 | 0 | 0 | 0 | 165 | 0 | 0 | 0 | 0 | 0
111 | 1438 | AZ | Glen Canyon Dam | 153 | OP | HY | WAT | 165 | 0.344 | 497830.027 |  | 0 | 0 | 0 | 0 | 0 | 0 | 0 | 0 | 0 | 0 | 0 | 0 | 0 | 0 | 0 | 0 | 0 | 0 | 0 | 0 | 0 | 0 | 0 | 0 | 165 | 0 | 0 | 0 | 0 | 0
112 | 1439 | AZ | Glen Canyon Dam | 153 | OP | HY | WAT | 165 | 0.344 | 497830.027 |  | 0 | 0 | 0 | 0 | 0 | 0 | 0 | 0 | 0 | 0 | 0 | 0 | 0 | 0 | 0 | 0 | 0 | 0 | 0 | 0 | 0 | 0 | 0 | 0 | 165 | 0 | 0 | 0 | 0 | 0
113 | 1440 | AZ | Glen Canyon Dam | 153 | OP | HY | WAT | 165 | 0.344 | 497830.027 |  | 0 | 0 | 0 | 0 | 0 | 0 | 0 | 0 | 0 | 0 | 0 | 0 | 0 | 0 | 0 | 0 | 0 | 0 | 0 | 0 | 0 | 0 | 0 | 0 | 165 | 0 | 0 | 0 | 0 | 0
114 | 1441 | AZ | Glen Canyon Dam | 153 | OP | HY | WAT | 165 | 0.344 | 497830.027 |  | 0 | 0 | 0 | 0 | 0 | 0 | 0 | 0 | 0 | 0 | 0 | 0 | 0 | 0 | 0 | 0 | 0 | 0 | 0 | 0 | 0 | 0 | 0 | 0 | 165 | 0 | 0 | 0 | 0 | 0
115 | 1442 | AZ | Glen Canyon Dam | 153 | OP | HY | WAT | 165 | 0.344 | 497830.027 |  | 0 | 0 | 0 | 0 | 0 | 0 | 0 | 0 | 0 | 0 | 0 | 0 | 0 | 0 | 0 | 0 | 0 | 0 | 0 | 0 | 0 | 0 | 0 | 0 | 165 | 0 | 0 | 0 | 0 | 0
116 | 1443 | AZ | Glen Canyon Dam | 153 | OP | HY | WAT | 157 | 0.344 | 473692.813 |  | 0 | 0 | 0 | 0 | 0 | 0 | 0 | 0 | 0 | 0 | 0 | 0 | 0 | 0 | 0 | 0 | 0 | 0 | 0 | 0 | 0 | 0 | 0 | 0 | 157 | 0 | 0 | 0 | 0 | 0
117 | 1444 | AZ | Glen Canyon Dam | 153 | OP | HY | WAT | 165 | 0.344 | 497830.027 |  | 0 | 0 | 0 | 0 | 0 | 0 | 0 | 0 | 0 | 0 | 0 | 0 | 0 | 0 | 0 | 0 | 0 | 0 | 0 | 0 | 0 | 0 | 0 | 0 | 165 | 0 | 0 | 0 | 0 | 0
118 | 1445 | AZ | Glendale Energy Power Plant | 57829 | OP | IC | LFG | 1.4 | 0.58 | 7114 |  | 0 | 0 | 0 | 0 | 0 | 0 | 0 | 1.4 | 0 | 0 | 0 | 0 | 0 | 0 | 0 | 0 | 0 | 0 | 0 | 0 | 0 | 0 | 0 | 0 | 0 | 0 | 0 | 0 | 0 | 0
119 | 1446 | AZ | Glendale Energy Power Plant | 57829 | OP | IC | LFG | 1.4 | 0.58 | 7114 |  | 0 | 0 | 0 | 0 | 0 | 0 | 0 | 1.4 | 0 | 0 | 0 | 0 | 0 | 0 | 0 | 0 | 0 | 0 | 0 | 0 | 0 | 0 | 0 | 0 | 0 | 0 | 0 | 0 | 0 | 0
120 | 1447 | AZ | Gray Hawk Solar | 61272 | OP | PV | SUN | 55 | 0.158 | 76076 |  | 0 | 0 | 0 | 0 | 0 | 0 | 0 | 0 | 0 | 0 | 0 | 0 | 0 | 0 | 0 | 0 | 0 | 0 | 0 | 0 | 0 | 0 | 0 | 55 | 0 | 0 | 0 | 0 | 0 | 0
121 | 1448 | AZ | Griffith Energy LLC | 55124 | OP | CT | NG | 176.6 | 0.443 | 685683 |  | 0 | 0 | 0 | 0 | 0 | 0 | 0 | 0 | 0 | 0 | 0 | 176.6 | 0 | 0 | 0 | 0 | 0 | 0 | 0 | 0 | 0 | 0 | 0 | 0 | 0 | 0 | 0 | 0 | 0 | 0
122 | 1449 | AZ | Griffith Energy LLC | 55124 | OP | CT | NG | 176.6 | 0.374 | 578690 |  | 0 | 0 | 0 | 0 | 0 | 0 | 0 | 0 | 0 | 0 | 0 | 176.6 | 0 | 0 | 0 | 0 | 0 | 0 | 0 | 0 | 0 | 0 | 0 | 0 | 0 | 0 | 0 | 0 | 0 | 0
123 | 1450 | AZ | Griffith Energy LLC | 55124 | OP | CA | NG | 301.8 | 0.305 | 807348 |  | 0 | 0 | 0 | 0 | 0 | 0 | 0 | 0 | 0 | 0 | 0 | 301.8 | 0 | 0 | 0 | 0 | 0 | 0 | 0 | 0 | 0 | 0 | 0 | 0 | 0 | 0 | 0 | 0 | 0 | 0
124 | 1451 | AZ | H Wilson Sundt Generating Station | 126 | OP | ST | NG | 173.3 | 0.413 | 627030 |  | 0 | 0 | 0 | 0 | 0 | 0 | 0 | 0 | 0 | 0 | 0 | 173.3 | 0 | 0 | 0 | 0 | 0 | 0 | 0 | 0 | 0 | 0 | 0 | 0 | 0 | 0 | 0 | 0 | 0 | 0
125 | 1452 | AZ | H Wilson Sundt Generating Station | 126 | OP | GT | NG | 27 | 0.037 | 8744.5 |  | 0 | 0 | 0 | 0 | 0 | 0 | 0 | 0 | 0 | 0 | 0 | 27 | 0 | 0 | 0 | 0 | 0 | 0 | 0 | 0 | 0 | 0 | 0 | 0 | 0 | 0 | 0 | 0 | 0 | 0
126 | 1453 | AZ | H Wilson Sundt Generating Station | 126 | OP | GT | NG | 27 | 0.037 | 8744.5 |  | 0 | 0 | 0 | 0 | 0 | 0 | 0 | 0 | 0 | 0 | 0 | 27 | 0 | 0 | 0 | 0 | 0 | 0 | 0 | 0 | 0 | 0 | 0 | 0 | 0 | 0 | 0 | 0 | 0 | 0
127 | 1454 | AZ | H Wilson Sundt Generating Station | 126 | OP | ST | NG | 108.8 | 0.219 | 208970 | 2019 | 0 | 0 | 0 | 0 | 0 | 0 | 0 | 0 | 0 | 0 | 0 | 108.8 | 0 | 0 | 0 | 0 | 0 | 0 | 0 | 0 | 0 | 0 | 0 | 0 | 0 | 0 | 0 | 0 | 0 | 0
128 | 1455 | AZ | H Wilson Sundt Generating Station | 126 | OP | ST | NG | 108.8 | 0.253 | 240698 | 2019 | 0 | 0 | 0 | 0 | 0 | 0 | 0 | 0 | 0 | 0 | 0 | 108.8 | 0 | 0 | 0 | 0 | 0 | 0 | 0 | 0 | 0 | 0 | 0 | 0 | 0 | 0 | 0 | 0 | 0 | 0
129 | 1456 | AZ | H Wilson Sundt Generating Station | 126 | OP | ST | NG | 113.6 | 0.32 | 318236 |  | 0 | 0 | 0 | 0 | 0 | 0 | 0 | 0 | 0 | 0 | 0 | 113.6 | 0 | 0 | 0 | 0 | 0 | 0 | 0 | 0 | 0 | 0 | 0 | 0 | 0 | 0 | 0 | 0 | 0 | 0
130 | 1467 | AZ | Harquahala Generating Project | 55372 | OP | CT | NG | 281.7 | 0 | 814 |  | 0 | 0 | 0 | 0 | 0 | 0 | 0 | 0 | 0 | 0 | 0 | 281.7 | 0 | 0 | 0 | 0 | 0 | 0 | 0 | 0 | 0 | 0 | 0 | 0 | 0 | 0 | 0 | 0 | 0 | 0
131 | 1468 | AZ | Harquahala Generating Project | 55372 | OP | CT | NG | 281.7 | 0 | 815 |  | 0 | 0 | 0 | 0 | 0 | 0 | 0 | 0 | 0 | 0 | 0 | 281.7 | 0 | 0 | 0 | 0 | 0 | 0 | 0 | 0 | 0 | 0 | 0 | 0 | 0 | 0 | 0 | 0 | 0 | 0
132 | 1469 | AZ | Harquahala Generating Project | 55372 | OP | CT | NG | 281.7 | 0 | 1112 |  | 0 | 0 | 0 | 0 | 0 | 0 | 0 | 0 | 0 | 0 | 0 | 281.7 | 0 | 0 | 0 | 0 | 0 | 0 | 0 | 0 | 0 | 0 | 0 | 0 | 0 | 0 | 0 | 0 | 0 | 0
133 | 1470 | AZ | Harquahala Generating Project | 55372 | OP | CA | NG | 160 | 0 | 360 |  | 0 | 0 | 0 | 0 | 0 | 0 | 0 | 0 | 0 | 0 | 0 | 160 | 0 | 0 | 0 | 0 | 0 | 0 | 0 | 0 | 0 | 0 | 0 | 0 | 0 | 0 | 0 | 0 | 0 | 0
134 | 1471 | AZ | Harquahala Generating Project | 55372 | OP | CA | NG | 160 | 0 | 361 |  | 0 | 0 | 0 | 0 | 0 | 0 | 0 | 0 | 0 | 0 | 0 | 160 | 0 | 0 | 0 | 0 | 0 | 0 | 0 | 0 | 0 | 0 | 0 | 0 | 0 | 0 | 0 | 0 | 0 | 0
135 | 1472 | AZ | Harquahala Generating Project | 55372 | OP | CA | NG | 160 | 0 | 353 |  | 0 | 0 | 0 | 0 | 0 | 0 | 0 | 0 | 0 | 0 | 0 | 160 | 0 | 0 | 0 | 0 | 0 | 0 | 0 | 0 | 0 | 0 | 0 | 0 | 0 | 0 | 0 | 0 | 0 | 0
136 | 1473 | AZ | Headgate Rock | 7179 | OP | HY | WAT | 6.5 | 0.398 | 22641.667 |  | 0 | 0 | 0 | 0 | 0 | 0 | 0 | 0 | 0 | 0 | 0 | 0 | 0 | 0 | 0 | 0 | 0 | 0 | 0 | 0 | 0 | 0 | 0 | 0 | 6.5 | 0 | 0 | 0 | 0 | 0
137 | 1474 | AZ | Headgate Rock | 7179 | OP | HY | WAT | 6.5 | 0.398 | 22641.667 |  | 0 | 0 | 0 | 0 | 0 | 0 | 0 | 0 | 0 | 0 | 0 | 0 | 0 | 0 | 0 | 0 | 0 | 0 | 0 | 0 | 0 | 0 | 0 | 0 | 6.5 | 0 | 0 | 0 | 0 | 0
138 | 1475 | AZ | Headgate Rock | 7179 | OP | HY | WAT | 6.5 | 0.398 | 22641.667 |  | 0 | 0 | 0 | 0 | 0 | 0 | 0 | 0 | 0 | 0 | 0 | 0 | 0 | 0 | 0 | 0 | 0 | 0 | 0 | 0 | 0 | 0 | 0 | 0 | 6.5 | 0 | 0 | 0 | 0 | 0
139 | 1476 | AZ | Hoover Dam (AZ) | 8902 | OP | HY | WAT | 2.4 | 0.19 | 3986.642 |  | 0 | 0 | 0 | 0 | 0 | 0 | 0 | 0 | 0 | 0 | 0 | 0 | 0 | 0 | 0 | 0 | 0 | 0 | 0 | 0 | 0 | 0 | 0 | 0 | 2.4 | 0 | 0 | 0 | 0 | 0
140 | 1477 | AZ | Hoover Dam (AZ) | 8902 | OP | HY | WAT | 130 | 0.19 | 215943.083 |  | 0 | 0 | 0 | 0 | 0 | 0 | 0 | 0 | 0 | 0 | 0 | 0 | 0 | 0 | 0 | 0 | 0 | 0 | 0 | 0 | 0 | 0 | 0 | 0 | 130 | 0 | 0 | 0 | 0 | 0
141 | 1478 | AZ | Hoover Dam (AZ) | 8902 | OP | HY | WAT | 130 | 0.19 | 215943.083 |  | 0 | 0 | 0 | 0 | 0 | 0 | 0 | 0 | 0 | 0 | 0 | 0 | 0 | 0 | 0 | 0 | 0 | 0 | 0 | 0 | 0 | 0 | 0 | 0 | 130 | 0 | 0 | 0 | 0 | 0
142 | 1479 | AZ | Hoover Dam (AZ) | 8902 | OP | HY | WAT | 130 | 0.19 | 215943.083 |  | 0 | 0 | 0 | 0 | 0 | 0 | 0 | 0 | 0 | 0 | 0 | 0 | 0 | 0 | 0 | 0 | 0 | 0 | 0 | 0 | 0 | 0 | 0 | 0 | 130 | 0 | 0 | 0 | 0 | 0
143 | 1480 | AZ | Hoover Dam (AZ) | 8902 | OP | HY | WAT | 130 | 0.19 | 215943.083 |  | 0 | 0 | 0 | 0 | 0 | 0 | 0 | 0 | 0 | 0 | 0 | 0 | 0 | 0 | 0 | 0 | 0 | 0 | 0 | 0 | 0 | 0 | 0 | 0 | 130 | 0 | 0 | 0 | 0 | 0
144 | 1481 | AZ | Hoover Dam (AZ) | 8902 | OP | HY | WAT | 127 | 0.19 | 210959.781 |  | 0 | 0 | 0 | 0 | 0 | 0 | 0 | 0 | 0 | 0 | 0 | 0 | 0 | 0 | 0 | 0 | 0 | 0 | 0 | 0 | 0 | 0 | 0 | 0 | 127 | 0 | 0 | 0 | 0 | 0
145 | 1482 | AZ | Hoover Dam (AZ) | 8902 | OP | HY | WAT | 130 | 0.19 | 215943.083 |  | 0 | 0 | 0 | 0 | 0 | 0 | 0 | 0 | 0 | 0 | 0 | 0 | 0 | 0 | 0 | 0 | 0 | 0 | 0 | 0 | 0 | 0 | 0 | 0 | 130 | 0 | 0 | 0 | 0 | 0
146 | 1483 | AZ | Hoover Dam (AZ) | 8902 | OP | HY | WAT | 130 | 0.19 | 215943.083 |  | 0 | 0 | 0 | 0 | 0 | 0 | 0 | 0 | 0 | 0 | 0 | 0 | 0 | 0 | 0 | 0 | 0 | 0 | 0 | 0 | 0 | 0 | 0 | 0 | 130 | 0 | 0 | 0 | 0 | 0
147 | 1484 | AZ | Hoover Dam (AZ) | 8902 | OP | HY | WAT | 61.5 | 0.19 | 102157.689 |  | 0 | 0 | 0 | 0 | 0 | 0 | 0 | 0 | 0 | 0 | 0 | 0 | 0 | 0 | 0 | 0 | 0 | 0 | 0 | 0 | 0 | 0 | 0 | 0 | 61.5 | 0 | 0 | 0 | 0 | 0
148 | 1485 | AZ | Hoover Dam (AZ) | 8902 | OP | HY | WAT | 68.5 | 0.19 | 113785.393 |  | 0 | 0 | 0 | 0 | 0 | 0 | 0 | 0 | 0 | 0 | 0 | 0 | 0 | 0 | 0 | 0 | 0 | 0 | 0 | 0 | 0 | 0 | 0 | 0 | 68.5 | 0 | 0 | 0 | 0 | 0
149 | 1486 | AZ | Horse Mesa | 145 | OP | HY | WAT | 9.9 | 0.115 | 9995.667 |  | 0 | 0 | 0 | 0 | 0 | 0 | 0 | 0 | 0 | 0 | 0 | 0 | 0 | 0 | 0 | 0 | 0 | 0 | 0 | 0 | 0 | 0 | 0 | 0 | 9.9 | 0 | 0 | 0 | 0 | 0
150 | 1487 | AZ | Horse Mesa | 145 | OP | HY | WAT | 9.9 | 0.115 | 9995.667 |  | 0 | 0 | 0 | 0 | 0 | 0 | 0 | 0 | 0 | 0 | 0 | 0 | 0 | 0 | 0 | 0 | 0 | 0 | 0 | 0 | 0 | 0 | 0 | 0 | 9.9 | 0 | 0 | 0 | 0 | 0
151 | 1488 | AZ | Horse Mesa | 145 | OP | HY | WAT | 9.9 | 0.115 | 9995.667 |  | 0 | 0 | 0 | 0 | 0 | 0 | 0 | 0 | 0 | 0 | 0 | 0 | 0 | 0 | 0 | 0 | 0 | 0 | 0 | 0 | 0 | 0 | 0 | 0 | 9.9 | 0 | 0 | 0 | 0 | 0
152 | 1489 | AZ | Horse Mesa | 145 | OP | PS | WAT | 99.8 | 0.023 | 20136 |  | 0 | 0 | 0 | 0 | 0 | 0 | 0 | 0 | 0 | 0 | 0 | 0 | 0 | 0 | 0 | 0 | 0 | 0 | 0 | 0 | 0 | 0 | 0 | 0 | 99.8 | 0 | 0 | 0 | 0 | 0
153 | 1490 | AZ | Hyder II | 58383 | OP | PV | SUN | 14 | 0.302 | 37062 |  | 0 | 0 | 0 | 0 | 0 | 0 | 0 | 0 | 0 | 0 | 0 | 0 | 0 | 0 | 0 | 0 | 0 | 0 | 0 | 0 | 0 | 0 | 0 | 14 | 0 | 0 | 0 | 0 | 0 | 0
154 | 1492 | AZ | Hyder Solar | 57563 | OP | PV | SUN | 17 | 0.196 | 29193.636 |  | 0 | 0 | 0 | 0 | 0 | 0 | 0 | 0 | 0 | 0 | 0 | 0 | 0 | 0 | 0 | 0 | 0 | 0 | 0 | 0 | 0 | 0 | 0 | 17 | 0 | 0 | 0 | 0 | 0 | 0
155 | 1493 | AZ | Hyder Solar | 57563 | OP | PV | SUN | 5 | 0.196 | 8586.364 |  | 0 | 0 | 0 | 0 | 0 | 0 | 0 | 0 | 0 | 0 | 0 | 0 | 0 | 0 | 0 | 0 | 0 | 0 | 0 | 0 | 0 | 0 | 0 | 5 | 0 | 0 | 0 | 0 | 0 | 0
156 | 1495 | AZ | Intel - Ocotillo Campus Solar | 60822 | OP | PV | SUN | 2.8 | 0.128 | 3148 |  | 0 | 0 | 0 | 0 | 0 | 0 | 0 | 0 | 0 | 0 | 0 | 0 | 0 | 0 | 0 | 0 | 0 | 0 | 0 | 0 | 0 | 0 | 0 | 2.8 | 0 | 0 | 0 | 0 | 0 | 0
157 | 1496 | AZ | Intel - Ocotillo Campus Solar | 60822 | OP | PV | SUN | 1.4 | 0.128 | 1574 |  | 0 | 0 | 0 | 0 | 0 | 0 | 0 | 0 | 0 | 0 | 0 | 0 | 0 | 0 | 0 | 0 | 0 | 0 | 0 | 0 | 0 | 0 | 0 | 1.4 | 0 | 0 | 0 | 0 | 0 | 0
158 | 1499 | AZ | Iron Horse Battery Storage | 60996 | OP | BA | MWH | 10 | -0.004 | -370 |  | 0 | 0 | 0 | 0 | 0 | 0 | 0 | 0 | 0 | 0 | 10 | 0 | 0 | 0 | 0 | 0 | 0 | 0 | 0 | 0 | 0 | 0 | 0 | 0 | 0 | 0 | 0 | 0 | 0 | 0
159 | 1500 | AZ | Iron Horse Battery Storage | 60996 | OP | PV | SUN | 2 | 0.18 | 3153 |  | 0 | 0 | 0 | 0 | 0 | 0 | 0 | 0 | 0 | 0 | 0 | 0 | 0 | 0 | 0 | 0 | 0 | 0 | 0 | 0 | 0 | 0 | 0 | 2 | 0 | 0 | 0 | 0 | 0 | 0
160 | 1502 | AZ | Jacobson 5 MW Solar | 60603 | OP | PV | SUN | 4.4 | 0.202 | 7790 |  | 0 | 0 | 0 | 0 | 0 | 0 | 0 | 0 | 0 | 0 | 0 | 0 | 0 | 0 | 0 | 0 | 0 | 0 | 0 | 0 | 0 | 0 | 0 | 4.4 | 0 | 0 | 0 | 0 | 0 | 0
161 | 1503 | AZ | Jewish Community Center PV | 58292 | OP | PV | SUN | 1.1 | 0.228 | 2194 |  | 0 | 0 | 0 | 0 | 0 | 0 | 0 | 0 | 0 | 0 | 0 | 0 | 0 | 0 | 0 | 0 | 0 | 0 | 0 | 0 | 0 | 0 | 0 | 1.1 | 0 | 0 | 0 | 0 | 0 | 0
162 | 1504 | AZ | Kayenta Solar Project | 61268 | OP | PV | SUN | 27.3 | 0.312 | 74615 |  | 0 | 0 | 0 | 0 | 0 | 0 | 0 | 0 | 0 | 0 | 0 | 0 | 0 | 0 | 0 | 0 | 0 | 0 | 0 | 0 | 0 | 0 | 0 | 27.3 | 0 | 0 | 0 | 0 | 0 | 0
163 | 1505 | AZ | Kingman 1 | 57775 | OP | PV | SUN | 0.5 | 0 | 0 |  | 0 | 0 | 0 | 0 | 0 | 0 | 0 | 0 | 0 | 0 | 0 | 0 | 0 | 0 | 0 | 0 | 0 | 0 | 0 | 0 | 0 | 0 | 0 | 0.5 | 0 | 0 | 0 | 0 | 0 | 0
164 | 1506 | AZ | Kingman 1 | 57775 | OP | WT | WND | 10 | 0.279 | 24455 |  | 0 | 0 | 0 | 0 | 0 | 0 | 0 | 0 | 0 | 0 | 0 | 0 | 0 | 0 | 0 | 0 | 0 | 0 | 0 | 0 | 0 | 0 | 0 | 0 | 0 | 0 | 0 | 0 | 0 | 10
165 | 1509 | AZ | Kyrene | 147 | OP | GT | NG | 53.1 | 0.001 | 440.513 |  | 0 | 0 | 0 | 0 | 0 | 0 | 0 | 0 | 0 | 0 | 0 | 53.1 | 0 | 0 | 0 | 0 | 0 | 0 | 0 | 0 | 0 | 0 | 0 | 0 | 0 | 0 | 0 | 0 | 0 | 0
166 | 1510 | AZ | Kyrene | 147 | OP | GT | NG | 60.3 | 0.001 | 500.244 |  | 0 | 0 | 0 | 0 | 0 | 0 | 0 | 0 | 0 | 0 | 0 | 60.3 | 0 | 0 | 0 | 0 | 0 | 0 | 0 | 0 | 0 | 0 | 0 | 0 | 0 | 0 | 0 | 0 | 0 | 0
167 | 1511 | AZ | Kyrene | 147 | OP | GT | NG | 60.3 | 0.001 | 500.244 |  | 0 | 0 | 0 | 0 | 0 | 0 | 0 | 0 | 0 | 0 | 0 | 60.3 | 0 | 0 | 0 | 0 | 0 | 0 | 0 | 0 | 0 | 0 | 0 | 0 | 0 | 0 | 0 | 0 | 0 | 0
168 | 1512 | AZ | Kyrene | 147 | OP | CT | NG | 170 | 0.369 | 550048 |  | 0 | 0 | 0 | 0 | 0 | 0 | 0 | 0 | 0 | 0 | 0 | 170 | 0 | 0 | 0 | 0 | 0 | 0 | 0 | 0 | 0 | 0 | 0 | 0 | 0 | 0 | 0 | 0 | 0 | 0
169 | 1513 | AZ | Kyrene | 147 | OP | CA | NG | 122 | 0.282 | 301721 |  | 0 | 0 | 0 | 0 | 0 | 0 | 0 | 0 | 0 | 0 | 0 | 122 | 0 | 0 | 0 | 0 | 0 | 0 | 0 | 0 | 0 | 0 | 0 | 0 | 0 | 0 | 0 | 0 | 0 | 0
170 | 1515 | AZ | La Senita | 57556 | OP | PV | SUN | 1 | 0.25 | 2188 |  | 0 | 0 | 0 | 0 | 0 | 0 | 0 | 0 | 0 | 0 | 0 | 0 | 0 | 0 | 0 | 0 | 0 | 0 | 0 | 0 | 0 | 0 | 0 | 1 | 0 | 0 | 0 | 0 | 0 | 0
171 | 1516 | AZ | Lake Pleasant WTP | 58539 | OP | PV | SUN | 6.5 | 0.26 | 14787 |  | 0 | 0 | 0 | 0 | 0 | 0 | 0 | 0 | 0 | 0 | 0 | 0 | 0 | 0 | 0 | 0 | 0 | 0 | 0 | 0 | 0 | 0 | 0 | 6.5 | 0 | 0 | 0 | 0 | 0 | 0
172 | 1518 | AZ | Macys Goodyear | 57673 | OP | PV | SUN | 3.5 | 0.172 | 5277 |  | 0 | 0 | 0 | 0 | 0 | 0 | 0 | 0 | 0 | 0 | 0 | 0 | 0 | 0 | 0 | 0 | 0 | 0 | 0 | 0 | 0 | 0 | 0 | 3.5 | 0 | 0 | 0 | 0 | 0 | 0
173 | 1520 | AZ | Mesquite Generating Station | 55481 | OP | CT | NG | 185.3 | 0.586 | 951507 |  | 0 | 0 | 0 | 0 | 0 | 0 | 0 | 0 | 0 | 0 | 0 | 185.3 | 0 | 0 | 0 | 0 | 0 | 0 | 0 | 0 | 0 | 0 | 0 | 0 | 0 | 0 | 0 | 0 | 0 | 0
174 | 1521 | AZ | Mesquite Generating Station | 55481 | OP | CT | NG | 185.3 | 0.582 | 944005 |  | 0 | 0 | 0 | 0 | 0 | 0 | 0 | 0 | 0 | 0 | 0 | 185.3 | 0 | 0 | 0 | 0 | 0 | 0 | 0 | 0 | 0 | 0 | 0 | 0 | 0 | 0 | 0 | 0 | 0 | 0
175 | 1522 | AZ | Mesquite Generating Station | 55481 | OP | CA | NG | 321 | 0.562 | 1581153 |  | 0 | 0 | 0 | 0 | 0 | 0 | 0 | 0 | 0 | 0 | 0 | 321 | 0 | 0 | 0 | 0 | 0 | 0 | 0 | 0 | 0 | 0 | 0 | 0 | 0 | 0 | 0 | 0 | 0 | 0
176 | 1523 | AZ | Mesquite Generating Station | 55481 | OP | CT | NG | 185.3 | 0.393 | 638129 |  | 0 | 0 | 0 | 0 | 0 | 0 | 0 | 0 | 0 | 0 | 0 | 185.3 | 0 | 0 | 0 | 0 | 0 | 0 | 0 | 0 | 0 | 0 | 0 | 0 | 0 | 0 | 0 | 0 | 0 | 0
177 | 1524 | AZ | Mesquite Generating Station | 55481 | OP | CT | NG | 185.3 | 0.383 | 621885 |  | 0 | 0 | 0 | 0 | 0 | 0 | 0 | 0 | 0 | 0 | 0 | 185.3 | 0 | 0 | 0 | 0 | 0 | 0 | 0 | 0 | 0 | 0 | 0 | 0 | 0 | 0 | 0 | 0 | 0 | 0
178 | 1525 | AZ | Mesquite Generating Station | 55481 | OP | CA | NG | 321 | 0.375 | 1055388 |  | 0 | 0 | 0 | 0 | 0 | 0 | 0 | 0 | 0 | 0 | 0 | 321 | 0 | 0 | 0 | 0 | 0 | 0 | 0 | 0 | 0 | 0 | 0 | 0 | 0 | 0 | 0 | 0 | 0 | 0
179 | 1526 | AZ | Mesquite Solar 1 | 57707 | OP | PV | SUN | 16 | 0.279 | 39059.2 |  | 0 | 0 | 0 | 0 | 0 | 0 | 0 | 0 | 0 | 0 | 0 | 0 | 0 | 0 | 0 | 0 | 0 | 0 | 0 | 0 | 0 | 0 | 0 | 16 | 0 | 0 | 0 | 0 | 0 | 0
180 | 1527 | AZ | Mesquite Solar 1 | 57707 | OP | PV | SUN | 12 | 0.279 | 29294.4 |  | 0 | 0 | 0 | 0 | 0 | 0 | 0 | 0 | 0 | 0 | 0 | 0 | 0 | 0 | 0 | 0 | 0 | 0 | 0 | 0 | 0 | 0 | 0 | 12 | 0 | 0 | 0 | 0 | 0 | 0
181 | 1528 | AZ | Mesquite Solar 1 | 57707 | OP | PV | SUN | 16 | 0.279 | 39059.2 |  | 0 | 0 | 0 | 0 | 0 | 0 | 0 | 0 | 0 | 0 | 0 | 0 | 0 | 0 | 0 | 0 | 0 | 0 | 0 | 0 | 0 | 0 | 0 | 16 | 0 | 0 | 0 | 0 | 0 | 0
182 | 1529 | AZ | Mesquite Solar 1 | 57707 | OP | PV | SUN | 16 | 0.279 | 39059.2 |  | 0 | 0 | 0 | 0 | 0 | 0 | 0 | 0 | 0 | 0 | 0 | 0 | 0 | 0 | 0 | 0 | 0 | 0 | 0 | 0 | 0 | 0 | 0 | 16 | 0 | 0 | 0 | 0 | 0 | 0
183 | 1530 | AZ | Mesquite Solar 1 | 57707 | OP | PV | SUN | 16 | 0.279 | 39059.2 |  | 0 | 0 | 0 | 0 | 0 | 0 | 0 | 0 | 0 | 0 | 0 | 0 | 0 | 0 | 0 | 0 | 0 | 0 | 0 | 0 | 0 | 0 | 0 | 16 | 0 | 0 | 0 | 0 | 0 | 0
184 | 1531 | AZ | Mesquite Solar 1 | 57707 | OP | PV | SUN | 10 | 0.279 | 24412 |  | 0 | 0 | 0 | 0 | 0 | 0 | 0 | 0 | 0 | 0 | 0 | 0 | 0 | 0 | 0 | 0 | 0 | 0 | 0 | 0 | 0 | 0 | 0 | 10 | 0 | 0 | 0 | 0 | 0 | 0
185 | 1532 | AZ | Mesquite Solar 1 | 57707 | OP | PV | SUN | 16 | 0.279 | 39059.2 |  | 0 | 0 | 0 | 0 | 0 | 0 | 0 | 0 | 0 | 0 | 0 | 0 | 0 | 0 | 0 | 0 | 0 | 0 | 0 | 0 | 0 | 0 | 0 | 16 | 0 | 0 | 0 | 0 | 0 | 0
186 | 1533 | AZ | Mesquite Solar 1 | 57707 | OP | PV | SUN | 16 | 0.279 | 39059.2 |  | 0 | 0 | 0 | 0 | 0 | 0 | 0 | 0 | 0 | 0 | 0 | 0 | 0 | 0 | 0 | 0 | 0 | 0 | 0 | 0 | 0 | 0 | 0 | 16 | 0 | 0 | 0 | 0 | 0 | 0
187 | 1534 | AZ | Mesquite Solar 1 | 57707 | OP | PV | SUN | 8 | 0.279 | 19529.6 |  | 0 | 0 | 0 | 0 | 0 | 0 | 0 | 0 | 0 | 0 | 0 | 0 | 0 | 0 | 0 | 0 | 0 | 0 | 0 | 0 | 0 | 0 | 0 | 8 | 0 | 0 | 0 | 0 | 0 | 0
188 | 1535 | AZ | Mesquite Solar 1 | 57707 | OP | PV | SUN | 16 | 0.279 | 39059.2 |  | 0 | 0 | 0 | 0 | 0 | 0 | 0 | 0 | 0 | 0 | 0 | 0 | 0 | 0 | 0 | 0 | 0 | 0 | 0 | 0 | 0 | 0 | 0 | 16 | 0 | 0 | 0 | 0 | 0 | 0
189 | 1536 | AZ | Mesquite Solar 1 | 57707 | OP | PV | SUN | 12 | 0.279 | 29294.4 |  | 0 | 0 | 0 | 0 | 0 | 0 | 0 | 0 | 0 | 0 | 0 | 0 | 0 | 0 | 0 | 0 | 0 | 0 | 0 | 0 | 0 | 0 | 0 | 12 | 0 | 0 | 0 | 0 | 0 | 0
190 | 1537 | AZ | Mesquite Solar 1 | 57707 | OP | PV | SUN | 16 | 0.279 | 39059.2 |  | 0 | 0 | 0 | 0 | 0 | 0 | 0 | 0 | 0 | 0 | 0 | 0 | 0 | 0 | 0 | 0 | 0 | 0 | 0 | 0 | 0 | 0 | 0 | 16 | 0 | 0 | 0 | 0 | 0 | 0
191 | 1538 | AZ | Mesquite Solar 2, LLC | 60307 | OP | PV | SUN | 100 | 0.325 | 285023 |  | 0 | 0 | 0 | 0 | 0 | 0 | 0 | 0 | 0 | 0 | 0 | 0 | 0 | 0 | 0 | 0 | 0 | 0 | 0 | 0 | 0 | 0 | 0 | 100 | 0 | 0 | 0 | 0 | 0 | 0
192 | 1539 | AZ | Mesquite Solar 3, LLC | 60308 | OP | PV | SUN | 150 | 0.339 | 445789 |  | 0 | 0 | 0 | 0 | 0 | 0 | 0 | 0 | 0 | 0 | 0 | 0 | 0 | 0 | 0 | 0 | 0 | 0 | 0 | 0 | 0 | 0 | 0 | 150 | 0 | 0 | 0 | 0 | 0 | 0
193 | 1540 | AZ | Mohave Electric at Fort Mohave | 59819 | OP | PV | SUN | 4.4 | 0.316 | 12182.806 |  | 0 | 0 | 0 | 0 | 0 | 0 | 0 | 0 | 0 | 0 | 0 | 0 | 0 | 0 | 0 | 0 | 0 | 0 | 0 | 0 | 0 | 0 | 0 | 4.4 | 0 | 0 | 0 | 0 | 0 | 0
194 | 1541 | AZ | Mohave Electric at Fort Mohave | 59819 | OP | PV | SUN | 10 | 0.316 | 27688.194 |  | 0 | 0 | 0 | 0 | 0 | 0 | 0 | 0 | 0 | 0 | 0 | 0 | 0 | 0 | 0 | 0 | 0 | 0 | 0 | 0 | 0 | 0 | 0 | 10 | 0 | 0 | 0 | 0 | 0 | 0
195 | 1542 | AZ | Mormon Flat | 148 | OP | HY | WAT | 9.2 | 0.148 | 11964 |  | 0 | 0 | 0 | 0 | 0 | 0 | 0 | 0 | 0 | 0 | 0 | 0 | 0 | 0 | 0 | 0 | 0 | 0 | 0 | 0 | 0 | 0 | 0 | 0 | 9.2 | 0 | 0 | 0 | 0 | 0
196 | 1543 | AZ | Mormon Flat | 148 | OP | PS | WAT | 54.3 | 0.011 | 5226 |  | 0 | 0 | 0 | 0 | 0 | 0 | 0 | 0 | 0 | 0 | 0 | 0 | 0 | 0 | 0 | 0 | 0 | 0 | 0 | 0 | 0 | 0 | 0 | 0 | 54.3 | 0 | 0 | 0 | 0 | 0
197 | 1544 | AZ | Navajo | 4941 | OP | ST | BIT | 803.1 | 0.611 | 4296280 | 2019 | 0 | 0 | 803.1 | 0 | 0 | 0 | 0 | 0 | 0 | 0 | 0 | 0 | 0 | 0 | 0 | 0 | 0 | 0 | 0 | 0 | 0 | 0 | 0 | 0 | 0 | 0 | 0 | 0 | 0 | 0
198 | 1545 | AZ | Navajo | 4941 | OP | ST | BIT | 803.1 | 0.62 | 4359192 | 2019 | 0 | 0 | 803.1 | 0 | 0 | 0 | 0 | 0 | 0 | 0 | 0 | 0 | 0 | 0 | 0 | 0 | 0 | 0 | 0 | 0 | 0 | 0 | 0 | 0 | 0 | 0 | 0 | 0 | 0 | 0
199 | 1546 | AZ | Navajo | 4941 | OP | ST | BIT | 803.1 | 0.62 | 4361965 | 2019 | 0 | 0 | 803.1 | 0 | 0 | 0 | 0 | 0 | 0 | 0 | 0 | 0 | 0 | 0 | 0 | 0 | 0 | 0 | 0 | 0 | 0 | 0 | 0 | 0 | 0 | 0 | 0 | 0 | 0 | 0
200 | 1547 | AZ | North Loop | 6088 | OP | GT | NG | 27 | 0.008 | 1978.163 |  | 0 | 0 | 0 | 0 | 0 | 0 | 0 | 0 | 0 | 0 | 0 | 27 | 0 | 0 | 0 | 0 | 0 | 0 | 0 | 0 | 0 | 0 | 0 | 0 | 0 | 0 | 0 | 0 | 0 | 0
201 | 1548 | AZ | North Loop | 6088 | OP | GT | NG | 27 | 0.008 | 1978.163 |  | 0 | 0 | 0 | 0 | 0 | 0 | 0 | 0 | 0 | 0 | 0 | 27 | 0 | 0 | 0 | 0 | 0 | 0 | 0 | 0 | 0 | 0 | 0 | 0 | 0 | 0 | 0 | 0 | 0 | 0
202 | 1549 | AZ | North Loop | 6088 | OP | GT | NG | 27 | 0.008 | 1978.163 |  | 0 | 0 | 0 | 0 | 0 | 0 | 0 | 0 | 0 | 0 | 0 | 27 | 0 | 0 | 0 | 0 | 0 | 0 | 0 | 0 | 0 | 0 | 0 | 0 | 0 | 0 | 0 | 0 | 0 | 0
203 | 1550 | AZ | North Loop | 6088 | OP | GT | NG | 26.8 | 0.008 | 1963.51 |  | 0 | 0 | 0 | 0 | 0 | 0 | 0 | 0 | 0 | 0 | 0 | 26.8 | 0 | 0 | 0 | 0 | 0 | 0 | 0 | 0 | 0 | 0 | 0 | 0 | 0 | 0 | 0 | 0 | 0 | 0
204 | 1551 | AZ | Northwest Regional | 57403 | OP | IC | LFG | 1.6 | 0.826 | 11573.5 |  | 0 | 0 | 0 | 0 | 0 | 0 | 0 | 1.6 | 0 | 0 | 0 | 0 | 0 | 0 | 0 | 0 | 0 | 0 | 0 | 0 | 0 | 0 | 0 | 0 | 0 | 0 | 0 | 0 | 0 | 0
205 | 1552 | AZ | Northwest Regional | 57403 | OP | IC | LFG | 1.6 | 0.826 | 11573.5 |  | 0 | 0 | 0 | 0 | 0 | 0 | 0 | 1.6 | 0 | 0 | 0 | 0 | 0 | 0 | 0 | 0 | 0 | 0 | 0 | 0 | 0 | 0 | 0 | 0 | 0 | 0 | 0 | 0 | 0 | 0
206 | 1553 | AZ | Novo BioPower Plant | 56616 | OP | ST | WDS | 27.2 | 0.762 | 181641 |  | 0 | 0 | 0 | 0 | 0 | 0 | 0 | 0 | 0 | 0 | 0 | 0 | 0 | 0 | 0 | 0 | 0 | 0 | 0 | 0 | 0 | 0 | 0 | 0 | 0 | 0 | 0 | 27.2 | 0 | 0
207 | 1554 | AZ | Ocotillo | 116 | OP | ST | NG | 113.6 | 0.136 | 135447 | 2019 | 0 | 0 | 0 | 0 | 0 | 0 | 0 | 0 | 0 | 0 | 0 | 113.6 | 0 | 0 | 0 | 0 | 0 | 0 | 0 | 0 | 0 | 0 | 0 | 0 | 0 | 0 | 0 | 0 | 0 | 0
208 | 1555 | AZ | Ocotillo | 116 | OP | ST | NG | 113.6 | 0.112 | 111273 | 2019 | 0 | 0 | 0 | 0 | 0 | 0 | 0 | 0 | 0 | 0 | 0 | 113.6 | 0 | 0 | 0 | 0 | 0 | 0 | 0 | 0 | 0 | 0 | 0 | 0 | 0 | 0 | 0 | 0 | 0 | 0
209 | 1556 | AZ | Ocotillo | 116 | OP | GT | NG | 53.1 | 0.003 | 1583.384 |  | 0 | 0 | 0 | 0 | 0 | 0 | 0 | 0 | 0 | 0 | 0 | 53.1 | 0 | 0 | 0 | 0 | 0 | 0 | 0 | 0 | 0 | 0 | 0 | 0 | 0 | 0 | 0 | 0 | 0 | 0
210 | 1557 | AZ | Ocotillo | 116 | OP | GT | NG | 53.1 | 0.003 | 1583.384 |  | 0 | 0 | 0 | 0 | 0 | 0 | 0 | 0 | 0 | 0 | 0 | 53.1 | 0 | 0 | 0 | 0 | 0 | 0 | 0 | 0 | 0 | 0 | 0 | 0 | 0 | 0 | 0 | 0 | 0 | 0
211 | 1566 | AZ | Palo Verde | 6008 | OP | ST | NUC | 1403.2 | 0.843 | 10365753 |  | 0 | 0 | 0 | 0 | 0 | 0 | 0 | 0 | 0 | 0 | 0 | 0 | 1403.2 | 0 | 0 | 0 | 0 | 0 | 0 | 0 | 0 | 0 | 0 | 0 | 0 | 0 | 0 | 0 | 0 | 0
212 | 1567 | AZ | Palo Verde | 6008 | OP | ST | NUC | 1403.2 | 0.843 | 10365753 |  | 0 | 0 | 0 | 0 | 0 | 0 | 0 | 0 | 0 | 0 | 0 | 0 | 1403.2 | 0 | 0 | 0 | 0 | 0 | 0 | 0 | 0 | 0 | 0 | 0 | 0 | 0 | 0 | 0 | 0 | 0
213 | 1568 | AZ | Palo Verde | 6008 | OP | ST | NUC | 1403.2 | 0.843 | 10365753 |  | 0 | 0 | 0 | 0 | 0 | 0 | 0 | 0 | 0 | 0 | 0 | 0 | 1403.2 | 0 | 0 | 0 | 0 | 0 | 0 | 0 | 0 | 0 | 0 | 0 | 0 | 0 | 0 | 0 | 0 | 0
214 | 1569 | AZ | Paloma Solar | 57562 | OP | PV | SUN | 17.6 | 0.246 | 37861 |  | 0 | 0 | 0 | 0 | 0 | 0 | 0 | 0 | 0 | 0 | 0 | 0 | 0 | 0 | 0 | 0 | 0 | 0 | 0 | 0 | 0 | 0 | 0 | 17.6 | 0 | 0 | 0 | 0 | 0 | 0
215 | 1571 | AZ | Paradise Valley H.S. PV | 58293 | OP | PV | SUN | 1.3 | 0.228 | 2594 |  | 0 | 0 | 0 | 0 | 0 | 0 | 0 | 0 | 0 | 0 | 0 | 0 | 0 | 0 | 0 | 0 | 0 | 0 | 0 | 0 | 0 | 0 | 0 | 1.3 | 0 | 0 | 0 | 0 | 0 | 0
216 | 1572 | AZ | Perrin Ranch Wind LLC | 58155 | OP | WT | WND | 99.2 | 0.245 | 212667 |  | 0 | 0 | 0 | 0 | 0 | 0 | 0 | 0 | 0 | 0 | 0 | 0 | 0 | 0 | 0 | 0 | 0 | 0 | 0 | 0 | 0 | 0 | 0 | 0 | 0 | 0 | 0 | 0 | 0 | 99.2
217 | 1573 | AZ | Phoenix Airport East Economy Lot | 58708 | OP | PV | SUN | 1.1 | 0.203 | 1954 |  | 0 | 0 | 0 | 0 | 0 | 0 | 0 | 0 | 0 | 0 | 0 | 0 | 0 | 0 | 0 | 0 | 0 | 0 | 0 | 0 | 0 | 0 | 0 | 1.1 | 0 | 0 | 0 | 0 | 0 | 0
218 | 1574 | AZ | Phoenix Airport Rental Car Center | 58709 | OP | PV | SUN | 1.6 | 0.435 | 6090 |  | 0 | 0 | 0 | 0 | 0 | 0 | 0 | 0 | 0 | 0 | 0 | 0 | 0 | 0 | 0 | 0 | 0 | 0 | 0 | 0 | 0 | 0 | 0 | 1.6 | 0 | 0 | 0 | 0 | 0 | 0
219 | 1575 | AZ | Picture Rocks Solar, LLC | 58486 | OP | PV | SUN | 20 | 0.3 | 52539 |  | 0 | 0 | 0 | 0 | 0 | 0 | 0 | 0 | 0 | 0 | 0 | 0 | 0 | 0 | 0 | 0 | 0 | 0 | 0 | 0 | 0 | 0 | 0 | 20 | 0 | 0 | 0 | 0 | 0 | 0
220 | 1577 | AZ | Pima Community College - East Campus | 61104 | OP | PV | SUN | 1.3 | 0 | 0 |  | 0 | 0 | 0 | 0 | 0 | 0 | 0 | 0 | 0 | 0 | 0 | 0 | 0 | 0 | 0 | 0 | 0 | 0 | 0 | 0 | 0 | 0 | 0 | 1.3 | 0 | 0 | 0 | 0 | 0 | 0
221 | 1578 | AZ | Pima Energy Storage System | 61197 | OP | BA | MWH | 10 | -0.006 | -514 |  | 0 | 0 | 0 | 0 | 0 | 0 | 0 | 0 | 0 | 0 | 10 | 0 | 0 | 0 | 0 | 0 | 0 | 0 | 0 | 0 | 0 | 0 | 0 | 0 | 0 | 0 | 0 | 0 | 0 | 0
222 | 1579 | AZ | Pinal Central Energy Center | 61678 | OP | BA | MWH | 10 | -0.019 | -1652 |  | 0 | 0 | 0 | 0 | 0 | 0 | 0 | 0 | 0 | 0 | 10 | 0 | 0 | 0 | 0 | 0 | 0 | 0 | 0 | 0 | 0 | 0 | 0 | 0 | 0 | 0 | 0 | 0 | 0 | 0
223 | 1580 | AZ | Pinal Central Energy Center | 61678 | OP | PV | SUN | 20 | 0.291 | 50931 |  | 0 | 0 | 0 | 0 | 0 | 0 | 0 | 0 | 0 | 0 | 0 | 0 | 0 | 0 | 0 | 0 | 0 | 0 | 0 | 0 | 0 | 0 | 0 | 20 | 0 | 0 | 0 | 0 | 0 | 0
224 | 1581 | AZ | Prairie Fire | 58171 | OP | PV | SUN | 4.5 | 0.209 | 8233 |  | 0 | 0 | 0 | 0 | 0 | 0 | 0 | 0 | 0 | 0 | 0 | 0 | 0 | 0 | 0 | 0 | 0 | 0 | 0 | 0 | 0 | 0 | 0 | 4.5 | 0 | 0 | 0 | 0 | 0 | 0
225 | 1582 | AZ | Prescott Airport | 56228 | OP | PV | SUN | 2.1 | 0.07 | 1278.923 |  | 0 | 0 | 0 | 0 | 0 | 0 | 0 | 0 | 0 | 0 | 0 | 0 | 0 | 0 | 0 | 0 | 0 | 0 | 0 | 0 | 0 | 0 | 0 | 2.1 | 0 | 0 | 0 | 0 | 0 | 0
226 | 1584 | AZ | Prescott Solar Plant | 58147 | OP | PV | SUN | 10.8 | 0.154 | 14562 |  | 0 | 0 | 0 | 0 | 0 | 0 | 0 | 0 | 0 | 0 | 0 | 0 | 0 | 0 | 0 | 0 | 0 | 0 | 0 | 0 | 0 | 0 | 0 | 10.8 | 0 | 0 | 0 | 0 | 0 | 0
227 | 1585 | AZ | Punkin Center Battery Storage | 61913 | OP | BA | MWH | 2 | 0 | 0 |  | 0 | 0 | 0 | 0 | 0 | 0 | 0 | 0 | 0 | 0 | 2 | 0 | 0 | 0 | 0 | 0 | 0 | 0 | 0 | 0 | 0 | 0 | 0 | 0 | 0 | 0 | 0 | 0 | 0 | 0
228 | 1586 | AZ | Queen Creek Solar Farm | 57883 | OP | PV | SUN | 19 | 0.298 | 49557 |  | 0 | 0 | 0 | 0 | 0 | 0 | 0 | 0 | 0 | 0 | 0 | 0 | 0 | 0 | 0 | 0 | 0 | 0 | 0 | 0 | 0 | 0 | 0 | 19 | 0 | 0 | 0 | 0 | 0 | 0
229 | 1587 | AZ | RE Ajo 1 LLC | 57795 | OP | PV | SUN | 4.5 | 0.257 | 10135 |  | 0 | 0 | 0 | 0 | 0 | 0 | 0 | 0 | 0 | 0 | 0 | 0 | 0 | 0 | 0 | 0 | 0 | 0 | 0 | 0 | 0 | 0 | 0 | 4.5 | 0 | 0 | 0 | 0 | 0 | 0
230 | 1588 | AZ | RE Bagdad Solar I LLC | 57790 | OP | PV | SUN | 16.6 | 0.236 | 34344 |  | 0 | 0 | 0 | 0 | 0 | 0 | 0 | 0 | 0 | 0 | 0 | 0 | 0 | 0 | 0 | 0 | 0 | 0 | 0 | 0 | 0 | 0 | 0 | 16.6 | 0 | 0 | 0 | 0 | 0 | 0
231 | 1589 | AZ | Red Hawk | 55455 | OP | CT | NG | 187.5 | 0.295 | 484424 |  | 0 | 0 | 0 | 0 | 0 | 0 | 0 | 0 | 0 | 0 | 0 | 187.5 | 0 | 0 | 0 | 0 | 0 | 0 | 0 | 0 | 0 | 0 | 0 | 0 | 0 | 0 | 0 | 0 | 0 | 0
232 | 1590 | AZ | Red Hawk | 55455 | OP | CT | NG | 181.6 | 0.311 | 495067 |  | 0 | 0 | 0 | 0 | 0 | 0 | 0 | 0 | 0 | 0 | 0 | 181.6 | 0 | 0 | 0 | 0 | 0 | 0 | 0 | 0 | 0 | 0 | 0 | 0 | 0 | 0 | 0 | 0 | 0 | 0
233 | 1591 | AZ | Red Hawk | 55455 | OP | CT | NG | 181.6 | 0.376 | 598084 |  | 0 | 0 | 0 | 0 | 0 | 0 | 0 | 0 | 0 | 0 | 0 | 181.6 | 0 | 0 | 0 | 0 | 0 | 0 | 0 | 0 | 0 | 0 | 0 | 0 | 0 | 0 | 0 | 0 | 0 | 0
234 | 1592 | AZ | Red Hawk | 55455 | OP | CT | NG | 181.6 | 0.437 | 694678 |  | 0 | 0 | 0 | 0 | 0 | 0 | 0 | 0 | 0 | 0 | 0 | 181.6 | 0 | 0 | 0 | 0 | 0 | 0 | 0 | 0 | 0 | 0 | 0 | 0 | 0 | 0 | 0 | 0 | 0 | 0
235 | 1593 | AZ | Red Hawk | 55455 | OP | CA | NG | 204 | 0.318 | 568193 |  | 0 | 0 | 0 | 0 | 0 | 0 | 0 | 0 | 0 | 0 | 0 | 204 | 0 | 0 | 0 | 0 | 0 | 0 | 0 | 0 | 0 | 0 | 0 | 0 | 0 | 0 | 0 | 0 | 0 | 0
236 | 1594 | AZ | Red Hawk | 55455 | OP | CA | NG | 204 | 0.42 | 751440 |  | 0 | 0 | 0 | 0 | 0 | 0 | 0 | 0 | 0 | 0 | 0 | 204 | 0 | 0 | 0 | 0 | 0 | 0 | 0 | 0 | 0 | 0 | 0 | 0 | 0 | 0 | 0 | 0 | 0 | 0
237 | 1595 | AZ | Red Horse 2 | 58833 | OP | PV | SUN | 51 | 0.352 | 157116 |  | 0 | 0 | 0 | 0 | 0 | 0 | 0 | 0 | 0 | 0 | 0 | 0 | 0 | 0 | 0 | 0 | 0 | 0 | 0 | 0 | 0 | 0 | 0 | 51 | 0 | 0 | 0 | 0 | 0 | 0
238 | 1596 | AZ | Red Horse 2 | 58833 | OP | WT | WND | 30 | 0.263 | 68990 |  | 0 | 0 | 0 | 0 | 0 | 0 | 0 | 0 | 0 | 0 | 0 | 0 | 0 | 0 | 0 | 0 | 0 | 0 | 0 | 0 | 0 | 0 | 0 | 0 | 0 | 0 | 0 | 0 | 0 | 30
239 | 1597 | AZ | Red Horse III | 60285 | OP | PV | SUN | 30 | 0.309 | 81228 |  | 0 | 0 | 0 | 0 | 0 | 0 | 0 | 0 | 0 | 0 | 0 | 0 | 0 | 0 | 0 | 0 | 0 | 0 | 0 | 0 | 0 | 0 | 0 | 30 | 0 | 0 | 0 | 0 | 0 | 0
240 | 1598 | AZ | Red Rock | 60467 | OP | PV | SUN | 40 | 0.342 | 120005 |  | 0 | 0 | 0 | 0 | 0 | 0 | 0 | 0 | 0 | 0 | 0 | 0 | 0 | 0 | 0 | 0 | 0 | 0 | 0 | 0 | 0 | 0 | 0 | 40 | 0 | 0 | 0 | 0 | 0 | 0
241 | 1599 | AZ | Rio Rico Solar | 59044 | OP | PV | SUN | 6 | 0.214 | 11252 |  | 0 | 0 | 0 | 0 | 0 | 0 | 0 | 0 | 0 | 0 | 0 | 0 | 0 | 0 | 0 | 0 | 0 | 0 | 0 | 0 | 0 | 0 | 0 | 6 | 0 | 0 | 0 | 0 | 0 | 0
242 | 1600 | AZ | Roger Road WWTP | 57524 | OP | PV | SUN | 1.1 | 0.148 | 1422 |  | 0 | 0 | 0 | 0 | 0 | 0 | 0 | 0 | 0 | 0 | 0 | 0 | 0 | 0 | 0 | 0 | 0 | 0 | 0 | 0 | 0 | 0 | 0 | 1.1 | 0 | 0 | 0 | 0 | 0 | 0
243 | 1601 | AZ | Roosevelt | 149 | OP | HY | WAT | 36 | 0.185 | 58274 |  | 0 | 0 | 0 | 0 | 0 | 0 | 0 | 0 | 0 | 0 | 0 | 0 | 0 | 0 | 0 | 0 | 0 | 0 | 0 | 0 | 0 | 0 | 0 | 0 | 36 | 0 | 0 | 0 | 0 | 0
244 | 1602 | AZ | Saddle Mountain Solar I | 58213 | OP | PV | SUN | 15 | 0.263 | 34527 |  | 0 | 0 | 0 | 0 | 0 | 0 | 0 | 0 | 0 | 0 | 0 | 0 | 0 | 0 | 0 | 0 | 0 | 0 | 0 | 0 | 0 | 0 | 0 | 15 | 0 | 0 | 0 | 0 | 0 | 0
245 | 1603 | AZ | Saguaro | 118 | OP | GT | NG | 78.3 | 0.068 | 46413.439 |  | 0 | 0 | 0 | 0 | 0 | 0 | 0 | 0 | 0 | 0 | 0 | 78.3 | 0 | 0 | 0 | 0 | 0 | 0 | 0 | 0 | 0 | 0 | 0 | 0 | 0 | 0 | 0 | 0 | 0 | 0
246 | 1604 | AZ | Saguaro | 118 | OP | GT | NG | 53.1 | 0.068 | 31475.78 |  | 0 | 0 | 0 | 0 | 0 | 0 | 0 | 0 | 0 | 0 | 0 | 53.1 | 0 | 0 | 0 | 0 | 0 | 0 | 0 | 0 | 0 | 0 | 0 | 0 | 0 | 0 | 0 | 0 | 0 | 0
247 | 1605 | AZ | Saguaro | 118 | OP | GT | NG | 53.1 | 0.068 | 31475.78 |  | 0 | 0 | 0 | 0 | 0 | 0 | 0 | 0 | 0 | 0 | 0 | 53.1 | 0 | 0 | 0 | 0 | 0 | 0 | 0 | 0 | 0 | 0 | 0 | 0 | 0 | 0 | 0 | 0 | 0 | 0
248 | 1609 | AZ | Sandstone Solar | 59634 | OP | PV | SUN | 45 | 0.312 | 123177 |  | 0 | 0 | 0 | 0 | 0 | 0 | 0 | 0 | 0 | 0 | 0 | 0 | 0 | 0 | 0 | 0 | 0 | 0 | 0 | 0 | 0 | 0 | 0 | 45 | 0 | 0 | 0 | 0 | 0 | 0
249 | 1610 | AZ | Santan | 8068 | OP | CS | NG | 103.5 | 0.103 | 93146 |  | 0 | 0 | 0 | 0 | 0 | 0 | 0 | 0 | 0 | 0 | 0 | 103.5 | 0 | 0 | 0 | 0 | 0 | 0 | 0 | 0 | 0 | 0 | 0 | 0 | 0 | 0 | 0 | 0 | 0 | 0
250 | 1611 | AZ | Santan | 8068 | OP | CS | NG | 103.5 | 0.11 | 99684 |  | 0 | 0 | 0 | 0 | 0 | 0 | 0 | 0 | 0 | 0 | 0 | 103.5 | 0 | 0 | 0 | 0 | 0 | 0 | 0 | 0 | 0 | 0 | 0 | 0 | 0 | 0 | 0 | 0 | 0 | 0
251 | 1612 | AZ | Santan | 8068 | OP | CS | NG | 103.5 | 0.094 | 84821 |  | 0 | 0 | 0 | 0 | 0 | 0 | 0 | 0 | 0 | 0 | 0 | 103.5 | 0 | 0 | 0 | 0 | 0 | 0 | 0 | 0 | 0 | 0 | 0 | 0 | 0 | 0 | 0 | 0 | 0 | 0
252 | 1613 | AZ | Santan | 8068 | OP | CS | NG | 103.5 | 0.097 | 88109 |  | 0 | 0 | 0 | 0 | 0 | 0 | 0 | 0 | 0 | 0 | 0 | 103.5 | 0 | 0 | 0 | 0 | 0 | 0 | 0 | 0 | 0 | 0 | 0 | 0 | 0 | 0 | 0 | 0 | 0 | 0
253 | 1614 | AZ | Santan | 8068 | OP | CT | NG | 153.8 | 0.438 | 590381 |  | 0 | 0 | 0 | 0 | 0 | 0 | 0 | 0 | 0 | 0 | 0 | 153.8 | 0 | 0 | 0 | 0 | 0 | 0 | 0 | 0 | 0 | 0 | 0 | 0 | 0 | 0 | 0 | 0 | 0 | 0
254 | 1615 | AZ | Santan | 8068 | OP | CT | NG | 153.8 | 0.431 | 581339 |  | 0 | 0 | 0 | 0 | 0 | 0 | 0 | 0 | 0 | 0 | 0 | 153.8 | 0 | 0 | 0 | 0 | 0 | 0 | 0 | 0 | 0 | 0 | 0 | 0 | 0 | 0 | 0 | 0 | 0 | 0
255 | 1616 | AZ | Santan | 8068 | OP | CA | NG | 314.5 | 0.308 | 848399 |  | 0 | 0 | 0 | 0 | 0 | 0 | 0 | 0 | 0 | 0 | 0 | 314.5 | 0 | 0 | 0 | 0 | 0 | 0 | 0 | 0 | 0 | 0 | 0 | 0 | 0 | 0 | 0 | 0 | 0 | 0
256 | 1617 | AZ | Santan | 8068 | OP | CT | NG | 153.8 | 0.599 | 806723 |  | 0 | 0 | 0 | 0 | 0 | 0 | 0 | 0 | 0 | 0 | 0 | 153.8 | 0 | 0 | 0 | 0 | 0 | 0 | 0 | 0 | 0 | 0 | 0 | 0 | 0 | 0 | 0 | 0 | 0 | 0
257 | 1618 | AZ | Santan | 8068 | OP | CA | NG | 136.1 | 0.47 | 559931 |  | 0 | 0 | 0 | 0 | 0 | 0 | 0 | 0 | 0 | 0 | 0 | 136.1 | 0 | 0 | 0 | 0 | 0 | 0 | 0 | 0 | 0 | 0 | 0 | 0 | 0 | 0 | 0 | 0 | 0 | 0
258 | 1619 | AZ | Solana Generating Station | 56812 | OP | CP | SUN | 140 | 0.316 | 388006.5 |  | 0 | 0 | 0 | 0 | 0 | 0 | 0 | 0 | 0 | 0 | 0 | 0 | 0 | 0 | 0 | 0 | 0 | 0 | 0 | 0 | 0 | 0 | 0 | 140 | 0 | 0 | 0 | 0 | 0 | 0
259 | 1620 | AZ | Solana Generating Station | 56812 | OP | CP | SUN | 140 | 0.316 | 388006.5 |  | 0 | 0 | 0 | 0 | 0 | 0 | 0 | 0 | 0 | 0 | 0 | 0 | 0 | 0 | 0 | 0 | 0 | 0 | 0 | 0 | 0 | 0 | 0 | 140 | 0 | 0 | 0 | 0 | 0 | 0
260 | 1621 | AZ | South Consolidated | 100 | OP | HY | WAT | 1.4 | 0 | 0 |  | 0 | 0 | 0 | 0 | 0 | 0 | 0 | 0 | 0 | 0 | 0 | 0 | 0 | 0 | 0 | 0 | 0 | 0 | 0 | 0 | 0 | 0 | 0 | 0 | 1.4 | 0 | 0 | 0 | 0 | 0
261 | 1622 | AZ | South Point Energy Center | 55177 | OP | CT | NG | 236 | 0.087 | 179598 |  | 0 | 0 | 0 | 0 | 0 | 0 | 0 | 0 | 0 | 0 | 0 | 236 | 0 | 0 | 0 | 0 | 0 | 0 | 0 | 0 | 0 | 0 | 0 | 0 | 0 | 0 | 0 | 0 | 0 | 0
262 | 1624 | AZ | South Point Energy Center | 55177 | OP | CA | NG | 236 | 0.039 | 81553 |  | 0 | 0 | 0 | 0 | 0 | 0 | 0 | 0 | 0 | 0 | 0 | 236 | 0 | 0 | 0 | 0 | 0 | 0 | 0 | 0 | 0 | 0 | 0 | 0 | 0 | 0 | 0 | 0 | 0 | 0
263 | 1625 | AZ | Springerville | 8223 | OP | ST | SUB | 424.8 | 0.676 | 2516814 |  | 0 | 0 | 0 | 0 | 0 | 0 | 0 | 0 | 0 | 0 | 0 | 0 | 0 | 0 | 0 | 0 | 0 | 0 | 0 | 0 | 0 | 0 | 424.8 | 0 | 0 | 0 | 0 | 0 | 0 | 0
264 | 1626 | AZ | Springerville | 8223 | OP | ST | SUB | 424.8 | 0.716 | 2665984 |  | 0 | 0 | 0 | 0 | 0 | 0 | 0 | 0 | 0 | 0 | 0 | 0 | 0 | 0 | 0 | 0 | 0 | 0 | 0 | 0 | 0 | 0 | 424.8 | 0 | 0 | 0 | 0 | 0 | 0 | 0
265 | 1627 | AZ | Springerville | 8223 | OP | ST | SUB | 458.1 | 0.637 | 2557060 |  | 0 | 0 | 0 | 0 | 0 | 0 | 0 | 0 | 0 | 0 | 0 | 0 | 0 | 0 | 0 | 0 | 0 | 0 | 0 | 0 | 0 | 0 | 458.1 | 0 | 0 | 0 | 0 | 0 | 0 | 0
266 | 1628 | AZ | Springerville | 8223 | OP | ST | SUB | 458.1 | 0.548 | 2197970 |  | 0 | 0 | 0 | 0 | 0 | 0 | 0 | 0 | 0 | 0 | 0 | 0 | 0 | 0 | 0 | 0 | 0 | 0 | 0 | 0 | 0 | 0 | 458.1 | 0 | 0 | 0 | 0 | 0 | 0 | 0
267 | 1629 | AZ | Springerville | 8223 | OP | PV | SUN | 3.7 | 0.205 | 6630.179 |  | 0 | 0 | 0 | 0 | 0 | 0 | 0 | 0 | 0 | 0 | 0 | 0 | 0 | 0 | 0 | 0 | 0 | 0 | 0 | 0 | 0 | 0 | 0 | 3.7 | 0 | 0 | 0 | 0 | 0 | 0
268 | 1630 | AZ | Springerville | 8223 | OP | PV | SUN | 1.4 | 0.205 | 2508.716 |  | 0 | 0 | 0 | 0 | 0 | 0 | 0 | 0 | 0 | 0 | 0 | 0 | 0 | 0 | 0 | 0 | 0 | 0 | 0 | 0 | 0 | 0 | 0 | 1.4 | 0 | 0 | 0 | 0 | 0 | 0
269 | 1631 | AZ | Springerville | 8223 | OP | PV | SUN | 8.3 | 0.205 | 14873.104 |  | 0 | 0 | 0 | 0 | 0 | 0 | 0 | 0 | 0 | 0 | 0 | 0 | 0 | 0 | 0 | 0 | 0 | 0 | 0 | 0 | 0 | 0 | 0 | 8.3 | 0 | 0 | 0 | 0 | 0 | 0
270 | 1633 | AZ | SR85 | 59444 | OP | PV | SUN | 10 | 0.339 | 29690 |  | 0 | 0 | 0 | 0 | 0 | 0 | 0 | 0 | 0 | 0 | 0 | 0 | 0 | 0 | 0 | 0 | 0 | 0 | 0 | 0 | 0 | 0 | 0 | 10 | 0 | 0 | 0 | 0 | 0 | 0
271 | 1634 | AZ | Stewart Mountain | 150 | OP | HY | WAT | 13 | 0.226 | 25730 |  | 0 | 0 | 0 | 0 | 0 | 0 | 0 | 0 | 0 | 0 | 0 | 0 | 0 | 0 | 0 | 0 | 0 | 0 | 0 | 0 | 0 | 0 | 0 | 0 | 13 | 0 | 0 | 0 | 0 | 0
272 | 1635 | AZ | Sulphur Springs | 60381 | OP | PV | SUN | 20 | 0.311 | 54435 |  | 0 | 0 | 0 | 0 | 0 | 0 | 0 | 0 | 0 | 0 | 0 | 0 | 0 | 0 | 0 | 0 | 0 | 0 | 0 | 0 | 0 | 0 | 0 | 20 | 0 | 0 | 0 | 0 | 0 | 0
273 | 1637 | AZ | Sundance | 55522 | OP | GT | NG | 60.5 | 0.06 | 31697.909 |  | 0 | 0 | 0 | 0 | 0 | 0 | 0 | 0 | 0 | 0 | 0 | 60.5 | 0 | 0 | 0 | 0 | 0 | 0 | 0 | 0 | 0 | 0 | 0 | 0 | 0 | 0 | 0 | 0 | 0 | 0
274 | 1638 | AZ | Sundance | 55522 | OP | GT | NG | 60.5 | 0.06 | 31697.909 |  | 0 | 0 | 0 | 0 | 0 | 0 | 0 | 0 | 0 | 0 | 0 | 60.5 | 0 | 0 | 0 | 0 | 0 | 0 | 0 | 0 | 0 | 0 | 0 | 0 | 0 | 0 | 0 | 0 | 0 | 0
275 | 1639 | AZ | Sundance | 55522 | OP | GT | NG | 60.5 | 0.06 | 31697.909 |  | 0 | 0 | 0 | 0 | 0 | 0 | 0 | 0 | 0 | 0 | 0 | 60.5 | 0 | 0 | 0 | 0 | 0 | 0 | 0 | 0 | 0 | 0 | 0 | 0 | 0 | 0 | 0 | 0 | 0 | 0
276 | 1640 | AZ | Sundance | 55522 | OP | GT | NG | 60.5 | 0.06 | 31697.909 |  | 0 | 0 | 0 | 0 | 0 | 0 | 0 | 0 | 0 | 0 | 0 | 60.5 | 0 | 0 | 0 | 0 | 0 | 0 | 0 | 0 | 0 | 0 | 0 | 0 | 0 | 0 | 0 | 0 | 0 | 0
277 | 1641 | AZ | Sundance | 55522 | OP | GT | NG | 60.5 | 0.06 | 31697.909 |  | 0 | 0 | 0 | 0 | 0 | 0 | 0 | 0 | 0 | 0 | 0 | 60.5 | 0 | 0 | 0 | 0 | 0 | 0 | 0 | 0 | 0 | 0 | 0 | 0 | 0 | 0 | 0 | 0 | 0 | 0
278 | 1642 | AZ | Sundance | 55522 | OP | GT | NG | 60.5 | 0.06 | 31697.909 |  | 0 | 0 | 0 | 0 | 0 | 0 | 0 | 0 | 0 | 0 | 0 | 60.5 | 0 | 0 | 0 | 0 | 0 | 0 | 0 | 0 | 0 | 0 | 0 | 0 | 0 | 0 | 0 | 0 | 0 | 0
279 | 1643 | AZ | Sundance | 55522 | OP | GT | NG | 60.5 | 0.06 | 31697.909 |  | 0 | 0 | 0 | 0 | 0 | 0 | 0 | 0 | 0 | 0 | 0 | 60.5 | 0 | 0 | 0 | 0 | 0 | 0 | 0 | 0 | 0 | 0 | 0 | 0 | 0 | 0 | 0 | 0 | 0 | 0
280 | 1644 | AZ | Sundance | 55522 | OP | GT | NG | 60.5 | 0.06 | 31697.909 |  | 0 | 0 | 0 | 0 | 0 | 0 | 0 | 0 | 0 | 0 | 0 | 60.5 | 0 | 0 | 0 | 0 | 0 | 0 | 0 | 0 | 0 | 0 | 0 | 0 | 0 | 0 | 0 | 0 | 0 | 0
281 | 1645 | AZ | Sundance | 55522 | OP | GT | NG | 60.5 | 0.06 | 31697.909 |  | 0 | 0 | 0 | 0 | 0 | 0 | 0 | 0 | 0 | 0 | 0 | 60.5 | 0 | 0 | 0 | 0 | 0 | 0 | 0 | 0 | 0 | 0 | 0 | 0 | 0 | 0 | 0 | 0 | 0 | 0
282 | 1646 | AZ | Sundance | 55522 | OP | GT | NG | 60.5 | 0.06 | 31697.909 |  | 0 | 0 | 0 | 0 | 0 | 0 | 0 | 0 | 0 | 0 | 0 | 60.5 | 0 | 0 | 0 | 0 | 0 | 0 | 0 | 0 | 0 | 0 | 0 | 0 | 0 | 0 | 0 | 0 | 0 | 0
283 | 1649 | AZ | T0588 Phoenix - AZ | 61199 | OP | PV | SUN | 1.2 | 0.254 | 2670 |  | 0 | 0 | 0 | 0 | 0 | 0 | 0 | 0 | 0 | 0 | 0 | 0 | 0 | 0 | 0 | 0 | 0 | 0 | 0 | 0 | 0 | 0 | 0 | 1.2 | 0 | 0 | 0 | 0 | 0 | 0
284 | 1651 | AZ | Tech Park Solar | 59455 | OP | PV | SUN | 5 | 0.306 | 13385 |  | 0 | 0 | 0 | 0 | 0 | 0 | 0 | 0 | 0 | 0 | 0 | 0 | 0 | 0 | 0 | 0 | 0 | 0 | 0 | 0 | 0 | 0 | 0 | 5 | 0 | 0 | 0 | 0 | 0 | 0
285 | 1657 | AZ | UASTP I | 57392 | OP | PV | SUN | 1.2 | 0.285 | 2997 |  | 0 | 0 | 0 | 0 | 0 | 0 | 0 | 0 | 0 | 0 | 0 | 0 | 0 | 0 | 0 | 0 | 0 | 0 | 0 | 0 | 0 | 0 | 0 | 1.2 | 0 | 0 | 0 | 0 | 0 | 0
286 | 1658 | AZ | Union HS at Casa Grande | 58516 | OP | PV | SUN | 1.6 | 0.23 | 3219 |  | 0 | 0 | 0 | 0 | 0 | 0 | 0 | 0 | 0 | 0 | 0 | 0 | 0 | 0 | 0 | 0 | 0 | 0 | 0 | 0 | 0 | 0 | 0 | 1.6 | 0 | 0 | 0 | 0 | 0 | 0
287 | 1664 | AZ | Valencia | 6515 | OP | GT | NG | 54 | 0.003 | 1521 |  | 0 | 0 | 0 | 0 | 0 | 0 | 0 | 0 | 0 | 0 | 0 | 54 | 0 | 0 | 0 | 0 | 0 | 0 | 0 | 0 | 0 | 0 | 0 | 0 | 0 | 0 | 0 | 0 | 0 | 0
288 | 1665 | AZ | Valencia Solar | 59454 | OP | PV | SUN | 10 | 0.284 | 24922 |  | 0 | 0 | 0 | 0 | 0 | 0 | 0 | 0 | 0 | 0 | 0 | 0 | 0 | 0 | 0 | 0 | 0 | 0 | 0 | 0 | 0 | 0 | 0 | 10 | 0 | 0 | 0 | 0 | 0 | 0
289 | 1666 | AZ | Vista Grande HS at Casa Grande | 58517 | OP | PV | SUN | 1.8 | 0.193 | 3040 |  | 0 | 0 | 0 | 0 | 0 | 0 | 0 | 0 | 0 | 0 | 0 | 0 | 0 | 0 | 0 | 0 | 0 | 0 | 0 | 0 | 0 | 0 | 0 | 1.8 | 0 | 0 | 0 | 0 | 0 | 0
290 | 1667 | AZ | Waddell | 7164 | OP | PS | WAT | 10 | -0.085 | -7472 |  | 0 | 0 | 0 | 0 | 0 | 0 | 0 | 0 | 0 | 0 | 0 | 0 | 0 | 0 | 0 | 0 | 0 | 0 | 0 | 0 | 0 | 0 | 0 | 0 | 10 | 0 | 0 | 0 | 0 | 0
291 | 1668 | AZ | Waddell | 7164 | OP | PS | WAT | 10 | -0.085 | -7472 |  | 0 | 0 | 0 | 0 | 0 | 0 | 0 | 0 | 0 | 0 | 0 | 0 | 0 | 0 | 0 | 0 | 0 | 0 | 0 | 0 | 0 | 0 | 0 | 0 | 10 | 0 | 0 | 0 | 0 | 0
292 | 1669 | AZ | Waddell | 7164 | OP | PS | WAT | 10 | -0.085 | -7472 |  | 0 | 0 | 0 | 0 | 0 | 0 | 0 | 0 | 0 | 0 | 0 | 0 | 0 | 0 | 0 | 0 | 0 | 0 | 0 | 0 | 0 | 0 | 0 | 0 | 10 | 0 | 0 | 0 | 0 | 0
293 | 1670 | AZ | Waddell | 7164 | OP | PS | WAT | 10 | -0.085 | -7472 |  | 0 | 0 | 0 | 0 | 0 | 0 | 0 | 0 | 0 | 0 | 0 | 0 | 0 | 0 | 0 | 0 | 0 | 0 | 0 | 0 | 0 | 0 | 0 | 0 | 10 | 0 | 0 | 0 | 0 | 0
294 | 1671 | AZ | Walmart Casa Grande | 57939 | OP | PV | SUN | 1 | 0.082 | 722 |  | 0 | 0 | 0 | 0 | 0 | 0 | 0 | 0 | 0 | 0 | 0 | 0 | 0 | 0 | 0 | 0 | 0 | 0 | 0 | 0 | 0 | 0 | 0 | 1 | 0 | 0 | 0 | 0 | 0 | 0
295 | 1672 | AZ | Walmart Casa Grande | 57939 | OP | PV | SUN | 1 | 0.082 | 722 |  | 0 | 0 | 0 | 0 | 0 | 0 | 0 | 0 | 0 | 0 | 0 | 0 | 0 | 0 | 0 | 0 | 0 | 0 | 0 | 0 | 0 | 0 | 0 | 1 | 0 | 0 | 0 | 0 | 0 | 0
296 | 1673 | AZ | West Phoenix | 117 | OP | CS | NG | 132 | 0.239 | 275983 |  | 0 | 0 | 0 | 0 | 0 | 0 | 0 | 0 | 0 | 0 | 0 | 132 | 0 | 0 | 0 | 0 | 0 | 0 | 0 | 0 | 0 | 0 | 0 | 0 | 0 | 0 | 0 | 0 | 0 | 0
297 | 1674 | AZ | West Phoenix | 117 | OP | CS | NG | 132 | 0.212 | 244684 |  | 0 | 0 | 0 | 0 | 0 | 0 | 0 | 0 | 0 | 0 | 0 | 132 | 0 | 0 | 0 | 0 | 0 | 0 | 0 | 0 | 0 | 0 | 0 | 0 | 0 | 0 | 0 | 0 | 0 | 0
298 | 1675 | AZ | West Phoenix | 117 | OP | CS | NG | 132 | 0.184 | 212424 |  | 0 | 0 | 0 | 0 | 0 | 0 | 0 | 0 | 0 | 0 | 0 | 132 | 0 | 0 | 0 | 0 | 0 | 0 | 0 | 0 | 0 | 0 | 0 | 0 | 0 | 0 | 0 | 0 | 0 | 0
299 | 1676 | AZ | West Phoenix | 117 | OP | CT | NG | 91 | 0.434 | 345579 |  | 0 | 0 | 0 | 0 | 0 | 0 | 0 | 0 | 0 | 0 | 0 | 91 | 0 | 0 | 0 | 0 | 0 | 0 | 0 | 0 | 0 | 0 | 0 | 0 | 0 | 0 | 0 | 0 | 0 | 0
300 | 1677 | AZ | West Phoenix | 117 | OP | CA | NG | 44.6 | 0 | 0 |  | 0 | 0 | 0 | 0 | 0 | 0 | 0 | 0 | 0 | 0 | 0 | 44.6 | 0 | 0 | 0 | 0 | 0 | 0 | 0 | 0 | 0 | 0 | 0 | 0 | 0 | 0 | 0 | 0 | 0 | 0
301 | 1678 | AZ | West Phoenix | 117 | OP | CT | NG | 184.5 | 0.367 | 592874 |  | 0 | 0 | 0 | 0 | 0 | 0 | 0 | 0 | 0 | 0 | 0 | 184.5 | 0 | 0 | 0 | 0 | 0 | 0 | 0 | 0 | 0 | 0 | 0 | 0 | 0 | 0 | 0 | 0 | 0 | 0
302 | 1679 | AZ | West Phoenix | 117 | OP | CT | NG | 184.5 | 0.371 | 599136 |  | 0 | 0 | 0 | 0 | 0 | 0 | 0 | 0 | 0 | 0 | 0 | 184.5 | 0 | 0 | 0 | 0 | 0 | 0 | 0 | 0 | 0 | 0 | 0 | 0 | 0 | 0 | 0 | 0 | 0 | 0
303 | 1680 | AZ | West Phoenix | 117 | OP | CA | NG | 200.6 | 0.39 | 686163 |  | 0 | 0 | 0 | 0 | 0 | 0 | 0 | 0 | 0 | 0 | 0 | 200.6 | 0 | 0 | 0 | 0 | 0 | 0 | 0 | 0 | 0 | 0 | 0 | 0 | 0 | 0 | 0 | 0 | 0 | 0
304 | 1681 | AZ | West Phoenix | 117 | OP | GT | NG | 53.1 | 0.03 | 14069.5 |  | 0 | 0 | 0 | 0 | 0 | 0 | 0 | 0 | 0 | 0 | 0 | 53.1 | 0 | 0 | 0 | 0 | 0 | 0 | 0 | 0 | 0 | 0 | 0 | 0 | 0 | 0 | 0 | 0 | 0 | 0
305 | 1682 | AZ | West Phoenix | 117 | OP | GT | NG | 53.1 | 0.03 | 14069.5 |  | 0 | 0 | 0 | 0 | 0 | 0 | 0 | 0 | 0 | 0 | 0 | 53.1 | 0 | 0 | 0 | 0 | 0 | 0 | 0 | 0 | 0 | 0 | 0 | 0 | 0 | 0 | 0 | 0 | 0 | 0
306 | 1688 | AZ | Yucca | 120 | OP | GT | NG | 23.6 | 0.057 | 11774.398 |  | 0 | 0 | 0 | 0 | 0 | 0 | 0 | 0 | 0 | 0 | 0 | 23.6 | 0 | 0 | 0 | 0 | 0 | 0 | 0 | 0 | 0 | 0 | 0 | 0 | 0 | 0 | 0 | 0 | 0 | 0
307 | 1689 | AZ | Yucca | 120 | OP | GT | NG | 23.6 | 0.057 | 11774.398 |  | 0 | 0 | 0 | 0 | 0 | 0 | 0 | 0 | 0 | 0 | 0 | 23.6 | 0 | 0 | 0 | 0 | 0 | 0 | 0 | 0 | 0 | 0 | 0 | 0 | 0 | 0 | 0 | 0 | 0 | 0
308 | 1690 | AZ | Yucca | 120 | OP | GT | DFO | 25.3 | 0.057 | 12622.554 |  | 0 | 0 | 0 | 0 | 25.3 | 0 | 0 | 0 | 0 | 0 | 0 | 0 | 0 | 0 | 0 | 0 | 0 | 0 | 0 | 0 | 0 | 0 | 0 | 0 | 0 | 0 | 0 | 0 | 0 | 0
309 | 1691 | AZ | Yucca | 120 | OP | GT | NG | 72.4 | 0.057 | 36121.458 |  | 0 | 0 | 0 | 0 | 0 | 0 | 0 | 0 | 0 | 0 | 0 | 72.4 | 0 | 0 | 0 | 0 | 0 | 0 | 0 | 0 | 0 | 0 | 0 | 0 | 0 | 0 | 0 | 0 | 0 | 0
310 | 1692 | AZ | Yucca | 120 | OP | GT | DFO | 72.4 | 0.057 | 36121.458 |  | 0 | 0 | 0 | 0 | 72.4 | 0 | 0 | 0 | 0 | 0 | 0 | 0 | 0 | 0 | 0 | 0 | 0 | 0 | 0 | 0 | 0 | 0 | 0 | 0 | 0 | 0 | 0 | 0 | 0 | 0
311 | 1693 | AZ | Yucca | 120 | OP | GT | NG | 60.5 | 0.057 | 30184.367 |  | 0 | 0 | 0 | 0 | 0 | 0 | 0 | 0 | 0 | 0 | 0 | 60.5 | 0 | 0 | 0 | 0 | 0 | 0 | 0 | 0 | 0 | 0 | 0 | 0 | 0 | 0 | 0 | 0 | 0 | 0
312 | 1694 | AZ | Yucca | 120 | OP | GT | NG | 60.5 | 0.057 | 30184.367 |  | 0 | 0 | 0 | 0 | 0 | 0 | 0 | 0 | 0 | 0 | 0 | 60.5 | 0 | 0 | 0 | 0 | 0 | 0 | 0 | 0 | 0 | 0 | 0 | 0 | 0 | 0 | 0 | 0 | 0 | 0
313 | 1695 | AZ | Yucca | 120 | OP | ST | NG | 86.7 | 0.379 | 287994 |  | 0 | 0 | 0 | 0 | 0 | 0 | 0 | 0 | 0 | 0 | 0 | 86.7 | 0 | 0 | 0 | 0 | 0 | 0 | 0 | 0 | 0 | 0 | 0 | 0 | 0 | 0 | 0 | 0 | 0 | 0
314 | 1696 | AZ | Yuma Cogeneration Associates | 54694 | OP | CT | NG | 44.1 | 0.072 | 27908 |  | 0 | 0 | 0 | 0 | 0 | 0 | 0 | 0 | 0 | 0 | 0 | 44.1 | 0 | 0 | 0 | 0 | 0 | 0 | 0 | 0 | 0 | 0 | 0 | 0 | 0 | 0 | 0 | 0 | 0 | 0
315 | 1697 | AZ | Yuma Cogeneration Associates | 54694 | OP | CA | NG | 18.5 | 0.083 | 13388 |  | 0 | 0 | 0 | 0 | 0 | 0 | 0 | 0 | 0 | 0 | 0 | 18.5 | 0 | 0 | 0 | 0 | 0 | 0 | 0 | 0 | 0 | 0 | 0 | 0 | 0 | 0 | 0 | 0 | 0 | 0 | Total
[11 empty] | Sum | 0 | 0 | 2409.3 | 0 | 123.8 | 0 | 0 | 6 | 0 | 0 | 32 | 15816.4 | 4209.6 | 0 | 0 | 0 | 0 | 0 | 0 | 0 | 0 | 821.8 | 2809.7 | 2067.3 | 2909.1 | 0 | 0 | 27.2 | 0 | 267.3 | 31499.5
[11 empty] | % | 0% | 0% | 7.649% | 0% | 0.393% | 0% | 0% | 0.01905% | 0% | 0% | 0.1016% | 50.21% | 13.36% | 0% | 0% | 0% | 0% | 0% | 0% | 0% | 0% | 2.609% | 8.92% | 6.563% | 9.235% | 0% | 0% | 0.08635% | 0% | 0.8486%

## eGRID CA
| eGRID2018 Generator file sequence number | Data Year | Plant state abbreviation | Plant name | DOE/EIA ORIS plant or facility code | Generator ID | Number of associated boilers | Generator status | Generator prime mover type | Generator primary fuel | Generator nameplate capacity (MW) | Generator capacity factor | Generator annual net generation (MWh) | Generator ozone season net generation (MWh) | Generation data source | Generator year on-line | Generator planned or actual retirement year | AB | BFG | BIT | BLQ | DFO | GEO | JF | LFG | LIG | MSW | MWH | NG | NUC | OBG | OBS | OG | OTH | PC | PG | PRG | PUR | RC | SUB | SUN | WAT | WC | WDL | WDS | WH | WND
1 | 1698 | 2018 | CA | 1420 Coil Av #C | 57310 | 1 | 0 | OP | PV | SUN | 1.3 | 0.188 | 2139 | 1164 | Distributed from 923 Generation And Fuel | 2011 |  | 0 | 0 | 0 | 0 | 0 | 0 | 0 | 0 | 0 | 0 | 0 | 0 | 0 | 0 | 0 | 0 | 0 | 0 | 0 | 0 | 0 | 0 | 0 | 1.3 | 0 | 0 | 0 | 0 | 0 | 0
2 | 1699 | 2018 | CA | 2081 Terzian Solar Project | 58918 | 2081 | 0 | OP | PV | SUN | 1.2 | 0.139 | 1466 | 798 | Distributed from 923 Generation And Fuel | 2014 |  | 0 | 0 | 0 | 0 | 0 | 0 | 0 | 0 | 0 | 0 | 0 | 0 | 0 | 0 | 0 | 0 | 0 | 0 | 0 | 0 | 0 | 0 | 0 | 1.2 | 0 | 0 | 0 | 0 | 0 | 0
3 | 1700 | 2018 | CA | 2097 Helton Solar Project | 58920 | 2097 | 0 | OP | PV | SUN | 1.5 | 0.18 | 2365 | 1287 | Distributed from 923 Generation And Fuel | 2014 |  | 0 | 0 | 0 | 0 | 0 | 0 | 0 | 0 | 0 | 0 | 0 | 0 | 0 | 0 | 0 | 0 | 0 | 0 | 0 | 0 | 0 | 0 | 0 | 1.5 | 0 | 0 | 0 | 0 | 0 | 0
4 | 1701 | 2018 | CA | 2127 Harris Solar Project | 58919 | 2127 | 0 | OP | PV | SUN | 1.3 | 0.234 | 2662 | 1449 | Distributed from 923 Generation And Fuel | 2014 |  | 0 | 0 | 0 | 0 | 0 | 0 | 0 | 0 | 0 | 0 | 0 | 0 | 0 | 0 | 0 | 0 | 0 | 0 | 0 | 0 | 0 | 0 | 0 | 1.3 | 0 | 0 | 0 | 0 | 0 | 0
5 | 1702 | 2018 | CA | 2555 E Olympic Bl | 57871 | 1 | 0 | OP | PV | SUN | 1 | 0.151 | 1320 | 718 | Distributed from 923 Generation And Fuel | 2012 |  | 0 | 0 | 0 | 0 | 0 | 0 | 0 | 0 | 0 | 0 | 0 | 0 | 0 | 0 | 0 | 0 | 0 | 0 | 0 | 0 | 0 | 0 | 0 | 1 | 0 | 0 | 0 | 0 | 0 | 0
6 | 1703 | 2018 | CA | 85 A | 52162 | WGNS | 0 | OP | WT | WND | 14.1 | 0.128 | 15766 | 9207 | Distributed from 923 Generation And Fuel | 1985 |  | 0 | 0 | 0 | 0 | 0 | 0 | 0 | 0 | 0 | 0 | 0 | 0 | 0 | 0 | 0 | 0 | 0 | 0 | 0 | 0 | 0 | 0 | 0 | 0 | 0 | 0 | 0 | 0 | 0 | 14.1
7 | 1704 | 2018 | CA | 85 B | 52163 | WTGN | 0 | OP | WT | WND | 21.2 | 0.101 | 18824 | 10992 | Distributed from 923 Generation And Fuel | 1985 |  | 0 | 0 | 0 | 0 | 0 | 0 | 0 | 0 | 0 | 0 | 0 | 0 | 0 | 0 | 0 | 0 | 0 | 0 | 0 | 0 | 0 | 0 | 0 | 0 | 0 | 0 | 0 | 0 | 0 | 21.2
8 | 1705 | 2018 | CA | A G Wishon | 293 | 1 | 0 | OP | HY | WAT | 3.2 | 0.229 | 6413 | 3434.5 | Distributed from 923 Generation And Fuel | 1910 |  | 0 | 0 | 0 | 0 | 0 | 0 | 0 | 0 | 0 | 0 | 0 | 0 | 0 | 0 | 0 | 0 | 0 | 0 | 0 | 0 | 0 | 0 | 0 | 0 | 3.2 | 0 | 0 | 0 | 0 | 0
9 | 1706 | 2018 | CA | A G Wishon | 293 | 2 | 0 | OP | HY | WAT | 3.2 | 0.229 | 6413 | 3434.5 | Distributed from 923 Generation And Fuel | 1910 |  | 0 | 0 | 0 | 0 | 0 | 0 | 0 | 0 | 0 | 0 | 0 | 0 | 0 | 0 | 0 | 0 | 0 | 0 | 0 | 0 | 0 | 0 | 0 | 0 | 3.2 | 0 | 0 | 0 | 0 | 0
10 | 1707 | 2018 | CA | A G Wishon | 293 | 3 | 0 | OP | HY | WAT | 3.2 | 0.229 | 6413 | 3434.5 | Distributed from 923 Generation And Fuel | 1910 |  | 0 | 0 | 0 | 0 | 0 | 0 | 0 | 0 | 0 | 0 | 0 | 0 | 0 | 0 | 0 | 0 | 0 | 0 | 0 | 0 | 0 | 0 | 0 | 0 | 3.2 | 0 | 0 | 0 | 0 | 0
11 | 1708 | 2018 | CA | A G Wishon | 293 | 4 | 0 | OP | HY | WAT | 3.2 | 0.229 | 6413 | 3434.5 | Distributed from 923 Generation And Fuel | 1910 |  | 0 | 0 | 0 | 0 | 0 | 0 | 0 | 0 | 0 | 0 | 0 | 0 | 0 | 0 | 0 | 0 | 0 | 0 | 0 | 0 | 0 | 0 | 0 | 0 | 3.2 | 0 | 0 | 0 | 0 | 0
12 | 1709 | 2018 | CA | ABEC #2 dba West-Star Dairy | 61501 | GEN1 | 0 | OP | IC | OBG | 1 | 0.799 | 7003 | 3181 | Distributed from 923 Generation And Fuel | 2018 |  | 0 | 0 | 0 | 0 | 0 | 0 | 0 | 0 | 0 | 0 | 0 | 0 | 0 | 1 | 0 | 0 | 0 | 0 | 0 | 0 | 0 | 0 | 0 | 0 | 0 | 0 | 0 | 0 | 0 | 0
13 | 1710 | 2018 | CA | ABEC #3 dba Lakeview Dairy | 61502 | GEN1 | 0 | OP | IC | OBG | 1 | 0.698 | 6117 | 2779 | Distributed from 923 Generation And Fuel | 2018 |  | 0 | 0 | 0 | 0 | 0 | 0 | 0 | 0 | 0 | 0 | 0 | 0 | 0 | 1 | 0 | 0 | 0 | 0 | 0 | 0 | 0 | 0 | 0 | 0 | 0 | 0 | 0 | 0 | 0 | 0
14 | 1711 | 2018 | CA | ABEC #4 dba CE&S Dairy | 61503 | GEN1 | 0 | OP | IC | OBG | 1 | 0.797 | 6982 | 3172 | Distributed from 923 Generation And Fuel | 2018 |  | 0 | 0 | 0 | 0 | 0 | 0 | 0 | 0 | 0 | 0 | 0 | 0 | 0 | 1 | 0 | 0 | 0 | 0 | 0 | 0 | 0 | 0 | 0 | 0 | 0 | 0 | 0 | 0 | 0 | 0
15 | 1712 | 2018 | CA | ABEC Bidart-Old River LLC | 58699 | GEN 1 | 0 | OP | IC | OBG | 1 | 0.671 | 5878 | 2437.5 | Distributed from 923 Generation And Fuel | 2013 |  | 0 | 0 | 0 | 0 | 0 | 0 | 0 | 0 | 0 | 0 | 0 | 0 | 0 | 1 | 0 | 0 | 0 | 0 | 0 | 0 | 0 | 0 | 0 | 0 | 0 | 0 | 0 | 0 | 0 | 0
16 | 1713 | 2018 | CA | ABEC Bidart-Old River LLC | 58699 | GEN 2 | 0 | OP | IC | OBG | 1 | 0.671 | 5878 | 2437.5 | Distributed from 923 Generation And Fuel | 2013 |  | 0 | 0 | 0 | 0 | 0 | 0 | 0 | 0 | 0 | 0 | 0 | 0 | 0 | 1 | 0 | 0 | 0 | 0 | 0 | 0 | 0 | 0 | 0 | 0 | 0 | 0 | 0 | 0 | 0 | 0
17 | 1715 | 2018 | CA | Adelanto Solar II, LLC | 59440 | SAS | 0 | OP | PV | SUN | 7 | 0.307 | 18853 | 10260 | Distributed from 923 Generation And Fuel | 2015 |  | 0 | 0 | 0 | 0 | 0 | 0 | 0 | 0 | 0 | 0 | 0 | 0 | 0 | 0 | 0 | 0 | 0 | 0 | 0 | 0 | 0 | 0 | 0 | 7 | 0 | 0 | 0 | 0 | 0 | 0
18 | 1716 | 2018 | CA | Adelanto Solar Project | 57305 | 1 | 0 | OP | PV | SUN | 10 | 0.178 | 15634 | 8508 | Distributed from 923 Generation And Fuel | 2012 |  | 0 | 0 | 0 | 0 | 0 | 0 | 0 | 0 | 0 | 0 | 0 | 0 | 0 | 0 | 0 | 0 | 0 | 0 | 0 | 0 | 0 | 0 | 0 | 10 | 0 | 0 | 0 | 0 | 0 | 0
19 | 1717 | 2018 | CA | Adelanto Solar, LLC | 59441 | SAS | 0 | OP | PV | SUN | 20 | 0.343 | 60037 | 32671 | Distributed from 923 Generation And Fuel | 2015 |  | 0 | 0 | 0 | 0 | 0 | 0 | 0 | 0 | 0 | 0 | 0 | 0 | 0 | 0 | 0 | 0 | 0 | 0 | 0 | 0 | 0 | 0 | 0 | 20 | 0 | 0 | 0 | 0 | 0 | 0
20 | 1718 | 2018 | CA | Adera Solar | 60027 | ADERA | 0 | OP | PV | SUN | 20 | 0.245 | 42969 | 23383 | Distributed from 923 Generation And Fuel | 2015 |  | 0 | 0 | 0 | 0 | 0 | 0 | 0 | 0 | 0 | 0 | 0 | 0 | 0 | 0 | 0 | 0 | 0 | 0 | 0 | 0 | 0 | 0 | 0 | 20 | 0 | 0 | 0 | 0 | 0 | 0
21 | 1719 | 2018 | CA | Adobe San Jose | 57811 | ADB00 | 0 | OP | FC | NG | 0.8 | 0.798 | 5593.333 | 2464.667 | Distributed from 923 Generation And Fuel | 2010 |  | 0 | 0 | 0 | 0 | 0 | 0 | 0 | 0 | 0 | 0 | 0 | 0.8 | 0 | 0 | 0 | 0 | 0 | 0 | 0 | 0 | 0 | 0 | 0 | 0 | 0 | 0 | 0 | 0 | 0 | 0
22 | 1720 | 2018 | CA | Adobe San Jose | 57811 | ADB01 | 0 | OP | FC | NG | 0.4 | 0.798 | 2796.667 | 1232.333 | Distributed from 923 Generation And Fuel | 2010 |  | 0 | 0 | 0 | 0 | 0 | 0 | 0 | 0 | 0 | 0 | 0 | 0.4 | 0 | 0 | 0 | 0 | 0 | 0 | 0 | 0 | 0 | 0 | 0 | 0 | 0 | 0 | 0 | 0 | 0 | 0
23 | 1721 | 2018 | CA | Adobe Solar | 57651 | FRV3 | 0 | OP | PV | SUN | 20 | 0.287 | 50262 | 27352 | Distributed from 923 Generation And Fuel | 2014 |  | 0 | 0 | 0 | 0 | 0 | 0 | 0 | 0 | 0 | 0 | 0 | 0 | 0 | 0 | 0 | 0 | 0 | 0 | 0 | 0 | 0 | 0 | 0 | 20 | 0 | 0 | 0 | 0 | 0 | 0
24 | 1722 | 2018 | CA | Aera San Ardo Cogen Facility | 55184 | UN-A | 0 | OP | GT | NG | 3 | 0.903 | 23729.516 | 10455.968 | Distributed from 923 Generation And Fuel | 1989 |  | 0 | 0 | 0 | 0 | 0 | 0 | 0 | 0 | 0 | 0 | 0 | 3 | 0 | 0 | 0 | 0 | 0 | 0 | 0 | 0 | 0 | 0 | 0 | 0 | 0 | 0 | 0 | 0 | 0 | 0
25 | 1723 | 2018 | CA | Aera San Ardo Cogen Facility | 55184 | UN-B | 0 | OP | GT | NG | 3.2 | 0.903 | 25311.484 | 11153.032 | Distributed from 923 Generation And Fuel | 1989 |  | 0 | 0 | 0 | 0 | 0 | 0 | 0 | 0 | 0 | 0 | 0 | 3.2 | 0 | 0 | 0 | 0 | 0 | 0 | 0 | 0 | 0 | 0 | 0 | 0 | 0 | 0 | 0 | 0 | 0 | 0
26 | 1727 | 2018 | CA | Aerojet I | 57697 | 1 | 0 | OP | PV | SUN | 3 | 0.191 | 5028 | 2736 | Distributed from 923 Generation And Fuel | 2009 |  | 0 | 0 | 0 | 0 | 0 | 0 | 0 | 0 | 0 | 0 | 0 | 0 | 0 | 0 | 0 | 0 | 0 | 0 | 0 | 0 | 0 | 0 | 0 | 3 | 0 | 0 | 0 | 0 | 0 | 0
27 | 1728 | 2018 | CA | Aerojet II | 57698 | 1 | 0 | OP | PV | SUN | 2.7 | 0.165 | 3892 | 2118 | Distributed from 923 Generation And Fuel | 2010 |  | 0 | 0 | 0 | 0 | 0 | 0 | 0 | 0 | 0 | 0 | 0 | 0 | 0 | 0 | 0 | 0 | 0 | 0 | 0 | 0 | 0 | 0 | 0 | 2.7 | 0 | 0 | 0 | 0 | 0 | 0
28 | 1729 | 2018 | CA | Aerolease | 61718 | APLEX | 0 | OP | PV | SUN | 1.5 | 0.043 | 568 | 306 | Distributed from 923 Generation And Fuel | 2018 |  | 0 | 0 | 0 | 0 | 0 | 0 | 0 | 0 | 0 | 0 | 0 | 0 | 0 | 0 | 0 | 0 | 0 | 0 | 0 | 0 | 0 | 0 | 0 | 1.5 | 0 | 0 | 0 | 0 | 0 | 0
29 | 1733 | 2018 | CA | AES Alamitos LLC | 315 | 1 | 1 | OP | ST | NG | 156 | 0.023 | 31671 | 18609 | EIA-923 Generator File | 1956 | 2019 | 0 | 0 | 0 | 0 | 0 | 0 | 0 | 0 | 0 | 0 | 0 | 156 | 0 | 0 | 0 | 0 | 0 | 0 | 0 | 0 | 0 | 0 | 0 | 0 | 0 | 0 | 0 | 0 | 0 | 0
30 | 1734 | 2018 | CA | AES Alamitos LLC | 315 | 2 | 1 | OP | ST | NG | 156 | 0.064 | 87215 | 29989 | EIA-923 Generator File | 1957 | 2019 | 0 | 0 | 0 | 0 | 0 | 0 | 0 | 0 | 0 | 0 | 0 | 156 | 0 | 0 | 0 | 0 | 0 | 0 | 0 | 0 | 0 | 0 | 0 | 0 | 0 | 0 | 0 | 0 | 0 | 0
31 | 1735 | 2018 | CA | AES Alamitos LLC | 315 | 3 | 1 | OP | ST | NG | 310 | 0.106 | 286897 | 173834 | EIA-923 Generator File | 1961 | 2020 | 0 | 0 | 0 | 0 | 0 | 0 | 0 | 0 | 0 | 0 | 0 | 310 | 0 | 0 | 0 | 0 | 0 | 0 | 0 | 0 | 0 | 0 | 0 | 0 | 0 | 0 | 0 | 0 | 0 | 0
32 | 1736 | 2018 | CA | AES Alamitos LLC | 315 | 4 | 1 | OP | ST | NG | 310 | 0.101 | 273209 | 152647 | EIA-923 Generator File | 1962 | 2020 | 0 | 0 | 0 | 0 | 0 | 0 | 0 | 0 | 0 | 0 | 0 | 310 | 0 | 0 | 0 | 0 | 0 | 0 | 0 | 0 | 0 | 0 | 0 | 0 | 0 | 0 | 0 | 0 | 0 | 0
33 | 1737 | 2018 | CA | AES Alamitos LLC | 315 | 5 | 1 | OP | ST | NG | 495 | 0.029 | 126817 | 123513 | EIA-923 Generator File | 1964 | 2020 | 0 | 0 | 0 | 0 | 0 | 0 | 0 | 0 | 0 | 0 | 0 | 495 | 0 | 0 | 0 | 0 | 0 | 0 | 0 | 0 | 0 | 0 | 0 | 0 | 0 | 0 | 0 | 0 | 0 | 0
34 | 1738 | 2018 | CA | AES Alamitos LLC | 315 | 6 | 1 | OP | ST | NG | 495 | 0.035 | 152491 | 152479 | EIA-923 Generator File | 1966 | 2019 | 0 | 0 | 0 | 0 | 0 | 0 | 0 | 0 | 0 | 0 | 0 | 495 | 0 | 0 | 0 | 0 | 0 | 0 | 0 | 0 | 0 | 0 | 0 | 0 | 0 | 0 | 0 | 0 | 0 | 0
35 | 1744 | 2018 | CA | AES Huntington Beach LLC | 335 | 1 | 1 | OP | ST | NG | 218 | 0.098 | 187077 | 102337 | EIA-923 Generator File | 1958 | 2019 | 0 | 0 | 0 | 0 | 0 | 0 | 0 | 0 | 0 | 0 | 0 | 218 | 0 | 0 | 0 | 0 | 0 | 0 | 0 | 0 | 0 | 0 | 0 | 0 | 0 | 0 | 0 | 0 | 0 | 0
36 | 1745 | 2018 | CA | AES Huntington Beach LLC | 335 | 2 | 1 | OP | ST | NG | 218 | 0.069 | 132445 | 71778 | EIA-923 Generator File | 1958 | 2020 | 0 | 0 | 0 | 0 | 0 | 0 | 0 | 0 | 0 | 0 | 0 | 218 | 0 | 0 | 0 | 0 | 0 | 0 | 0 | 0 | 0 | 0 | 0 | 0 | 0 | 0 | 0 | 0 | 0 | 0
37 | 1749 | 2018 | CA | AES Redondo Beach LLC | 356 | 5 | 1 | OP | ST | NG | 163.2 | 0.02 | 28797 | 28164 | EIA-923 Generator File | 1954 | 2020 | 0 | 0 | 0 | 0 | 0 | 0 | 0 | 0 | 0 | 0 | 0 | 163.2 | 0 | 0 | 0 | 0 | 0 | 0 | 0 | 0 | 0 | 0 | 0 | 0 | 0 | 0 | 0 | 0 | 0 | 0
38 | 1750 | 2018 | CA | AES Redondo Beach LLC | 356 | 6 | 1 | OP | ST | NG | 163.2 | 0.018 | 25473 | 16486 | EIA-923 Generator File | 1957 | 2020 | 0 | 0 | 0 | 0 | 0 | 0 | 0 | 0 | 0 | 0 | 0 | 163.2 | 0 | 0 | 0 | 0 | 0 | 0 | 0 | 0 | 0 | 0 | 0 | 0 | 0 | 0 | 0 | 0 | 0 | 0
39 | 1751 | 2018 | CA | AES Redondo Beach LLC | 356 | 7 | 1 | OP | ST | NG | 495 | 0.022 | 97373 | 97373 | EIA-923 Generator File | 1967 | 2019 | 0 | 0 | 0 | 0 | 0 | 0 | 0 | 0 | 0 | 0 | 0 | 495 | 0 | 0 | 0 | 0 | 0 | 0 | 0 | 0 | 0 | 0 | 0 | 0 | 0 | 0 | 0 | 0 | 0 | 0
40 | 1752 | 2018 | CA | AES Redondo Beach LLC | 356 | 8 | 1 | OP | ST | NG | 495 | 0.028 | 122864 | 122864 | EIA-923 Generator File | 1967 | 2020 | 0 | 0 | 0 | 0 | 0 | 0 | 0 | 0 | 0 | 0 | 0 | 495 | 0 | 0 | 0 | 0 | 0 | 0 | 0 | 0 | 0 | 0 | 0 | 0 | 0 | 0 | 0 | 0 | 0 | 0
41 | 1753 | 2018 | CA | Agnews Power Plant | 50748 | GEN1 | 0 | OP | CT | NG | 24.4 | 0.057 | 12258 | 5401.156 | EIA-923 Generator File | 1990 |  | 0 | 0 | 0 | 0 | 0 | 0 | 0 | 0 | 0 | 0 | 0 | 24.4 | 0 | 0 | 0 | 0 | 0 | 0 | 0 | 0 | 0 | 0 | 0 | 0 | 0 | 0 | 0 | 0 | 0 | 0
42 | 1754 | 2018 | CA | Agnews Power Plant | 50748 | GEN2 | 0 | OP | CA | NG | 7.6 | 0.053 | 3543 | 1561.128 | EIA-923 Generator File | 1990 |  | 0 | 0 | 0 | 0 | 0 | 0 | 0 | 0 | 0 | 0 | 0 | 7.6 | 0 | 0 | 0 | 0 | 0 | 0 | 0 | 0 | 0 | 0 | 0 | 0 | 0 | 0 | 0 | 0 | 0 | 0
43 | 1755 | 2018 | CA | Agua Mansa Power Plant | 55951 | AMP1 | 0 | OP | GT | NG | 60.5 | 0.015 | 7862 | 3464 | Distributed from 923 Generation And Fuel | 2003 |  | 0 | 0 | 0 | 0 | 0 | 0 | 0 | 0 | 0 | 0 | 0 | 60.5 | 0 | 0 | 0 | 0 | 0 | 0 | 0 | 0 | 0 | 0 | 0 | 0 | 0 | 0 | 0 | 0 | 0 | 0
44 | 1756 | 2018 | CA | Aidlin Geothermal Power Plant | 52158 | GEN1 | 0 | OP | ST | GEO | 12.5 | 0.521 | 57082.5 | 24336 | Distributed from 923 Generation And Fuel | 1989 |  | 0 | 0 | 0 | 0 | 0 | 12.5 | 0 | 0 | 0 | 0 | 0 | 0 | 0 | 0 | 0 | 0 | 0 | 0 | 0 | 0 | 0 | 0 | 0 | 0 | 0 | 0 | 0 | 0 | 0 | 0
45 | 1757 | 2018 | CA | Aidlin Geothermal Power Plant | 52158 | GEN2 | 0 | OP | ST | GEO | 12.5 | 0.521 | 57082.5 | 24336 | Distributed from 923 Generation And Fuel | 1989 |  | 0 | 0 | 0 | 0 | 0 | 12.5 | 0 | 0 | 0 | 0 | 0 | 0 | 0 | 0 | 0 | 0 | 0 | 0 | 0 | 0 | 0 | 0 | 0 | 0 | 0 | 0 | 0 | 0 | 0 | 0
46 | 1758 | 2018 | CA | Alameda | 7450 | 1 | 0 | OP | GT | NG | 27.4 | 0.02 | 4781.5 | 2107 | Distributed from 923 Generation And Fuel | 1986 |  | 0 | 0 | 0 | 0 | 0 | 0 | 0 | 0 | 0 | 0 | 0 | 27.4 | 0 | 0 | 0 | 0 | 0 | 0 | 0 | 0 | 0 | 0 | 0 | 0 | 0 | 0 | 0 | 0 | 0 | 0
47 | 1759 | 2018 | CA | Alameda | 7450 | 2 | 0 | OP | GT | NG | 27.4 | 0.02 | 4781.5 | 2107 | Distributed from 923 Generation And Fuel | 1986 |  | 0 | 0 | 0 | 0 | 0 | 0 | 0 | 0 | 0 | 0 | 0 | 27.4 | 0 | 0 | 0 | 0 | 0 | 0 | 0 | 0 | 0 | 0 | 0 | 0 | 0 | 0 | 0 | 0 | 0 | 0
48 | 1760 | 2018 | CA | Alamo | 905 | 1 | 0 | OP | HY | WAT | 19.6 | 0.307 | 52794 | 28273 | Distributed from 923 Generation And Fuel | 1986 |  | 0 | 0 | 0 | 0 | 0 | 0 | 0 | 0 | 0 | 0 | 0 | 0 | 0 | 0 | 0 | 0 | 0 | 0 | 0 | 0 | 0 | 0 | 0 | 0 | 19.6 | 0 | 0 | 0 | 0 | 0
49 | 1761 | 2018 | CA | Alamo Solar | 59469 | ALAMO | 0 | OP | PV | SUN | 20 | 0.298 | 52281 | 28451 | Distributed from 923 Generation And Fuel | 2015 |  | 0 | 0 | 0 | 0 | 0 | 0 | 0 | 0 | 0 | 0 | 0 | 0 | 0 | 0 | 0 | 0 | 0 | 0 | 0 | 0 | 0 | 0 | 0 | 20 | 0 | 0 | 0 | 0 | 0 | 0
50 | 1762 | 2018 | CA | Algonquin Power Sanger LLC | 57564 | CTG | 0 | OP | CT | NG | 49 | 0.346 | 148418 | 74960 | EIA-923 Generator File | 2007 |  | 0 | 0 | 0 | 0 | 0 | 0 | 0 | 0 | 0 | 0 | 0 | 49 | 0 | 0 | 0 | 0 | 0 | 0 | 0 | 0 | 0 | 0 | 0 | 0 | 0 | 0 | 0 | 0 | 0 | 0
51 | 1763 | 2018 | CA | Algonquin Power Sanger LLC | 57564 | STG2 | 1 | OP | CA | NG | 12.5 | 0.253 | 27721 | 14316 | EIA-923 Generator File | 2012 |  | 0 | 0 | 0 | 0 | 0 | 0 | 0 | 0 | 0 | 0 | 0 | 12.5 | 0 | 0 | 0 | 0 | 0 | 0 | 0 | 0 | 0 | 0 | 0 | 0 | 0 | 0 | 0 | 0 | 0 | 0
52 | 1765 | 2018 | CA | Algonquin SKIC 10 Solar, LLC | 60242 | SKI10 | 0 | OP | PV | SUN | 10 | 0.248 | 21766 | 11845 | Distributed from 923 Generation And Fuel | 2017 |  | 0 | 0 | 0 | 0 | 0 | 0 | 0 | 0 | 0 | 0 | 0 | 0 | 0 | 0 | 0 | 0 | 0 | 0 | 0 | 0 | 0 | 0 | 0 | 10 | 0 | 0 | 0 | 0 | 0 | 0
53 | 1766 | 2018 | CA | Algonquin SKIC20 Solar LLC | 59412 | SKI20 | 0 | OP | PV | SUN | 20 | 0.275 | 48246 | 26255 | Distributed from 923 Generation And Fuel | 2015 |  | 0 | 0 | 0 | 0 | 0 | 0 | 0 | 0 | 0 | 0 | 0 | 0 | 0 | 0 | 0 | 0 | 0 | 0 | 0 | 0 | 0 | 0 | 0 | 20 | 0 | 0 | 0 | 0 | 0 | 0
54 | 1768 | 2018 | CA | Almond Power Plant | 7315 | 1 | 0 | OP | GT | NG | 49.5 | 0.087 | 37600.289 | 24462.966 | Distributed from 923 Generation And Fuel | 1996 |  | 0 | 0 | 0 | 0 | 0 | 0 | 0 | 0 | 0 | 0 | 0 | 49.5 | 0 | 0 | 0 | 0 | 0 | 0 | 0 | 0 | 0 | 0 | 0 | 0 | 0 | 0 | 0 | 0 | 0 | 0
55 | 1769 | 2018 | CA | Almond Power Plant | 7315 | 2 | 0 | OP | GT | NG | 58 | 0.087 | 44056.904 | 28663.678 | Distributed from 923 Generation And Fuel | 2012 |  | 0 | 0 | 0 | 0 | 0 | 0 | 0 | 0 | 0 | 0 | 0 | 58 | 0 | 0 | 0 | 0 | 0 | 0 | 0 | 0 | 0 | 0 | 0 | 0 | 0 | 0 | 0 | 0 | 0 | 0
56 | 1770 | 2018 | CA | Almond Power Plant | 7315 | 3 | 0 | OP | GT | NG | 58 | 0.087 | 44056.904 | 28663.678 | Distributed from 923 Generation And Fuel | 2012 |  | 0 | 0 | 0 | 0 | 0 | 0 | 0 | 0 | 0 | 0 | 0 | 58 | 0 | 0 | 0 | 0 | 0 | 0 | 0 | 0 | 0 | 0 | 0 | 0 | 0 | 0 | 0 | 0 | 0 | 0
57 | 1771 | 2018 | CA | Almond Power Plant | 7315 | 4 | 0 | OP | GT | NG | 58 | 0.087 | 44056.904 | 28663.678 | Distributed from 923 Generation And Fuel | 2012 |  | 0 | 0 | 0 | 0 | 0 | 0 | 0 | 0 | 0 | 0 | 0 | 58 | 0 | 0 | 0 | 0 | 0 | 0 | 0 | 0 | 0 | 0 | 0 | 0 | 0 | 0 | 0 | 0 | 0 | 0
58 | 1772 | 2018 | CA | Alpaugh 50 | 58003 | SPS50 | 0 | OP | PV | SUN | 50 | 0.278 | 121792 | 66278 | Distributed from 923 Generation And Fuel | 2012 |  | 0 | 0 | 0 | 0 | 0 | 0 | 0 | 0 | 0 | 0 | 0 | 0 | 0 | 0 | 0 | 0 | 0 | 0 | 0 | 0 | 0 | 0 | 0 | 50 | 0 | 0 | 0 | 0 | 0 | 0
59 | 1773 | 2018 | CA | Alpaugh North | 58002 | SPS | 0 | OP | PV | SUN | 20 | 0.277 | 48608 | 26452 | Distributed from 923 Generation And Fuel | 2012 |  | 0 | 0 | 0 | 0 | 0 | 0 | 0 | 0 | 0 | 0 | 0 | 0 | 0 | 0 | 0 | 0 | 0 | 0 | 0 | 0 | 0 | 0 | 0 | 20 | 0 | 0 | 0 | 0 | 0 | 0
60 | 1774 | 2018 | CA | Alpine Solar | 57295 | 1 | 0 | OP | PV | SUN | 66 | 0.14 | 80821.5 | 43982 | Distributed from 923 Generation And Fuel | 2013 |  | 0 | 0 | 0 | 0 | 0 | 0 | 0 | 0 | 0 | 0 | 0 | 0 | 0 | 0 | 0 | 0 | 0 | 0 | 0 | 0 | 0 | 0 | 0 | 66 | 0 | 0 | 0 | 0 | 0 | 0
61 | 1777 | 2018 | CA | Alta Powerhouse | 214 | 1 | 0 | OP | HY | WAT | 1 | 0.392 | 3438 | 1841 | Distributed from 923 Generation And Fuel | 1902 |  | 0 | 0 | 0 | 0 | 0 | 0 | 0 | 0 | 0 | 0 | 0 | 0 | 0 | 0 | 0 | 0 | 0 | 0 | 0 | 0 | 0 | 0 | 0 | 0 | 1 | 0 | 0 | 0 | 0 | 0
62 | 1779 | 2018 | CA | Alta Wind Energy Center I | 57282 | AW01 | 0 | OP | WT | WND | 150 | 0.304 | 399302 | 233175 | Distributed from 923 Generation And Fuel | 2011 |  | 0 | 0 | 0 | 0 | 0 | 0 | 0 | 0 | 0 | 0 | 0 | 0 | 0 | 0 | 0 | 0 | 0 | 0 | 0 | 0 | 0 | 0 | 0 | 0 | 0 | 0 | 0 | 0 | 0 | 150
63 | 1780 | 2018 | CA | Alta Wind Energy Center II | 57291 | AW02 | 0 | OP | WT | WND | 150 | 0.266 | 349772 | 204252 | Distributed from 923 Generation And Fuel | 2011 |  | 0 | 0 | 0 | 0 | 0 | 0 | 0 | 0 | 0 | 0 | 0 | 0 | 0 | 0 | 0 | 0 | 0 | 0 | 0 | 0 | 0 | 0 | 0 | 0 | 0 | 0 | 0 | 0 | 0 | 150
64 | 1781 | 2018 | CA | Alta Wind Energy Center III | 57292 | AW03 | 0 | OP | WT | WND | 150 | 0.275 | 361029 | 210826 | Distributed from 923 Generation And Fuel | 2011 |  | 0 | 0 | 0 | 0 | 0 | 0 | 0 | 0 | 0 | 0 | 0 | 0 | 0 | 0 | 0 | 0 | 0 | 0 | 0 | 0 | 0 | 0 | 0 | 0 | 0 | 0 | 0 | 0 | 0 | 150
65 | 1782 | 2018 | CA | Alta Wind Energy Center IV | 57293 | AW04 | 0 | OP | WT | WND | 102 | 0.2 | 178715 | 104362 | Distributed from 923 Generation And Fuel | 2011 |  | 0 | 0 | 0 | 0 | 0 | 0 | 0 | 0 | 0 | 0 | 0 | 0 | 0 | 0 | 0 | 0 | 0 | 0 | 0 | 0 | 0 | 0 | 0 | 0 | 0 | 0 | 0 | 0 | 0 | 102
66 | 1783 | 2018 | CA | Alta Wind Energy Center V | 57294 | AW05 | 0 | OP | WT | WND | 168 | 0.194 | 284839 | 166334 | Distributed from 923 Generation And Fuel | 2011 |  | 0 | 0 | 0 | 0 | 0 | 0 | 0 | 0 | 0 | 0 | 0 | 0 | 0 | 0 | 0 | 0 | 0 | 0 | 0 | 0 | 0 | 0 | 0 | 0 | 0 | 0 | 0 | 0 | 0 | 168
67 | 1784 | 2018 | CA | Alta Wind VIII | 57835 | AW08 | 0 | OP | WT | WND | 150 | 0.206 | 270077 | 157713 | Distributed from 923 Generation And Fuel | 2012 |  | 0 | 0 | 0 | 0 | 0 | 0 | 0 | 0 | 0 | 0 | 0 | 0 | 0 | 0 | 0 | 0 | 0 | 0 | 0 | 0 | 0 | 0 | 0 | 0 | 0 | 0 | 0 | 0 | 0 | 150
68 | 1785 | 2018 | CA | Alta Wind X | 58394 | AW10 | 0 | OP | WT | WND | 138 | 0.309 | 373532 | 218127 | Distributed from 923 Generation And Fuel | 2014 |  | 0 | 0 | 0 | 0 | 0 | 0 | 0 | 0 | 0 | 0 | 0 | 0 | 0 | 0 | 0 | 0 | 0 | 0 | 0 | 0 | 0 | 0 | 0 | 0 | 0 | 0 | 0 | 0 | 0 | 138
69 | 1786 | 2018 | CA | Alta Wind XI | 58395 | AW11 | 0 | OP | WT | WND | 90 | 0.332 | 261386 | 152638 | Distributed from 923 Generation And Fuel | 2014 |  | 0 | 0 | 0 | 0 | 0 | 0 | 0 | 0 | 0 | 0 | 0 | 0 | 0 | 0 | 0 | 0 | 0 | 0 | 0 | 0 | 0 | 0 | 0 | 0 | 0 | 0 | 0 | 0 | 0 | 90
70 | 1787 | 2018 | CA | AltaGas Pomona Energy Inc. | 50300 | BESS1 | 0 | OP | BA | MWH | 20 | -0.014 | -2468 | -944 | Distributed from 923 Generation And Fuel | 2016 |  | 0 | 0 | 0 | 0 | 0 | 0 | 0 | 0 | 0 | 0 | 20 | 0 | 0 | 0 | 0 | 0 | 0 | 0 | 0 | 0 | 0 | 0 | 0 | 0 | 0 | 0 | 0 | 0 | 0 | 0
71 | 1788 | 2018 | CA | AltaGas Pomona Energy Inc. | 50300 | GEN1 | 0 | OP | GT | NG | 46 | 0 | 0 | 0 | Distributed from 923 Generation And Fuel | 1985 | 2019 | 0 | 0 | 0 | 0 | 0 | 0 | 0 | 0 | 0 | 0 | 0 | 46 | 0 | 0 | 0 | 0 | 0 | 0 | 0 | 0 | 0 | 0 | 0 | 0 | 0 | 0 | 0 | 0 | 0 | 0
72 | 1789 | 2018 | CA | AltaGas Ripon Energy Inc. | 50299 | GEN1 | 0 | OP | GT | NG | 49.5 | 0.023 | 9868 | 4386 | Distributed from 923 Generation And Fuel | 1988 |  | 0 | 0 | 0 | 0 | 0 | 0 | 0 | 0 | 0 | 0 | 0 | 49.5 | 0 | 0 | 0 | 0 | 0 | 0 | 0 | 0 | 0 | 0 | 0 | 0 | 0 | 0 | 0 | 0 | 0 | 0
73 | 1790 | 2018 | CA | Altamont Gas Recovery | 50571 | GEN1 | 0 | OP | GT | LFG | 3 | 0.772 | 20289 | 8413.5 | Distributed from 923 Generation And Fuel | 1969 |  | 0 | 0 | 0 | 0 | 0 | 0 | 0 | 3 | 0 | 0 | 0 | 0 | 0 | 0 | 0 | 0 | 0 | 0 | 0 | 0 | 0 | 0 | 0 | 0 | 0 | 0 | 0 | 0 | 0 | 0
74 | 1791 | 2018 | CA | Altamont Gas Recovery | 50571 | GEN2 | 0 | OP | GT | LFG | 3 | 0.772 | 20289 | 8413.5 | Distributed from 923 Generation And Fuel | 1989 |  | 0 | 0 | 0 | 0 | 0 | 0 | 0 | 3 | 0 | 0 | 0 | 0 | 0 | 0 | 0 | 0 | 0 | 0 | 0 | 0 | 0 | 0 | 0 | 0 | 0 | 0 | 0 | 0 | 0 | 0
75 | 1792 | 2018 | CA | Altamont Gas Recovery | 50571 | GEN3 | 0 | OP | IC | LFG | 1.3 | 0 | 0 | 0 | Distributed from 923 Generation And Fuel | 2002 |  | 0 | 0 | 0 | 0 | 0 | 0 | 0 | 1.3 | 0 | 0 | 0 | 0 | 0 | 0 | 0 | 0 | 0 | 0 | 0 | 0 | 0 | 0 | 0 | 0 | 0 | 0 | 0 | 0 | 0 | 0
76 | 1793 | 2018 | CA | Altamont Gas Recovery | 50571 | GEN4 | 0 | OP | IC | LFG | 1.3 | 0 | 0 | 0 | Distributed from 923 Generation And Fuel | 2002 |  | 0 | 0 | 0 | 0 | 0 | 0 | 0 | 1.3 | 0 | 0 | 0 | 0 | 0 | 0 | 0 | 0 | 0 | 0 | 0 | 0 | 0 | 0 | 0 | 0 | 0 | 0 | 0 | 0 | 0 | 0
77 | 1795 | 2018 | CA | Altech III | 50485 | GEN1 | 0 | OP | WT | WND | 21.7 | 0.042 | 7919.203 | 4624.434 | Distributed from 923 Generation And Fuel | 1985 |  | 0 | 0 | 0 | 0 | 0 | 0 | 0 | 0 | 0 | 0 | 0 | 0 | 0 | 0 | 0 | 0 | 0 | 0 | 0 | 0 | 0 | 0 | 0 | 0 | 0 | 0 | 0 | 0 | 0 | 21.7
78 | 1796 | 2018 | CA | Altech III | 50485 | GEN2 | 0 | OP | WT | WND | 3.4 | 0.042 | 1240.797 | 724.566 | Distributed from 923 Generation And Fuel | 1984 |  | 0 | 0 | 0 | 0 | 0 | 0 | 0 | 0 | 0 | 0 | 0 | 0 | 0 | 0 | 0 | 0 | 0 | 0 | 0 | 0 | 0 | 0 | 0 | 0 | 0 | 0 | 0 | 0 | 0 | 3.4
79 | 1798 | 2018 | CA | Amazon - Patterson PV | 61377 | PATT1 | 0 | OP | PV | SUN | 2.5 | 0.33 | 7234 | 3937 | Distributed from 923 Generation And Fuel | 2017 |  | 0 | 0 | 0 | 0 | 0 | 0 | 0 | 0 | 0 | 0 | 0 | 0 | 0 | 0 | 0 | 0 | 0 | 0 | 0 | 0 | 0 | 0 | 0 | 2.5 | 0 | 0 | 0 | 0 | 0 | 0
80 | 1799 | 2018 | CA | Amazon San Bernardino | 59800 | AMZ00 | 0 | OP | FC | NG | 1.1 | 0.744 | 7166 | 3158 | Distributed from 923 Generation And Fuel | 2014 |  | 0 | 0 | 0 | 0 | 0 | 0 | 0 | 0 | 0 | 0 | 0 | 1.1 | 0 | 0 | 0 | 0 | 0 | 0 | 0 | 0 | 0 | 0 | 0 | 0 | 0 | 0 | 0 | 0 | 0 | 0
81 | 1800 | 2018 | CA | Amedee Geothermal Venture I | 50964 | IND | 0 | OP | ST | GEO | 1.5 | 0 | 0 | 0 | Distributed from 923 Generation And Fuel | 1988 |  | 0 | 0 | 0 | 0 | 0 | 1.5 | 0 | 0 | 0 | 0 | 0 | 0 | 0 | 0 | 0 | 0 | 0 | 0 | 0 | 0 | 0 | 0 | 0 | 0 | 0 | 0 | 0 | 0 | 0 | 0
82 | 1801 | 2018 | CA | Amedee Geothermal Venture I | 50964 | SYN | 0 | OP | ST | GEO | 1.5 | 0 | 0 | 0 | Distributed from 923 Generation And Fuel | 1988 |  | 0 | 0 | 0 | 0 | 0 | 1.5 | 0 | 0 | 0 | 0 | 0 | 0 | 0 | 0 | 0 | 0 | 0 | 0 | 0 | 0 | 0 | 0 | 0 | 0 | 0 | 0 | 0 | 0 | 0 | 0
83 | 1802 | 2018 | CA | Ameresco Butte County | 57771 | 1 | 0 | OP | IC | LFG | 2.3 | 0.671 | 13521 | 5607 | Distributed from 923 Generation And Fuel | 2013 |  | 0 | 0 | 0 | 0 | 0 | 0 | 0 | 2.3 | 0 | 0 | 0 | 0 | 0 | 0 | 0 | 0 | 0 | 0 | 0 | 0 | 0 | 0 | 0 | 0 | 0 | 0 | 0 | 0 | 0 | 0
84 | 1803 | 2018 | CA | Ameresco Chiquita Canyon | 56898 | 1 | 0 | OP | GT | LFG | 4.6 | 0.59 | 23783 | 9862.5 | Distributed from 923 Generation And Fuel | 2010 |  | 0 | 0 | 0 | 0 | 0 | 0 | 0 | 4.6 | 0 | 0 | 0 | 0 | 0 | 0 | 0 | 0 | 0 | 0 | 0 | 0 | 0 | 0 | 0 | 0 | 0 | 0 | 0 | 0 | 0 | 0
85 | 1804 | 2018 | CA | Ameresco Chiquita Canyon | 56898 | 2 | 0 | OP | GT | LFG | 4.6 | 0.59 | 23783 | 9862.5 | Distributed from 923 Generation And Fuel | 2010 |  | 0 | 0 | 0 | 0 | 0 | 0 | 0 | 4.6 | 0 | 0 | 0 | 0 | 0 | 0 | 0 | 0 | 0 | 0 | 0 | 0 | 0 | 0 | 0 | 0 | 0 | 0 | 0 | 0 | 0 | 0
86 | 1805 | 2018 | CA | Ameresco Forward | 58437 | ENG1 | 0 | OP | IC | LFG | 2.2 | 0.824 | 15877.5 | 6584 | Distributed from 923 Generation And Fuel | 2014 |  | 0 | 0 | 0 | 0 | 0 | 0 | 0 | 2.2 | 0 | 0 | 0 | 0 | 0 | 0 | 0 | 0 | 0 | 0 | 0 | 0 | 0 | 0 | 0 | 0 | 0 | 0 | 0 | 0 | 0 | 0
87 | 1806 | 2018 | CA | Ameresco Forward | 58437 | ENG2 | 0 | OP | IC | LFG | 2.2 | 0.824 | 15877.5 | 6584 | Distributed from 923 Generation And Fuel | 2014 |  | 0 | 0 | 0 | 0 | 0 | 0 | 0 | 2.2 | 0 | 0 | 0 | 0 | 0 | 0 | 0 | 0 | 0 | 0 | 0 | 0 | 0 | 0 | 0 | 0 | 0 | 0 | 0 | 0 | 0 | 0
88 | 1807 | 2018 | CA | Ameresco Johnson Canyon | 58397 | ENG1 | 0 | OP | IC | LFG | 1.4 | 0.825 | 10122 | 4197 | Distributed from 923 Generation And Fuel | 2013 |  | 0 | 0 | 0 | 0 | 0 | 0 | 0 | 1.4 | 0 | 0 | 0 | 0 | 0 | 0 | 0 | 0 | 0 | 0 | 0 | 0 | 0 | 0 | 0 | 0 | 0 | 0 | 0 | 0 | 0 | 0
89 | 1808 | 2018 | CA | Ameresco Keller Canyon | 56897 | 1 | 0 | OP | IC | LFG | 1.9 | 0.895 | 14892 | 6175.5 | Distributed from 923 Generation And Fuel | 2009 |  | 0 | 0 | 0 | 0 | 0 | 0 | 0 | 1.9 | 0 | 0 | 0 | 0 | 0 | 0 | 0 | 0 | 0 | 0 | 0 | 0 | 0 | 0 | 0 | 0 | 0 | 0 | 0 | 0 | 0 | 0
90 | 1809 | 2018 | CA | Ameresco Keller Canyon | 56897 | 2 | 0 | OP | IC | LFG | 1.9 | 0.895 | 14892 | 6175.5 | Distributed from 923 Generation And Fuel | 2009 |  | 0 | 0 | 0 | 0 | 0 | 0 | 0 | 1.9 | 0 | 0 | 0 | 0 | 0 | 0 | 0 | 0 | 0 | 0 | 0 | 0 | 0 | 0 | 0 | 0 | 0 | 0 | 0 | 0 | 0 | 0
91 | 1810 | 2018 | CA | Ameresco Ox Mountain | 56895 | 1 | 0 | OP | IC | LFG | 1.9 | 0.853 | 14195.5 | 5619 | Distributed from 923 Generation And Fuel | 2008 |  | 0 | 0 | 0 | 0 | 0 | 0 | 0 | 1.9 | 0 | 0 | 0 | 0 | 0 | 0 | 0 | 0 | 0 | 0 | 0 | 0 | 0 | 0 | 0 | 0 | 0 | 0 | 0 | 0 | 0 | 0
92 | 1811 | 2018 | CA | Ameresco Ox Mountain | 56895 | 2 | 0 | OP | IC | LFG | 1.9 | 0.853 | 14195.5 | 5619 | Distributed from 923 Generation And Fuel | 2008 |  | 0 | 0 | 0 | 0 | 0 | 0 | 0 | 1.9 | 0 | 0 | 0 | 0 | 0 | 0 | 0 | 0 | 0 | 0 | 0 | 0 | 0 | 0 | 0 | 0 | 0 | 0 | 0 | 0 | 0 | 0
93 | 1812 | 2018 | CA | Ameresco Ox Mountain | 56895 | 3 | 0 | OP | IC | LFG | 1.9 | 0.853 | 14195.5 | 5619 | Distributed from 923 Generation And Fuel | 2008 |  | 0 | 0 | 0 | 0 | 0 | 0 | 0 | 1.9 | 0 | 0 | 0 | 0 | 0 | 0 | 0 | 0 | 0 | 0 | 0 | 0 | 0 | 0 | 0 | 0 | 0 | 0 | 0 | 0 | 0 | 0
94 | 1813 | 2018 | CA | Ameresco Ox Mountain | 56895 | 4 | 0 | OP | IC | LFG | 1.9 | 0.853 | 14195.5 | 5619 | Distributed from 923 Generation And Fuel | 2008 |  | 0 | 0 | 0 | 0 | 0 | 0 | 0 | 1.9 | 0 | 0 | 0 | 0 | 0 | 0 | 0 | 0 | 0 | 0 | 0 | 0 | 0 | 0 | 0 | 0 | 0 | 0 | 0 | 0 | 0 | 0
95 | 1814 | 2018 | CA | Ameresco Ox Mountain | 56895 | 5 | 0 | OP | IC | LFG | 1.9 | 0.853 | 14195.5 | 5619 | Distributed from 923 Generation And Fuel | 2008 |  | 0 | 0 | 0 | 0 | 0 | 0 | 0 | 1.9 | 0 | 0 | 0 | 0 | 0 | 0 | 0 | 0 | 0 | 0 | 0 | 0 | 0 | 0 | 0 | 0 | 0 | 0 | 0 | 0 | 0 | 0
96 | 1815 | 2018 | CA | Ameresco Ox Mountain | 56895 | 6 | 0 | OP | IC | LFG | 1.9 | 0.853 | 14195.5 | 5619 | Distributed from 923 Generation And Fuel | 2008 |  | 0 | 0 | 0 | 0 | 0 | 0 | 0 | 1.9 | 0 | 0 | 0 | 0 | 0 | 0 | 0 | 0 | 0 | 0 | 0 | 0 | 0 | 0 | 0 | 0 | 0 | 0 | 0 | 0 | 0 | 0
97 | 1816 | 2018 | CA | Ameresco San Joaquin | 58436 | ENG1 | 0 | OP | IC | LFG | 2.2 | 0.858 | 16538.5 | 6858 | Distributed from 923 Generation And Fuel | 2014 |  | 0 | 0 | 0 | 0 | 0 | 0 | 0 | 2.2 | 0 | 0 | 0 | 0 | 0 | 0 | 0 | 0 | 0 | 0 | 0 | 0 | 0 | 0 | 0 | 0 | 0 | 0 | 0 | 0 | 0 | 0
98 | 1817 | 2018 | CA | Ameresco San Joaquin | 58436 | ENG2 | 0 | OP | IC | LFG | 2.2 | 0.858 | 16538.5 | 6858 | Distributed from 923 Generation And Fuel | 2014 |  | 0 | 0 | 0 | 0 | 0 | 0 | 0 | 2.2 | 0 | 0 | 0 | 0 | 0 | 0 | 0 | 0 | 0 | 0 | 0 | 0 | 0 | 0 | 0 | 0 | 0 | 0 | 0 | 0 | 0 | 0
99 | 1818 | 2018 | CA | Ameresco Santa Cruz Energy | 56428 | Unit1 | 0 | OP | IC | LFG | 1 | 0.72 | 6308.333 | 2616 | Distributed from 923 Generation And Fuel | 2006 |  | 0 | 0 | 0 | 0 | 0 | 0 | 0 | 1 | 0 | 0 | 0 | 0 | 0 | 0 | 0 | 0 | 0 | 0 | 0 | 0 | 0 | 0 | 0 | 0 | 0 | 0 | 0 | 0 | 0 | 0
100 | 1819 | 2018 | CA | Ameresco Santa Cruz Energy | 56428 | Unit2 | 0 | OP | IC | LFG | 1 | 0.72 | 6308.333 | 2616 | Distributed from 923 Generation And Fuel | 2006 |  | 0 | 0 | 0 | 0 | 0 | 0 | 0 | 1 | 0 | 0 | 0 | 0 | 0 | 0 | 0 | 0 | 0 | 0 | 0 | 0 | 0 | 0 | 0 | 0 | 0 | 0 | 0 | 0 | 0 | 0
101 | 1820 | 2018 | CA | Ameresco Santa Cruz Energy | 56428 | Unit3 | 0 | OP | IC | LFG | 1 | 0.72 | 6308.333 | 2616 | Distributed from 923 Generation And Fuel | 2006 |  | 0 | 0 | 0 | 0 | 0 | 0 | 0 | 1 | 0 | 0 | 0 | 0 | 0 | 0 | 0 | 0 | 0 | 0 | 0 | 0 | 0 | 0 | 0 | 0 | 0 | 0 | 0 | 0 | 0 | 0
102 | 1821 | 2018 | CA | Ameresco Vasco Road | 58435 | ENG1 | 0 | OP | IC | LFG | 2.2 | 0.874 | 16849.5 | 6987 | Distributed from 923 Generation And Fuel | 2014 |  | 0 | 0 | 0 | 0 | 0 | 0 | 0 | 2.2 | 0 | 0 | 0 | 0 | 0 | 0 | 0 | 0 | 0 | 0 | 0 | 0 | 0 | 0 | 0 | 0 | 0 | 0 | 0 | 0 | 0 | 0
103 | 1822 | 2018 | CA | Ameresco Vasco Road | 58435 | ENG2 | 0 | OP | IC | LFG | 2.2 | 0.874 | 16849.5 | 6987 | Distributed from 923 Generation And Fuel | 2014 |  | 0 | 0 | 0 | 0 | 0 | 0 | 0 | 2.2 | 0 | 0 | 0 | 0 | 0 | 0 | 0 | 0 | 0 | 0 | 0 | 0 | 0 | 0 | 0 | 0 | 0 | 0 | 0 | 0 | 0 | 0
104 | 1827 | 2018 | CA | Ampersand Chowchilla Biomass LLC | 56706 | AMPC | 1 | OP | ST | WDS | 12.5 | 0.614 | 67181 | 16929 | EIA-923 Generator File | 2008 |  | 0 | 0 | 0 | 0 | 0 | 0 | 0 | 0 | 0 | 0 | 0 | 0 | 0 | 0 | 0 | 0 | 0 | 0 | 0 | 0 | 0 | 0 | 0 | 0 | 0 | 0 | 0 | 12.5 | 0 | 0
105 | 1828 | 2018 | CA | Anaheim GT | 7693 | 1 | 0 | OP | GT | NG | 49.2 | 0.09 | 38770 | 17083 | Distributed from 923 Generation And Fuel | 1991 |  | 0 | 0 | 0 | 0 | 0 | 0 | 0 | 0 | 0 | 0 | 0 | 49.2 | 0 | 0 | 0 | 0 | 0 | 0 | 0 | 0 | 0 | 0 | 0 | 0 | 0 | 0 | 0 | 0 | 0 | 0
106 | 1829 | 2018 | CA | Anaheim Solar Energy Plant | 59416 | PV1 | 0 | OP | PV | SUN | 2.1 | 0.181 | 3332 | 1813 | Distributed from 923 Generation And Fuel | 2014 |  | 0 | 0 | 0 | 0 | 0 | 0 | 0 | 0 | 0 | 0 | 0 | 0 | 0 | 0 | 0 | 0 | 0 | 0 | 0 | 0 | 0 | 0 | 0 | 2.1 | 0 | 0 | 0 | 0 | 0 | 0
107 | 1830 | 2018 | CA | Angels | 215 | 1 | 0 | OP | HY | WAT | 1.4 | 0.475 | 5826 | 3120 | Distributed from 923 Generation And Fuel | 1940 |  | 0 | 0 | 0 | 0 | 0 | 0 | 0 | 0 | 0 | 0 | 0 | 0 | 0 | 0 | 0 | 0 | 0 | 0 | 0 | 0 | 0 | 0 | 0 | 0 | 1.4 | 0 | 0 | 0 | 0 | 0
108 | 1831 | 2018 | CA | Anheuser-Busch #2 | 59331 | ANB2 | 0 | OP | WT | WND | 1.6 | 0.25 | 3509 | 2674 | Distributed from 923 Generation And Fuel | 2014 |  | 0 | 0 | 0 | 0 | 0 | 0 | 0 | 0 | 0 | 0 | 0 | 0 | 0 | 0 | 0 | 0 | 0 | 0 | 0 | 0 | 0 | 0 | 0 | 0 | 0 | 0 | 0 | 0 | 0 | 1.6
109 | 1832 | 2018 | CA | Antelope Big Sky Ranch | 60279 | ABSR | 0 | OP | PV | SUN | 20 | 0.327 | 57292 | 31178 | Distributed from 923 Generation And Fuel | 2016 |  | 0 | 0 | 0 | 0 | 0 | 0 | 0 | 0 | 0 | 0 | 0 | 0 | 0 | 0 | 0 | 0 | 0 | 0 | 0 | 0 | 0 | 0 | 0 | 20 | 0 | 0 | 0 | 0 | 0 | 0
110 | 1833 | 2018 | CA | Antelope DSR 1 | 60186 | DSR1 | 0 | OP | PV | SUN | 50 | 0.302 | 132459 | 71473 | Distributed from 923 Generation And Fuel | 2016 |  | 0 | 0 | 0 | 0 | 0 | 0 | 0 | 0 | 0 | 0 | 0 | 0 | 0 | 0 | 0 | 0 | 0 | 0 | 0 | 0 | 0 | 0 | 0 | 50 | 0 | 0 | 0 | 0 | 0 | 0
111 | 1834 | 2018 | CA | Antelope DSR 2 | 60187 | DSR2 | 0 | OP | PV | SUN | 5 | 0.332 | 14562 | 7924 | Distributed from 923 Generation And Fuel | 2016 |  | 0 | 0 | 0 | 0 | 0 | 0 | 0 | 0 | 0 | 0 | 0 | 0 | 0 | 0 | 0 | 0 | 0 | 0 | 0 | 0 | 0 | 0 | 0 | 5 | 0 | 0 | 0 | 0 | 0 | 0
112 | 1837 | 2018 | CA | Antelope Expansion 2 | 61264 | ANTX2 | 0 | OP | PV | SUN | 105 | 0.011 | 10259 | 0 | Distributed from 923 Generation And Fuel | 2018 |  | 0 | 0 | 0 | 0 | 0 | 0 | 0 | 0 | 0 | 0 | 0 | 0 | 0 | 0 | 0 | 0 | 0 | 0 | 0 | 0 | 0 | 0 | 0 | 105 | 0 | 0 | 0 | 0 | 0 | 0
113 | 1840 | 2018 | CA | AP North Lake I, LP | 59610 | APNLI | 0 | OP | PV | SUN | 20 | 0.263 | 46045 | 25057 | Distributed from 923 Generation And Fuel | 2015 |  | 0 | 0 | 0 | 0 | 0 | 0 | 0 | 0 | 0 | 0 | 0 | 0 | 0 | 0 | 0 | 0 | 0 | 0 | 0 | 0 | 0 | 0 | 0 | 20 | 0 | 0 | 0 | 0 | 0 | 0
114 | 1841 | 2018 | CA | APP Prune A-D | 62577 | AP11A | 0 | OP | FC | NG | 1 | 0 | 0 | 0 | Distributed from 923 Generation And Fuel | 2017 |  | 0 | 0 | 0 | 0 | 0 | 0 | 0 | 0 | 0 | 0 | 0 | 1 | 0 | 0 | 0 | 0 | 0 | 0 | 0 | 0 | 0 | 0 | 0 | 0 | 0 | 0 | 0 | 0 | 0 | 0
115 | 1842 | 2018 | CA | APP Prune A-D | 62577 | AP11B | 0 | OP | FC | NG | 1 | 0 | 0 | 0 | Distributed from 923 Generation And Fuel | 2017 |  | 0 | 0 | 0 | 0 | 0 | 0 | 0 | 0 | 0 | 0 | 0 | 1 | 0 | 0 | 0 | 0 | 0 | 0 | 0 | 0 | 0 | 0 | 0 | 0 | 0 | 0 | 0 | 0 | 0 | 0
116 | 1843 | 2018 | CA | APP Prune A-D | 62577 | AP11C | 0 | OP | FC | NG | 1 | 0 | 0 | 0 | Distributed from 923 Generation And Fuel | 2017 |  | 0 | 0 | 0 | 0 | 0 | 0 | 0 | 0 | 0 | 0 | 0 | 1 | 0 | 0 | 0 | 0 | 0 | 0 | 0 | 0 | 0 | 0 | 0 | 0 | 0 | 0 | 0 | 0 | 0 | 0
117 | 1844 | 2018 | CA | APP Prune A-D | 62577 | AP11D | 0 | OP | FC | NG | 1 | 0 | 0 | 0 | Distributed from 923 Generation And Fuel | 2017 |  | 0 | 0 | 0 | 0 | 0 | 0 | 0 | 0 | 0 | 0 | 0 | 1 | 0 | 0 | 0 | 0 | 0 | 0 | 0 | 0 | 0 | 0 | 0 | 0 | 0 | 0 | 0 | 0 | 0 | 0
118 | 1845 | 2018 | CA | Apple Campus 2 Fuel Cell | 59557 | AC2FC | 0 | OP | FC | LFG | 4 | 0.862 | 30204 | 12525 | Distributed from 923 Generation And Fuel | 2017 |  | 0 | 0 | 0 | 0 | 0 | 0 | 0 | 4 | 0 | 0 | 0 | 0 | 0 | 0 | 0 | 0 | 0 | 0 | 0 | 0 | 0 | 0 | 0 | 0 | 0 | 0 | 0 | 0 | 0 | 0
119 | 1846 | 2018 | CA | Apple Campus 2 PV | 59473 | AC2PV | 0 | OP | PV | SUN | 14.4 | 0.029 | 3688 | 2007 | Distributed from 923 Generation And Fuel | 2017 |  | 0 | 0 | 0 | 0 | 0 | 0 | 0 | 0 | 0 | 0 | 0 | 0 | 0 | 0 | 0 | 0 | 0 | 0 | 0 | 0 | 0 | 0 | 0 | 14.4 | 0 | 0 | 0 | 0 | 0 | 0
120 | 1849 | 2018 | CA | Argus Cogen Plant | 10684 | TG8 | 2 | OP | ST | RC | 27.5 | 0.617 | 148618 | 62713 | EIA-923 Generator File | 1978 |  | 0 | 0 | 0 | 0 | 0 | 0 | 0 | 0 | 0 | 0 | 0 | 0 | 0 | 0 | 0 | 0 | 0 | 0 | 0 | 0 | 0 | 27.5 | 0 | 0 | 0 | 0 | 0 | 0 | 0 | 0
121 | 1850 | 2018 | CA | Argus Cogen Plant | 10684 | TG9 | 2 | OP | ST | RC | 27.5 | 0.605 | 145627 | 61619 | EIA-923 Generator File | 1978 |  | 0 | 0 | 0 | 0 | 0 | 0 | 0 | 0 | 0 | 0 | 0 | 0 | 0 | 0 | 0 | 0 | 0 | 0 | 0 | 0 | 0 | 27.5 | 0 | 0 | 0 | 0 | 0 | 0 | 0 | 0
122 | 1851 | 2018 | CA | Arrache 4006 | 58445 | 1 | 0 | OP | PV | SUN | 1 | 0.158 | 1385.5 | 754 | Distributed from 923 Generation And Fuel | 2013 |  | 0 | 0 | 0 | 0 | 0 | 0 | 0 | 0 | 0 | 0 | 0 | 0 | 0 | 0 | 0 | 0 | 0 | 0 | 0 | 0 | 0 | 0 | 0 | 1 | 0 | 0 | 0 | 0 | 0 | 0
123 | 1852 | 2018 | CA | Arrache 4006 | 58445 | 2 | 0 | OP | PV | SUN | 1 | 0.158 | 1385.5 | 754 | Distributed from 923 Generation And Fuel | 2013 |  | 0 | 0 | 0 | 0 | 0 | 0 | 0 | 0 | 0 | 0 | 0 | 0 | 0 | 0 | 0 | 0 | 0 | 0 | 0 | 0 | 0 | 0 | 0 | 1 | 0 | 0 | 0 | 0 | 0 | 0
124 | 1853 | 2018 | CA | Arrache 4013 | 58446 | 1 | 0 | OP | PV | SUN | 1.5 | 0.324 | 4256 | 2316 | Distributed from 923 Generation And Fuel | 2013 |  | 0 | 0 | 0 | 0 | 0 | 0 | 0 | 0 | 0 | 0 | 0 | 0 | 0 | 0 | 0 | 0 | 0 | 0 | 0 | 0 | 0 | 0 | 0 | 1.5 | 0 | 0 | 0 | 0 | 0 | 0
125 | 1854 | 2018 | CA | Arrache 8083 | 58447 | 1 | 0 | OP | PV | SUN | 1.5 | 0.122 | 1602 | 871.875 | Distributed from 923 Generation And Fuel | 2013 |  | 0 | 0 | 0 | 0 | 0 | 0 | 0 | 0 | 0 | 0 | 0 | 0 | 0 | 0 | 0 | 0 | 0 | 0 | 0 | 0 | 0 | 0 | 0 | 1.5 | 0 | 0 | 0 | 0 | 0 | 0
126 | 1855 | 2018 | CA | Arrache 8083 | 58447 | 2 | 0 | OP | PV | SUN | 1.5 | 0.122 | 1602 | 871.875 | Distributed from 923 Generation And Fuel | 2013 |  | 0 | 0 | 0 | 0 | 0 | 0 | 0 | 0 | 0 | 0 | 0 | 0 | 0 | 0 | 0 | 0 | 0 | 0 | 0 | 0 | 0 | 0 | 0 | 1.5 | 0 | 0 | 0 | 0 | 0 | 0
127 | 1856 | 2018 | CA | Arrache 8083 | 58447 | 3 | 0 | OP | PV | SUN | 1 | 0.122 | 1068 | 581.25 | Distributed from 923 Generation And Fuel | 2013 |  | 0 | 0 | 0 | 0 | 0 | 0 | 0 | 0 | 0 | 0 | 0 | 0 | 0 | 0 | 0 | 0 | 0 | 0 | 0 | 0 | 0 | 0 | 0 | 1 | 0 | 0 | 0 | 0 | 0 | 0
128 | 1857 | 2018 | CA | Aspiration G | 59737 | ASPRG | 0 | OP | PV | SUN | 9 | 0.281 | 22152 | 12055 | Distributed from 923 Generation And Fuel | 2017 |  | 0 | 0 | 0 | 0 | 0 | 0 | 0 | 0 | 0 | 0 | 0 | 0 | 0 | 0 | 0 | 0 | 0 | 0 | 0 | 0 | 0 | 0 | 0 | 9 | 0 | 0 | 0 | 0 | 0 | 0
129 | 1858 | 2018 | CA | ASTI | 58889 | ASTI | 0 | OP | PV | SUN | 1 | 0.162 | 1419 | 772 | Distributed from 923 Generation And Fuel | 2009 |  | 0 | 0 | 0 | 0 | 0 | 0 | 0 | 0 | 0 | 0 | 0 | 0 | 0 | 0 | 0 | 0 | 0 | 0 | 0 | 0 | 0 | 0 | 0 | 1 | 0 | 0 | 0 | 0 | 0 | 0
130 | 1859 | 2018 | CA | AT&T Anaheim | 61154 | AT058 | 0 | OP | FC | NG | 1.3 | 0.891 | 10145 | 4470 | Distributed from 923 Generation And Fuel | 2016 |  | 0 | 0 | 0 | 0 | 0 | 0 | 0 | 0 | 0 | 0 | 0 | 1.3 | 0 | 0 | 0 | 0 | 0 | 0 | 0 | 0 | 0 | 0 | 0 | 0 | 0 | 0 | 0 | 0 | 0 | 0
131 | 1860 | 2018 | CA | AT&T Holger | 61153 | AT057 | 0 | OP | FC | NG | 1.3 | 0.926 | 10550 | 4649 | Distributed from 923 Generation And Fuel | 2016 |  | 0 | 0 | 0 | 0 | 0 | 0 | 0 | 0 | 0 | 0 | 0 | 1.3 | 0 | 0 | 0 | 0 | 0 | 0 | 0 | 0 | 0 | 0 | 0 | 0 | 0 | 0 | 0 | 0 | 0 | 0
132 | 1861 | 2018 | CA | ATT Kelvin | 62573 | ATT56 | 0 | OP | FC | NG | 1 | 0 | 0 | 0 | Distributed from 923 Generation And Fuel | 2017 |  | 0 | 0 | 0 | 0 | 0 | 0 | 0 | 0 | 0 | 0 | 0 | 1 | 0 | 0 | 0 | 0 | 0 | 0 | 0 | 0 | 0 | 0 | 0 | 0 | 0 | 0 | 0 | 0 | 0 | 0
133 | 1862 | 2018 | CA | ATT Van Nyus | 62574 | ATT93 | 0 | OP | FC | NG | 1 | 0.942 | 8256 | 3638 | Distributed from 923 Generation And Fuel | 2017 |  | 0 | 0 | 0 | 0 | 0 | 0 | 0 | 0 | 0 | 0 | 0 | 1 | 0 | 0 | 0 | 0 | 0 | 0 | 0 | 0 | 0 | 0 | 0 | 0 | 0 | 0 | 0 | 0 | 0 | 0
134 | 1863 | 2018 | CA | Atwell Island | 58366 | 1 | 0 | OP | PV | SUN | 20.2 | 0.225 | 39778 | 21647 | Distributed from 923 Generation And Fuel | 2013 |  | 0 | 0 | 0 | 0 | 0 | 0 | 0 | 0 | 0 | 0 | 0 | 0 | 0 | 0 | 0 | 0 | 0 | 0 | 0 | 0 | 0 | 0 | 0 | 20.2 | 0 | 0 | 0 | 0 | 0 | 0
135 | 1864 | 2018 | CA | Atwell Island West Solar | 59414 | AWCA | 0 | OP | PV | SUN | 20 | 0.316 | 55411 | 30154 | Distributed from 923 Generation And Fuel | 2015 |  | 0 | 0 | 0 | 0 | 0 | 0 | 0 | 0 | 0 | 0 | 0 | 0 | 0 | 0 | 0 | 0 | 0 | 0 | 0 | 0 | 0 | 0 | 0 | 20 | 0 | 0 | 0 | 0 | 0 | 0
136 | 1865 | 2018 | CA | AV Solar Ranch One | 57378 | AVSR | 0 | OP | PV | SUN | 253 | 0.274 | 606235 | 298516 | Distributed from 923 Generation And Fuel | 2014 |  | 0 | 0 | 0 | 0 | 0 | 0 | 0 | 0 | 0 | 0 | 0 | 0 | 0 | 0 | 0 | 0 | 0 | 0 | 0 | 0 | 0 | 0 | 0 | 253 | 0 | 0 | 0 | 0 | 0 | 0
137 | 1866 | 2018 | CA | Avenal Park | 57359 | 1 | 0 | OP | PV | SUN | 6 | 0.201 | 10547 | 5740 | Distributed from 923 Generation And Fuel | 2011 |  | 0 | 0 | 0 | 0 | 0 | 0 | 0 | 0 | 0 | 0 | 0 | 0 | 0 | 0 | 0 | 0 | 0 | 0 | 0 | 0 | 0 | 0 | 0 | 6 | 0 | 0 | 0 | 0 | 0 | 0
138 | 1867 | 2018 | CA | AVS Lancaster 1 | 60085 | PV1 | 0 | OP | PV | SUN | 3.7 | 0.27 | 8752 | 4763 | Distributed from 923 Generation And Fuel | 2016 |  | 0 | 0 | 0 | 0 | 0 | 0 | 0 | 0 | 0 | 0 | 0 | 0 | 0 | 0 | 0 | 0 | 0 | 0 | 0 | 0 | 0 | 0 | 0 | 3.7 | 0 | 0 | 0 | 0 | 0 | 0
139 | 1868 | 2018 | CA | Axium Modesto Solar | 58039 | 1 | 0 | OP | PV | SUN | 25 | 0.292 | 63929 | 34789 | Distributed from 923 Generation And Fuel | 2012 |  | 0 | 0 | 0 | 0 | 0 | 0 | 0 | 0 | 0 | 0 | 0 | 0 | 0 | 0 | 0 | 0 | 0 | 0 | 0 | 0 | 0 | 0 | 0 | 25 | 0 | 0 | 0 | 0 | 0 | 0
140 | 1869 | 2018 | CA | Azusa | 6449 | 1 | 0 | OP | HY | WAT | 3 | 0 | 0 | 0 | Distributed from 923 Generation And Fuel | 1949 |  | 0 | 0 | 0 | 0 | 0 | 0 | 0 | 0 | 0 | 0 | 0 | 0 | 0 | 0 | 0 | 0 | 0 | 0 | 0 | 0 | 0 | 0 | 0 | 0 | 3 | 0 | 0 | 0 | 0 | 0
141 | 1870 | 2018 | CA | B Braun Medical | 50200 | GEN1 | 0 | OP | GT | NG | 2.8 | 0.75 | 18390.951 | 8103.475 | Distributed from 923 Generation And Fuel | 1982 |  | 0 | 0 | 0 | 0 | 0 | 0 | 0 | 0 | 0 | 0 | 0 | 2.8 | 0 | 0 | 0 | 0 | 0 | 0 | 0 | 0 | 0 | 0 | 0 | 0 | 0 | 0 | 0 | 0 | 0 | 0
142 | 1871 | 2018 | CA | B Braun Medical | 50200 | GEN2 | 0 | OP | GT | NG | 3.3 | 0.75 | 21675.049 | 9550.525 | Distributed from 923 Generation And Fuel | 1995 |  | 0 | 0 | 0 | 0 | 0 | 0 | 0 | 0 | 0 | 0 | 0 | 3.3 | 0 | 0 | 0 | 0 | 0 | 0 | 0 | 0 | 0 | 0 | 0 | 0 | 0 | 0 | 0 | 0 | 0 | 0
143 | 1872 | 2018 | CA | Badger Creek Limited | 10650 | GEN1 | 0 | OP | GT | NG | 46 | 0.019 | 7556 | 3974 | Distributed from 923 Generation And Fuel | 1991 |  | 0 | 0 | 0 | 0 | 0 | 0 | 0 | 0 | 0 | 0 | 0 | 46 | 0 | 0 | 0 | 0 | 0 | 0 | 0 | 0 | 0 | 0 | 0 | 0 | 0 | 0 | 0 | 0 | 0 | 0
144 | 1873 | 2018 | CA | Baker Creek Hydroelectric | 59428 | GENE1 | 0 | OP | HY | WAT | 1.4 | 0.252 | 3093.067 | 1656.667 | Distributed from 923 Generation And Fuel | 2014 |  | 0 | 0 | 0 | 0 | 0 | 0 | 0 | 0 | 0 | 0 | 0 | 0 | 0 | 0 | 0 | 0 | 0 | 0 | 0 | 0 | 0 | 0 | 0 | 0 | 1.4 | 0 | 0 | 0 | 0 | 0
145 | 1874 | 2018 | CA | Baker Creek Hydroelectric | 59428 | GENE2 | 0 | OP | HY | WAT | 0.1 | 0.252 | 220.933 | 118.333 | Distributed from 923 Generation And Fuel | 2014 |  | 0 | 0 | 0 | 0 | 0 | 0 | 0 | 0 | 0 | 0 | 0 | 0 | 0 | 0 | 0 | 0 | 0 | 0 | 0 | 0 | 0 | 0 | 0 | 0 | 0.1 | 0 | 0 | 0 | 0 | 0
146 | 1875 | 2018 | CA | Bakersfield 111 | 59948 | BF111 | 0 | OP | PV | SUN | 1.4 | 0.242 | 2973 | 1618 | Distributed from 923 Generation And Fuel | 2015 |  | 0 | 0 | 0 | 0 | 0 | 0 | 0 | 0 | 0 | 0 | 0 | 0 | 0 | 0 | 0 | 0 | 0 | 0 | 0 | 0 | 0 | 0 | 0 | 1.4 | 0 | 0 | 0 | 0 | 0 | 0
147 | 1876 | 2018 | CA | Bakersfield College Solar 01 | 57655 | BC01 | 0 | OP | PV | SUN | 1.1 | 0.213 | 2056 | 1119 | Distributed from 923 Generation And Fuel | 2010 |  | 0 | 0 | 0 | 0 | 0 | 0 | 0 | 0 | 0 | 0 | 0 | 0 | 0 | 0 | 0 | 0 | 0 | 0 | 0 | 0 | 0 | 0 | 0 | 1.1 | 0 | 0 | 0 | 0 | 0 | 0
148 | 1877 | 2018 | CA | Bakersfield Industrial PV 1 | 61118 | BIND1 | 0 | OP | PV | SUN | 1 | 0.245 | 2147 | 1168 | Distributed from 923 Generation And Fuel | 2017 |  | 0 | 0 | 0 | 0 | 0 | 0 | 0 | 0 | 0 | 0 | 0 | 0 | 0 | 0 | 0 | 0 | 0 | 0 | 0 | 0 | 0 | 0 | 0 | 1 | 0 | 0 | 0 | 0 | 0 | 0
149 | 1878 | 2018 | CA | Bakersfield PV 1 | 61117 | BAKE1 | 0 | OP | PV | SUN | 5.3 | 0.233 | 10813 | 5884 | Distributed from 923 Generation And Fuel | 2017 |  | 0 | 0 | 0 | 0 | 0 | 0 | 0 | 0 | 0 | 0 | 0 | 0 | 0 | 0 | 0 | 0 | 0 | 0 | 0 | 0 | 0 | 0 | 0 | 5.3 | 0 | 0 | 0 | 0 | 0 | 0
150 | 1879 | 2018 | CA | Balch 1 | 217 | 1 | 0 | OP | HY | WAT | 31 | 0.304 | 82440 | 44150 | Distributed from 923 Generation And Fuel | 1927 |  | 0 | 0 | 0 | 0 | 0 | 0 | 0 | 0 | 0 | 0 | 0 | 0 | 0 | 0 | 0 | 0 | 0 | 0 | 0 | 0 | 0 | 0 | 0 | 0 | 31 | 0 | 0 | 0 | 0 | 0
151 | 1880 | 2018 | CA | Balch 2 | 218 | 2 | 0 | OP | HY | WAT | 48.6 | 0.474 | 201727.5 | 108032.5 | Distributed from 923 Generation And Fuel | 1958 |  | 0 | 0 | 0 | 0 | 0 | 0 | 0 | 0 | 0 | 0 | 0 | 0 | 0 | 0 | 0 | 0 | 0 | 0 | 0 | 0 | 0 | 0 | 0 | 0 | 48.6 | 0 | 0 | 0 | 0 | 0
152 | 1881 | 2018 | CA | Balch 2 | 218 | 3 | 0 | OP | HY | WAT | 48.6 | 0.474 | 201727.5 | 108032.5 | Distributed from 923 Generation And Fuel | 1958 |  | 0 | 0 | 0 | 0 | 0 | 0 | 0 | 0 | 0 | 0 | 0 | 0 | 0 | 0 | 0 | 0 | 0 | 0 | 0 | 0 | 0 | 0 | 0 | 0 | 48.6 | 0 | 0 | 0 | 0 | 0
153 | 1882 | 2018 | CA | Barre Peaker | 56474 | 1 | 0 | OP | GT | NG | 49.8 | 0.076 | 33130 | 14598 | Distributed from 923 Generation And Fuel | 2007 |  | 0 | 0 | 0 | 0 | 0 | 0 | 0 | 0 | 0 | 0 | 0 | 49.8 | 0 | 0 | 0 | 0 | 0 | 0 | 0 | 0 | 0 | 0 | 0 | 0 | 0 | 0 | 0 | 0 | 0 | 0
154 | 1883 | 2018 | CA | Bayshore Solar A, LLC | 60481 | BSHRA | 0 | OP | PV | SUN | 20 | 0.315 | 55219 | 30050 | Distributed from 923 Generation And Fuel | 2017 |  | 0 | 0 | 0 | 0 | 0 | 0 | 0 | 0 | 0 | 0 | 0 | 0 | 0 | 0 | 0 | 0 | 0 | 0 | 0 | 0 | 0 | 0 | 0 | 20 | 0 | 0 | 0 | 0 | 0 | 0
155 | 1884 | 2018 | CA | Bayshore Solar B, LLC | 60474 | BSHRB | 0 | OP | PV | SUN | 20 | 0.317 | 55574 | 30243 | Distributed from 923 Generation And Fuel | 2017 |  | 0 | 0 | 0 | 0 | 0 | 0 | 0 | 0 | 0 | 0 | 0 | 0 | 0 | 0 | 0 | 0 | 0 | 0 | 0 | 0 | 0 | 0 | 0 | 20 | 0 | 0 | 0 | 0 | 0 | 0
156 | 1885 | 2018 | CA | Bayshore Solar C, LLC | 60475 | BSHRC | 0 | OP | PV | SUN | 20 | 0.309 | 54085 | 29432 | Distributed from 923 Generation And Fuel | 2017 |  | 0 | 0 | 0 | 0 | 0 | 0 | 0 | 0 | 0 | 0 | 0 | 0 | 0 | 0 | 0 | 0 | 0 | 0 | 0 | 0 | 0 | 0 | 0 | 20 | 0 | 0 | 0 | 0 | 0 | 0
157 | 1886 | 2018 | CA | Beacon BESS 1 | 61431 | BCNB1 | 0 | OP | BA | MWH | 20 | -0.002 | -331 | 0 | Distributed from 923 Generation And Fuel | 2018 |  | 0 | 0 | 0 | 0 | 0 | 0 | 0 | 0 | 0 | 0 | 20 | 0 | 0 | 0 | 0 | 0 | 0 | 0 | 0 | 0 | 0 | 0 | 0 | 0 | 0 | 0 | 0 | 0 | 0 | 0
158 | 1887 | 2018 | CA | Beacon Solar Plant Site 2 | 59309 | BEAC2 | 0 | OP | PV | SUN | 47.3 | 0.309 | 127915 | 67871 | Distributed from 923 Generation And Fuel | 2017 |  | 0 | 0 | 0 | 0 | 0 | 0 | 0 | 0 | 0 | 0 | 0 | 0 | 0 | 0 | 0 | 0 | 0 | 0 | 0 | 0 | 0 | 0 | 0 | 47.3 | 0 | 0 | 0 | 0 | 0 | 0
159 | 1888 | 2018 | CA | Beacon Solar Plant Site 5 | 59308 | BEAC5 | 0 | OP | PV | SUN | 37.8 | 0.302 | 100039 | 54037 | Distributed from 923 Generation And Fuel | 2017 |  | 0 | 0 | 0 | 0 | 0 | 0 | 0 | 0 | 0 | 0 | 0 | 0 | 0 | 0 | 0 | 0 | 0 | 0 | 0 | 0 | 0 | 0 | 0 | 37.8 | 0 | 0 | 0 | 0 | 0 | 0
160 | 1891 | 2018 | CA | Bear Creek | 50156 | GEN1 | 0 | OP | HY | WAT | 3.2 | 0.125 | 3518 | 1884 | Distributed from 923 Generation And Fuel | 1990 |  | 0 | 0 | 0 | 0 | 0 | 0 | 0 | 0 | 0 | 0 | 0 | 0 | 0 | 0 | 0 | 0 | 0 | 0 | 0 | 0 | 0 | 0 | 0 | 0 | 3.2 | 0 | 0 | 0 | 0 | 0
161 | 1892 | 2018 | CA | Bear Creek Solar | 58508 | PV3 | 0 | OP | PV | SUN | 1.5 | 0.256 | 3367 | 1832 | Distributed from 923 Generation And Fuel | 2014 |  | 0 | 0 | 0 | 0 | 0 | 0 | 0 | 0 | 0 | 0 | 0 | 0 | 0 | 0 | 0 | 0 | 0 | 0 | 0 | 0 | 0 | 0 | 0 | 1.5 | 0 | 0 | 0 | 0 | 0 | 0
162 | 1893 | 2018 | CA | Bear Mountain Limited | 10649 | GEN1 | 0 | OP | GT | NG | 46 | 0.089 | 35766 | 13443 | Distributed from 923 Generation And Fuel | 1995 |  | 0 | 0 | 0 | 0 | 0 | 0 | 0 | 0 | 0 | 0 | 0 | 46 | 0 | 0 | 0 | 0 | 0 | 0 | 0 | 0 | 0 | 0 | 0 | 0 | 0 | 0 | 0 | 0 | 0 | 0
163 | 1894 | 2018 | CA | Bear Valley | 457 | HC1 | 0 | OP | HY | WAT | 0.7 | 0.011 | 66.5 | 35.5 | Distributed from 923 Generation And Fuel | 1986 |  | 0 | 0 | 0 | 0 | 0 | 0 | 0 | 0 | 0 | 0 | 0 | 0 | 0 | 0 | 0 | 0 | 0 | 0 | 0 | 0 | 0 | 0 | 0 | 0 | 0.7 | 0 | 0 | 0 | 0 | 0
164 | 1895 | 2018 | CA | Bear Valley | 457 | HC2 | 0 | OP | HY | WAT | 0.7 | 0.011 | 66.5 | 35.5 | Distributed from 923 Generation And Fuel | 1986 |  | 0 | 0 | 0 | 0 | 0 | 0 | 0 | 0 | 0 | 0 | 0 | 0 | 0 | 0 | 0 | 0 | 0 | 0 | 0 | 0 | 0 | 0 | 0 | 0 | 0.7 | 0 | 0 | 0 | 0 | 0
165 | 1896 | 2018 | CA | Bear Valley Power Plant | 56346 | ICE1 | 0 | OP | IC | NG | 1.2 | 0.001 | 8 | 3.571 | Distributed from 923 Generation And Fuel | 2005 |  | 0 | 0 | 0 | 0 | 0 | 0 | 0 | 0 | 0 | 0 | 0 | 1.2 | 0 | 0 | 0 | 0 | 0 | 0 | 0 | 0 | 0 | 0 | 0 | 0 | 0 | 0 | 0 | 0 | 0 | 0
166 | 1897 | 2018 | CA | Bear Valley Power Plant | 56346 | ICE2 | 0 | OP | IC | NG | 1.2 | 0.001 | 8 | 3.571 | Distributed from 923 Generation And Fuel | 2005 |  | 0 | 0 | 0 | 0 | 0 | 0 | 0 | 0 | 0 | 0 | 0 | 1.2 | 0 | 0 | 0 | 0 | 0 | 0 | 0 | 0 | 0 | 0 | 0 | 0 | 0 | 0 | 0 | 0 | 0 | 0
167 | 1898 | 2018 | CA | Bear Valley Power Plant | 56346 | ICE3 | 0 | OP | IC | NG | 1.2 | 0.001 | 8 | 3.571 | Distributed from 923 Generation And Fuel | 2005 |  | 0 | 0 | 0 | 0 | 0 | 0 | 0 | 0 | 0 | 0 | 0 | 1.2 | 0 | 0 | 0 | 0 | 0 | 0 | 0 | 0 | 0 | 0 | 0 | 0 | 0 | 0 | 0 | 0 | 0 | 0
168 | 1899 | 2018 | CA | Bear Valley Power Plant | 56346 | ICE4 | 0 | OP | IC | NG | 1.2 | 0.001 | 8 | 3.571 | Distributed from 923 Generation And Fuel | 2005 |  | 0 | 0 | 0 | 0 | 0 | 0 | 0 | 0 | 0 | 0 | 0 | 1.2 | 0 | 0 | 0 | 0 | 0 | 0 | 0 | 0 | 0 | 0 | 0 | 0 | 0 | 0 | 0 | 0 | 0 | 0
169 | 1900 | 2018 | CA | Bear Valley Power Plant | 56346 | ICE5 | 0 | OP | IC | NG | 1.2 | 0.001 | 8 | 3.571 | Distributed from 923 Generation And Fuel | 2005 |  | 0 | 0 | 0 | 0 | 0 | 0 | 0 | 0 | 0 | 0 | 0 | 1.2 | 0 | 0 | 0 | 0 | 0 | 0 | 0 | 0 | 0 | 0 | 0 | 0 | 0 | 0 | 0 | 0 | 0 | 0
170 | 1901 | 2018 | CA | Bear Valley Power Plant | 56346 | ICE6 | 0 | OP | IC | NG | 1.2 | 0.001 | 8 | 3.571 | Distributed from 923 Generation And Fuel | 2005 |  | 0 | 0 | 0 | 0 | 0 | 0 | 0 | 0 | 0 | 0 | 0 | 1.2 | 0 | 0 | 0 | 0 | 0 | 0 | 0 | 0 | 0 | 0 | 0 | 0 | 0 | 0 | 0 | 0 | 0 | 0
171 | 1902 | 2018 | CA | Bear Valley Power Plant | 56346 | ICE7 | 0 | OP | IC | NG | 1.2 | 0.001 | 8 | 3.571 | Distributed from 923 Generation And Fuel | 2005 |  | 0 | 0 | 0 | 0 | 0 | 0 | 0 | 0 | 0 | 0 | 0 | 1.2 | 0 | 0 | 0 | 0 | 0 | 0 | 0 | 0 | 0 | 0 | 0 | 0 | 0 | 0 | 0 | 0 | 0 | 0
172 | 1903 | 2018 | CA | Beardsley | 414 | 1 | 0 | OP | HY | WAT | 10 | 0.61 | 53455 | 28627 | Distributed from 923 Generation And Fuel | 1957 |  | 0 | 0 | 0 | 0 | 0 | 0 | 0 | 0 | 0 | 0 | 0 | 0 | 0 | 0 | 0 | 0 | 0 | 0 | 0 | 0 | 0 | 0 | 0 | 0 | 10 | 0 | 0 | 0 | 0 | 0
173 | 1904 | 2018 | CA | Belden | 219 | 1 | 0 | OP | HY | WAT | 117.9 | 0.226 | 233801 | 133430 | Distributed from 923 Generation And Fuel | 1969 |  | 0 | 0 | 0 | 0 | 0 | 0 | 0 | 0 | 0 | 0 | 0 | 0 | 0 | 0 | 0 | 0 | 0 | 0 | 0 | 0 | 0 | 0 | 0 | 0 | 117.9 | 0 | 0 | 0 | 0 | 0
174 | 1905 | 2018 | CA | Beringer | 58890 | BERI | 0 | OP | PV | SUN | 1.2 | 0.144 | 1511 | 822 | Distributed from 923 Generation And Fuel | 2009 |  | 0 | 0 | 0 | 0 | 0 | 0 | 0 | 0 | 0 | 0 | 0 | 0 | 0 | 0 | 0 | 0 | 0 | 0 | 0 | 0 | 0 | 0 | 0 | 1.2 | 0 | 0 | 0 | 0 | 0 | 0
175 | 1906 | 2018 | CA | Berry Cogen | 50170 | GEN1 | 0 | OP | GT | NG | 38.7 | 0.864 | 293027 | 121633 | Distributed from 923 Generation And Fuel | 1986 |  | 0 | 0 | 0 | 0 | 0 | 0 | 0 | 0 | 0 | 0 | 0 | 38.7 | 0 | 0 | 0 | 0 | 0 | 0 | 0 | 0 | 0 | 0 | 0 | 0 | 0 | 0 | 0 | 0 | 0 | 0
176 | 1907 | 2018 | CA | Berry Cogen Tanne Hills 18 | 50622 | GEN1 | 0 | OP | GT | NG | 8.8 | 0.583 | 44978 | 18443.5 | Distributed from 923 Generation And Fuel | 1986 |  | 0 | 0 | 0 | 0 | 0 | 0 | 0 | 0 | 0 | 0 | 0 | 8.8 | 0 | 0 | 0 | 0 | 0 | 0 | 0 | 0 | 0 | 0 | 0 | 0 | 0 | 0 | 0 | 0 | 0 | 0
177 | 1908 | 2018 | CA | Berry Cogen Tanne Hills 18 | 50622 | GEN2 | 0 | OP | GT | NG | 8.8 | 0.583 | 44978 | 18443.5 | Distributed from 923 Generation And Fuel | 1986 |  | 0 | 0 | 0 | 0 | 0 | 0 | 0 | 0 | 0 | 0 | 0 | 8.8 | 0 | 0 | 0 | 0 | 0 | 0 | 0 | 0 | 0 | 0 | 0 | 0 | 0 | 0 | 0 | 0 | 0 | 0
178 | 1909 | 2018 | CA | Berry NMW Cogens | 62176 | 21Z | 0 | OP | GT | NG | 4.8 | 0.467 | 19652.5 | 8659.5 | Distributed from 923 Generation And Fuel | 2017 |  | 0 | 0 | 0 | 0 | 0 | 0 | 0 | 0 | 0 | 0 | 0 | 4.8 | 0 | 0 | 0 | 0 | 0 | 0 | 0 | 0 | 0 | 0 | 0 | 0 | 0 | 0 | 0 | 0 | 0 | 0
179 | 1910 | 2018 | CA | Berry NMW Cogens | 62176 | PF | 0 | OP | GT | NG | 4.8 | 0.467 | 19652.5 | 8659.5 | Distributed from 923 Generation And Fuel | 2017 |  | 0 | 0 | 0 | 0 | 0 | 0 | 0 | 0 | 0 | 0 | 0 | 4.8 | 0 | 0 | 0 | 0 | 0 | 0 | 0 | 0 | 0 | 0 | 0 | 0 | 0 | 0 | 0 | 0 | 0 | 0
180 | 1911 | 2018 | CA | Berry Placerita Cogen | 52096 | GEN1 | 0 | OP | GT | NG | 21.4 | 0.789 | 147904.5 | 65674 | Distributed from 923 Generation And Fuel | 1990 |  | 0 | 0 | 0 | 0 | 0 | 0 | 0 | 0 | 0 | 0 | 0 | 21.4 | 0 | 0 | 0 | 0 | 0 | 0 | 0 | 0 | 0 | 0 | 0 | 0 | 0 | 0 | 0 | 0 | 0 | 0
181 | 1912 | 2018 | CA | Berry Placerita Cogen | 52096 | GEN2 | 0 | OP | GT | NG | 21.4 | 0.789 | 147904.5 | 65674 | Distributed from 923 Generation And Fuel | 1990 |  | 0 | 0 | 0 | 0 | 0 | 0 | 0 | 0 | 0 | 0 | 0 | 21.4 | 0 | 0 | 0 | 0 | 0 | 0 | 0 | 0 | 0 | 0 | 0 | 0 | 0 | 0 | 0 | 0 | 0 | 0
182 | 1913 | 2018 | CA | Bidwell Ditch Project | 10880 | GEN1 | 0 | OP | HY | WAT | 1.8 | 0.735 | 11596 | 6210 | Distributed from 923 Generation And Fuel | 1987 |  | 0 | 0 | 0 | 0 | 0 | 0 | 0 | 0 | 0 | 0 | 0 | 0 | 0 | 0 | 0 | 0 | 0 | 0 | 0 | 0 | 0 | 0 | 0 | 0 | 1.8 | 0 | 0 | 0 | 0 | 0
183 | 1914 | 2018 | CA | Big Creek 1 | 317 | 1 | 0 | OP | HY | WAT | 19.8 | 0.445 | 77221.568 | 41355.122 | Distributed from 923 Generation And Fuel | 1913 |  | 0 | 0 | 0 | 0 | 0 | 0 | 0 | 0 | 0 | 0 | 0 | 0 | 0 | 0 | 0 | 0 | 0 | 0 | 0 | 0 | 0 | 0 | 0 | 0 | 19.8 | 0 | 0 | 0 | 0 | 0
184 | 1915 | 2018 | CA | Big Creek 1 | 317 | 2 | 0 | OP | HY | WAT | 15.8 | 0.445 | 61621.251 | 33000.552 | Distributed from 923 Generation And Fuel | 1913 |  | 0 | 0 | 0 | 0 | 0 | 0 | 0 | 0 | 0 | 0 | 0 | 0 | 0 | 0 | 0 | 0 | 0 | 0 | 0 | 0 | 0 | 0 | 0 | 0 | 15.8 | 0 | 0 | 0 | 0 | 0
185 | 1916 | 2018 | CA | Big Creek 1 | 317 | 3 | 0 | OP | HY | WAT | 21.6 | 0.445 | 84241.71 | 45114.679 | Distributed from 923 Generation And Fuel | 1923 |  | 0 | 0 | 0 | 0 | 0 | 0 | 0 | 0 | 0 | 0 | 0 | 0 | 0 | 0 | 0 | 0 | 0 | 0 | 0 | 0 | 0 | 0 | 0 | 0 | 21.6 | 0 | 0 | 0 | 0 | 0
186 | 1917 | 2018 | CA | Big Creek 1 | 317 | 4 | 0 | OP | HY | WAT | 31.2 | 0.445 | 121682.471 | 65165.647 | Distributed from 923 Generation And Fuel | 1925 |  | 0 | 0 | 0 | 0 | 0 | 0 | 0 | 0 | 0 | 0 | 0 | 0 | 0 | 0 | 0 | 0 | 0 | 0 | 0 | 0 | 0 | 0 | 0 | 0 | 31.2 | 0 | 0 | 0 | 0 | 0
187 | 1918 | 2018 | CA | Big Creek 2 | 318 | 3 | 0 | OP | HY | WAT | 15.8 | 0.551 | 76325.15 | 40875.027 | Distributed from 923 Generation And Fuel | 1913 |  | 0 | 0 | 0 | 0 | 0 | 0 | 0 | 0 | 0 | 0 | 0 | 0 | 0 | 0 | 0 | 0 | 0 | 0 | 0 | 0 | 0 | 0 | 0 | 0 | 15.8 | 0 | 0 | 0 | 0 | 0
188 | 1919 | 2018 | CA | Big Creek 2 | 318 | 4 | 0 | OP | HY | WAT | 15.8 | 0.551 | 76325.15 | 40875.027 | Distributed from 923 Generation And Fuel | 1914 |  | 0 | 0 | 0 | 0 | 0 | 0 | 0 | 0 | 0 | 0 | 0 | 0 | 0 | 0 | 0 | 0 | 0 | 0 | 0 | 0 | 0 | 0 | 0 | 0 | 15.8 | 0 | 0 | 0 | 0 | 0
189 | 1920 | 2018 | CA | Big Creek 2 | 318 | 5 | 0 | OP | HY | WAT | 17.5 | 0.551 | 84537.35 | 45272.973 | Distributed from 923 Generation And Fuel | 1921 |  | 0 | 0 | 0 | 0 | 0 | 0 | 0 | 0 | 0 | 0 | 0 | 0 | 0 | 0 | 0 | 0 | 0 | 0 | 0 | 0 | 0 | 0 | 0 | 0 | 17.5 | 0 | 0 | 0 | 0 | 0
190 | 1921 | 2018 | CA | Big Creek 2 | 318 | 6 | 0 | OP | HY | WAT | 17.5 | 0.551 | 84537.35 | 45272.973 | Distributed from 923 Generation And Fuel | 1925 |  | 0 | 0 | 0 | 0 | 0 | 0 | 0 | 0 | 0 | 0 | 0 | 0 | 0 | 0 | 0 | 0 | 0 | 0 | 0 | 0 | 0 | 0 | 0 | 0 | 17.5 | 0 | 0 | 0 | 0 | 0
191 | 1922 | 2018 | CA | Big Creek 2A | 322 | 1 | 0 | OP | HY | WAT | 55 | 0.464 | 223567.5 | 124995 | Distributed from 923 Generation And Fuel | 1928 |  | 0 | 0 | 0 | 0 | 0 | 0 | 0 | 0 | 0 | 0 | 0 | 0 | 0 | 0 | 0 | 0 | 0 | 0 | 0 | 0 | 0 | 0 | 0 | 0 | 55 | 0 | 0 | 0 | 0 | 0
192 | 1923 | 2018 | CA | Big Creek 2A | 322 | 2 | 0 | OP | HY | WAT | 55 | 0.464 | 223567.5 | 124995 | Distributed from 923 Generation And Fuel | 1928 |  | 0 | 0 | 0 | 0 | 0 | 0 | 0 | 0 | 0 | 0 | 0 | 0 | 0 | 0 | 0 | 0 | 0 | 0 | 0 | 0 | 0 | 0 | 0 | 0 | 55 | 0 | 0 | 0 | 0 | 0
193 | 1924 | 2018 | CA | Big Creek 3 | 319 | 1 | 0 | OP | HY | WAT | 34 | 0.444 | 132252.986 | 78096.734 | Distributed from 923 Generation And Fuel | 1923 |  | 0 | 0 | 0 | 0 | 0 | 0 | 0 | 0 | 0 | 0 | 0 | 0 | 0 | 0 | 0 | 0 | 0 | 0 | 0 | 0 | 0 | 0 | 0 | 0 | 34 | 0 | 0 | 0 | 0 | 0
194 | 1925 | 2018 | CA | Big Creek 3 | 319 | 2 | 0 | OP | HY | WAT | 34 | 0.444 | 132252.986 | 78096.734 | Distributed from 923 Generation And Fuel | 1923 |  | 0 | 0 | 0 | 0 | 0 | 0 | 0 | 0 | 0 | 0 | 0 | 0 | 0 | 0 | 0 | 0 | 0 | 0 | 0 | 0 | 0 | 0 | 0 | 0 | 34 | 0 | 0 | 0 | 0 | 0
195 | 1926 | 2018 | CA | Big Creek 3 | 319 | 3 | 0 | OP | HY | WAT | 34 | 0.444 | 132252.986 | 78096.734 | Distributed from 923 Generation And Fuel | 1923 |  | 0 | 0 | 0 | 0 | 0 | 0 | 0 | 0 | 0 | 0 | 0 | 0 | 0 | 0 | 0 | 0 | 0 | 0 | 0 | 0 | 0 | 0 | 0 | 0 | 34 | 0 | 0 | 0 | 0 | 0
196 | 1927 | 2018 | CA | Big Creek 3 | 319 | 4 | 0 | OP | HY | WAT | 36 | 0.444 | 140032.573 | 82690.659 | Distributed from 923 Generation And Fuel | 1948 |  | 0 | 0 | 0 | 0 | 0 | 0 | 0 | 0 | 0 | 0 | 0 | 0 | 0 | 0 | 0 | 0 | 0 | 0 | 0 | 0 | 0 | 0 | 0 | 0 | 36 | 0 | 0 | 0 | 0 | 0
197 | 1928 | 2018 | CA | Big Creek 3 | 319 | 5 | 0 | OP | HY | WAT | 36.5 | 0.444 | 141977.47 | 83839.14 | Distributed from 923 Generation And Fuel | 1980 |  | 0 | 0 | 0 | 0 | 0 | 0 | 0 | 0 | 0 | 0 | 0 | 0 | 0 | 0 | 0 | 0 | 0 | 0 | 0 | 0 | 0 | 0 | 0 | 0 | 36.5 | 0 | 0 | 0 | 0 | 0
198 | 1929 | 2018 | CA | Big Creek 4 | 320 | 1 | 0 | OP | HY | WAT | 50 | 0.319 | 139863 | 84202 | Distributed from 923 Generation And Fuel | 1951 |  | 0 | 0 | 0 | 0 | 0 | 0 | 0 | 0 | 0 | 0 | 0 | 0 | 0 | 0 | 0 | 0 | 0 | 0 | 0 | 0 | 0 | 0 | 0 | 0 | 50 | 0 | 0 | 0 | 0 | 0
199 | 1930 | 2018 | CA | Big Creek 4 | 320 | 2 | 0 | OP | HY | WAT | 50 | 0.319 | 139863 | 84202 | Distributed from 923 Generation And Fuel | 1951 |  | 0 | 0 | 0 | 0 | 0 | 0 | 0 | 0 | 0 | 0 | 0 | 0 | 0 | 0 | 0 | 0 | 0 | 0 | 0 | 0 | 0 | 0 | 0 | 0 | 50 | 0 | 0 | 0 | 0 | 0
200 | 1931 | 2018 | CA | Big Creek 8 | 321 | 1 | 0 | OP | HY | WAT | 30 | 0.374 | 98234.4 | 52608.4 | Distributed from 923 Generation And Fuel | 1921 |  | 0 | 0 | 0 | 0 | 0 | 0 | 0 | 0 | 0 | 0 | 0 | 0 | 0 | 0 | 0 | 0 | 0 | 0 | 0 | 0 | 0 | 0 | 0 | 0 | 30 | 0 | 0 | 0 | 0 | 0
201 | 1932 | 2018 | CA | Big Creek 8 | 321 | 2 | 0 | OP | HY | WAT | 45 | 0.374 | 147351.6 | 78912.6 | Distributed from 923 Generation And Fuel | 1929 |  | 0 | 0 | 0 | 0 | 0 | 0 | 0 | 0 | 0 | 0 | 0 | 0 | 0 | 0 | 0 | 0 | 0 | 0 | 0 | 0 | 0 | 0 | 0 | 0 | 45 | 0 | 0 | 0 | 0 | 0
202 | 1933 | 2018 | CA | Big Creek Water Works | 10282 | BCHY | 0 | OP | HY | WAT | 5 | 0.144 | 6327 | 1003 | Distributed from 923 Generation And Fuel | 1987 |  | 0 | 0 | 0 | 0 | 0 | 0 | 0 | 0 | 0 | 0 | 0 | 0 | 0 | 0 | 0 | 0 | 0 | 0 | 0 | 0 | 0 | 0 | 0 | 0 | 5 | 0 | 0 | 0 | 0 | 0
203 | 1934 | 2018 | CA | Big Pine Creek | 391 | 1 | 0 | OP | HY | WAT | 3.2 | 0.46 | 12883 | 6899 | Distributed from 923 Generation And Fuel | 1925 |  | 0 | 0 | 0 | 0 | 0 | 0 | 0 | 0 | 0 | 0 | 0 | 0 | 0 | 0 | 0 | 0 | 0 | 0 | 0 | 0 | 0 | 0 | 0 | 0 | 3.2 | 0 | 0 | 0 | 0 | 0
204 | 1936 | 2018 | CA | Biola University | 54296 | BATT | 0 | OP | BA | MWH | 0.3 | 0 | 0 | 0 | Distributed from 923 Generation And Fuel | 2018 |  | 0 | 0 | 0 | 0 | 0 | 0 | 0 | 0 | 0 | 0 | 0.3 | 0 | 0 | 0 | 0 | 0 | 0 | 0 | 0 | 0 | 0 | 0 | 0 | 0 | 0 | 0 | 0 | 0 | 0 | 0
205 | 1937 | 2018 | CA | Biola University | 54296 | EG1 | 0 | OP | IC | NG | 0.6 | 0.74 | 3891.273 | 1682.727 | Distributed from 923 Generation And Fuel | 1990 | 2019 | 0 | 0 | 0 | 0 | 0 | 0 | 0 | 0 | 0 | 0 | 0 | 0.6 | 0 | 0 | 0 | 0 | 0 | 0 | 0 | 0 | 0 | 0 | 0 | 0 | 0 | 0 | 0 | 0 | 0 | 0
206 | 1938 | 2018 | CA | Biola University | 54296 | EG2 | 0 | OP | IC | NG | 0.6 | 0.74 | 3891.273 | 1682.727 | Distributed from 923 Generation And Fuel | 1990 | 2019 | 0 | 0 | 0 | 0 | 0 | 0 | 0 | 0 | 0 | 0 | 0 | 0.6 | 0 | 0 | 0 | 0 | 0 | 0 | 0 | 0 | 0 | 0 | 0 | 0 | 0 | 0 | 0 | 0 | 0 | 0
207 | 1939 | 2018 | CA | Biola University | 54296 | EG3 | 0 | OP | IC | NG | 1 | 0.74 | 6485.455 | 2804.545 | Distributed from 923 Generation And Fuel | 2002 |  | 0 | 0 | 0 | 0 | 0 | 0 | 0 | 0 | 0 | 0 | 0 | 1 | 0 | 0 | 0 | 0 | 0 | 0 | 0 | 0 | 0 | 0 | 0 | 0 | 0 | 0 | 0 | 0 | 0 | 0
208 | 1942 | 2018 | CA | Bishop Creek 2 | 323 | 1 | 0 | OP | HY | WAT | 2.5 | 0.437 | 9567.808 | 5123.973 | Distributed from 923 Generation And Fuel | 1908 |  | 0 | 0 | 0 | 0 | 0 | 0 | 0 | 0 | 0 | 0 | 0 | 0 | 0 | 0 | 0 | 0 | 0 | 0 | 0 | 0 | 0 | 0 | 0 | 0 | 2.5 | 0 | 0 | 0 | 0 | 0
209 | 1943 | 2018 | CA | Bishop Creek 2 | 323 | 2 | 0 | OP | HY | WAT | 2.5 | 0.437 | 9567.808 | 5123.973 | Distributed from 923 Generation And Fuel | 1908 |  | 0 | 0 | 0 | 0 | 0 | 0 | 0 | 0 | 0 | 0 | 0 | 0 | 0 | 0 | 0 | 0 | 0 | 0 | 0 | 0 | 0 | 0 | 0 | 0 | 2.5 | 0 | 0 | 0 | 0 | 0
210 | 1944 | 2018 | CA | Bishop Creek 2 | 323 | 3 | 0 | OP | HY | WAT | 2.3 | 0.437 | 8802.384 | 4714.055 | Distributed from 923 Generation And Fuel | 1911 |  | 0 | 0 | 0 | 0 | 0 | 0 | 0 | 0 | 0 | 0 | 0 | 0 | 0 | 0 | 0 | 0 | 0 | 0 | 0 | 0 | 0 | 0 | 0 | 0 | 2.3 | 0 | 0 | 0 | 0 | 0
211 | 1945 | 2018 | CA | Bishop Creek 3 | 324 | 1 | 0 | OP | HY | WAT | 2.8 | 0.382 | 9373.667 | 5020 | Distributed from 923 Generation And Fuel | 1913 |  | 0 | 0 | 0 | 0 | 0 | 0 | 0 | 0 | 0 | 0 | 0 | 0 | 0 | 0 | 0 | 0 | 0 | 0 | 0 | 0 | 0 | 0 | 0 | 0 | 2.8 | 0 | 0 | 0 | 0 | 0
212 | 1946 | 2018 | CA | Bishop Creek 3 | 324 | 2 | 0 | OP | HY | WAT | 2.8 | 0.382 | 9373.667 | 5020 | Distributed from 923 Generation And Fuel | 1913 |  | 0 | 0 | 0 | 0 | 0 | 0 | 0 | 0 | 0 | 0 | 0 | 0 | 0 | 0 | 0 | 0 | 0 | 0 | 0 | 0 | 0 | 0 | 0 | 0 | 2.8 | 0 | 0 | 0 | 0 | 0
213 | 1947 | 2018 | CA | Bishop Creek 3 | 324 | 3 | 0 | OP | HY | WAT | 2.8 | 0.382 | 9373.667 | 5020 | Distributed from 923 Generation And Fuel | 1913 |  | 0 | 0 | 0 | 0 | 0 | 0 | 0 | 0 | 0 | 0 | 0 | 0 | 0 | 0 | 0 | 0 | 0 | 0 | 0 | 0 | 0 | 0 | 0 | 0 | 2.8 | 0 | 0 | 0 | 0 | 0
214 | 1948 | 2018 | CA | Bishop Creek 4 | 325 | 1 | 0 | OP | HY | WAT | 1 | 0.662 | 5796.463 | 3104.268 | Distributed from 923 Generation And Fuel | 1905 |  | 0 | 0 | 0 | 0 | 0 | 0 | 0 | 0 | 0 | 0 | 0 | 0 | 0 | 0 | 0 | 0 | 0 | 0 | 0 | 0 | 0 | 0 | 0 | 0 | 1 | 0 | 0 | 0 | 0 | 0
215 | 1949 | 2018 | CA | Bishop Creek 4 | 325 | 2 | 0 | OP | HY | WAT | 1 | 0.662 | 5796.463 | 3104.268 | Distributed from 923 Generation And Fuel | 1905 |  | 0 | 0 | 0 | 0 | 0 | 0 | 0 | 0 | 0 | 0 | 0 | 0 | 0 | 0 | 0 | 0 | 0 | 0 | 0 | 0 | 0 | 0 | 0 | 0 | 1 | 0 | 0 | 0 | 0 | 0
216 | 1950 | 2018 | CA | Bishop Creek 4 | 325 | 3 | 0 | OP | HY | WAT | 2 | 0.662 | 11592.927 | 6208.537 | Distributed from 923 Generation And Fuel | 1906 |  | 0 | 0 | 0 | 0 | 0 | 0 | 0 | 0 | 0 | 0 | 0 | 0 | 0 | 0 | 0 | 0 | 0 | 0 | 0 | 0 | 0 | 0 | 0 | 0 | 2 | 0 | 0 | 0 | 0 | 0
217 | 1951 | 2018 | CA | Bishop Creek 4 | 325 | 4 | 0 | OP | HY | WAT | 2.2 | 0.662 | 12752.22 | 6829.39 | Distributed from 923 Generation And Fuel | 1907 |  | 0 | 0 | 0 | 0 | 0 | 0 | 0 | 0 | 0 | 0 | 0 | 0 | 0 | 0 | 0 | 0 | 0 | 0 | 0 | 0 | 0 | 0 | 0 | 0 | 2.2 | 0 | 0 | 0 | 0 | 0
218 | 1952 | 2018 | CA | Bishop Creek 4 | 325 | 5 | 0 | OP | HY | WAT | 2 | 0.662 | 11592.927 | 6208.537 | Distributed from 923 Generation And Fuel | 1909 |  | 0 | 0 | 0 | 0 | 0 | 0 | 0 | 0 | 0 | 0 | 0 | 0 | 0 | 0 | 0 | 0 | 0 | 0 | 0 | 0 | 0 | 0 | 0 | 0 | 2 | 0 | 0 | 0 | 0 | 0
219 | 1953 | 2018 | CA | Bishop Creek 5 | 326 | 1 | 0 | OP | HY | WAT | 2 | 0.413 | 7232 | 3872.889 | Distributed from 923 Generation And Fuel | 1943 |  | 0 | 0 | 0 | 0 | 0 | 0 | 0 | 0 | 0 | 0 | 0 | 0 | 0 | 0 | 0 | 0 | 0 | 0 | 0 | 0 | 0 | 0 | 0 | 0 | 2 | 0 | 0 | 0 | 0 | 0
220 | 1954 | 2018 | CA | Bishop Creek 5 | 326 | 2 | 0 | OP | HY | WAT | 2.5 | 0.413 | 9040 | 4841.111 | Distributed from 923 Generation And Fuel | 1919 |  | 0 | 0 | 0 | 0 | 0 | 0 | 0 | 0 | 0 | 0 | 0 | 0 | 0 | 0 | 0 | 0 | 0 | 0 | 0 | 0 | 0 | 0 | 0 | 0 | 2.5 | 0 | 0 | 0 | 0 | 0
221 | 1955 | 2018 | CA | Bishop Creek 6 | 327 | 1 | 0 | OP | HY | WAT | 1.6 | 0.419 | 5870 | 3144 | Distributed from 923 Generation And Fuel | 1913 |  | 0 | 0 | 0 | 0 | 0 | 0 | 0 | 0 | 0 | 0 | 0 | 0 | 0 | 0 | 0 | 0 | 0 | 0 | 0 | 0 | 0 | 0 | 0 | 0 | 1.6 | 0 | 0 | 0 | 0 | 0
222 | 1956 | 2018 | CA | Black Butte | 7229 | 1 | 0 | OP | HY | WAT | 6.1 | 0.081 | 4339 | 2324 | Distributed from 923 Generation And Fuel | 1988 |  | 0 | 0 | 0 | 0 | 0 | 0 | 0 | 0 | 0 | 0 | 0 | 0 | 0 | 0 | 0 | 0 | 0 | 0 | 0 | 0 | 0 | 0 | 0 | 0 | 6.1 | 0 | 0 | 0 | 0 | 0
223 | 1960 | 2018 | CA | Blacksand Generating Facility | 56090 | D182 | 0 | OP | GT | PRG | 4 | 0.389 | 13642 | 6033.5 | Distributed from 923 Generation And Fuel | 2000 |  | 0 | 0 | 0 | 0 | 0 | 0 | 0 | 0 | 0 | 0 | 0 | 0 | 0 | 0 | 0 | 0 | 0 | 0 | 0 | 4 | 0 | 0 | 0 | 0 | 0 | 0 | 0 | 0 | 0 | 0
224 | 1961 | 2018 | CA | Blacksand Generating Facility | 56090 | D189 | 0 | OP | GT | PRG | 3.7 | 0.389 | 12618.85 | 5580.988 | Distributed from 923 Generation And Fuel | 2000 |  | 0 | 0 | 0 | 0 | 0 | 0 | 0 | 0 | 0 | 0 | 0 | 0 | 0 | 0 | 0 | 0 | 0 | 0 | 0 | 3.7 | 0 | 0 | 0 | 0 | 0 | 0 | 0 | 0 | 0 | 0
225 | 1962 | 2018 | CA | Blacksand Generating Facility | 56090 | D190 | 0 | OP | GT | PRG | 0.3 | 0.389 | 1023.15 | 452.512 | Distributed from 923 Generation And Fuel | 2012 |  | 0 | 0 | 0 | 0 | 0 | 0 | 0 | 0 | 0 | 0 | 0 | 0 | 0 | 0 | 0 | 0 | 0 | 0 | 0 | 0.3 | 0 | 0 | 0 | 0 | 0 | 0 | 0 | 0 | 0 | 0
226 | 1966 | 2018 | CA | Blythe Energy Inc | 55295 | CT1 | 0 | OP | CT | NG | 182 | 0.504 | 803025 | 366886 | EIA-923 Generator File | 2003 |  | 0 | 0 | 0 | 0 | 0 | 0 | 0 | 0 | 0 | 0 | 0 | 182 | 0 | 0 | 0 | 0 | 0 | 0 | 0 | 0 | 0 | 0 | 0 | 0 | 0 | 0 | 0 | 0 | 0 | 0
227 | 1967 | 2018 | CA | Blythe Energy Inc | 55295 | CT2 | 0 | OP | CT | NG | 182 | 0.582 | 928673 | 399752 | EIA-923 Generator File | 2003 |  | 0 | 0 | 0 | 0 | 0 | 0 | 0 | 0 | 0 | 0 | 0 | 182 | 0 | 0 | 0 | 0 | 0 | 0 | 0 | 0 | 0 | 0 | 0 | 0 | 0 | 0 | 0 | 0 | 0 | 0
228 | 1968 | 2018 | CA | Blythe Energy Inc | 55295 | ST1 | 2 | OP | CA | NG | 227 | 0.485 | 964178 | 436200 | EIA-923 Generator File | 2003 |  | 0 | 0 | 0 | 0 | 0 | 0 | 0 | 0 | 0 | 0 | 0 | 227 | 0 | 0 | 0 | 0 | 0 | 0 | 0 | 0 | 0 | 0 | 0 | 0 | 0 | 0 | 0 | 0 | 0 | 0
229 | 1969 | 2018 | CA | Blythe Solar 110, LLC | 60093 | BLCK1 | 0 | OP | PV | SUN | 38.7 | 0.311 | 105331.32 | 57320.057 | Distributed from 923 Generation And Fuel | 2016 |  | 0 | 0 | 0 | 0 | 0 | 0 | 0 | 0 | 0 | 0 | 0 | 0 | 0 | 0 | 0 | 0 | 0 | 0 | 0 | 0 | 0 | 0 | 0 | 38.7 | 0 | 0 | 0 | 0 | 0 | 0
230 | 1970 | 2018 | CA | Blythe Solar 110, LLC | 60093 | BLCK2 | 0 | OP | PV | SUN | 36.3 | 0.311 | 98799.145 | 53765.325 | Distributed from 923 Generation And Fuel | 2016 |  | 0 | 0 | 0 | 0 | 0 | 0 | 0 | 0 | 0 | 0 | 0 | 0 | 0 | 0 | 0 | 0 | 0 | 0 | 0 | 0 | 0 | 0 | 0 | 36.3 | 0 | 0 | 0 | 0 | 0 | 0
231 | 1971 | 2018 | CA | Blythe Solar 110, LLC | 60093 | BLCK3 | 0 | OP | PV | SUN | 34.8 | 0.311 | 94716.536 | 51543.617 | Distributed from 923 Generation And Fuel | 2016 |  | 0 | 0 | 0 | 0 | 0 | 0 | 0 | 0 | 0 | 0 | 0 | 0 | 0 | 0 | 0 | 0 | 0 | 0 | 0 | 0 | 0 | 0 | 0 | 34.8 | 0 | 0 | 0 | 0 | 0 | 0
232 | 1972 | 2018 | CA | Blythe Solar II, LLC | 60092 | BLCK4 | 0 | OP | PV | SUN | 33.2 | 0.3 | 87323.591 | 47520.537 | Distributed from 923 Generation And Fuel | 2016 |  | 0 | 0 | 0 | 0 | 0 | 0 | 0 | 0 | 0 | 0 | 0 | 0 | 0 | 0 | 0 | 0 | 0 | 0 | 0 | 0 | 0 | 0 | 0 | 33.2 | 0 | 0 | 0 | 0 | 0 | 0
233 | 1973 | 2018 | CA | Blythe Solar II, LLC | 60092 | BLCK5 | 0 | OP | PV | SUN | 33.9 | 0.3 | 89164.752 | 48522.476 | Distributed from 923 Generation And Fuel | 2016 |  | 0 | 0 | 0 | 0 | 0 | 0 | 0 | 0 | 0 | 0 | 0 | 0 | 0 | 0 | 0 | 0 | 0 | 0 | 0 | 0 | 0 | 0 | 0 | 33.9 | 0 | 0 | 0 | 0 | 0 | 0
234 | 1974 | 2018 | CA | Blythe Solar II, LLC | 60092 | BLCK6 | 0 | OP | PV | SUN | 32 | 0.3 | 84167.317 | 45802.927 | Distributed from 923 Generation And Fuel | 2016 |  | 0 | 0 | 0 | 0 | 0 | 0 | 0 | 0 | 0 | 0 | 0 | 0 | 0 | 0 | 0 | 0 | 0 | 0 | 0 | 0 | 0 | 0 | 0 | 32 | 0 | 0 | 0 | 0 | 0 | 0
235 | 1975 | 2018 | CA | Blythe Solar II, LLC | 60092 | BLCK7 | 0 | OP | PV | SUN | 32.1 | 0.3 | 84430.34 | 45946.061 | Distributed from 923 Generation And Fuel | 2016 |  | 0 | 0 | 0 | 0 | 0 | 0 | 0 | 0 | 0 | 0 | 0 | 0 | 0 | 0 | 0 | 0 | 0 | 0 | 0 | 0 | 0 | 0 | 0 | 32.1 | 0 | 0 | 0 | 0 | 0 | 0
236 | 1986 | 2018 | CA | Bolthouse S&P and Rowen Farms Solar | 56862 | 1 | 0 | OP | PV | SUN | 0.3 | 0.179 | 471.5 | 256.5 | Distributed from 923 Generation And Fuel | 2008 |  | 0 | 0 | 0 | 0 | 0 | 0 | 0 | 0 | 0 | 0 | 0 | 0 | 0 | 0 | 0 | 0 | 0 | 0 | 0 | 0 | 0 | 0 | 0 | 0.3 | 0 | 0 | 0 | 0 | 0 | 0
237 | 1987 | 2018 | CA | Bolthouse S&P and Rowen Farms Solar | 56862 | 2 | 0 | OP | PV | SUN | 0.3 | 0.179 | 471.5 | 256.5 | Distributed from 923 Generation And Fuel | 2008 |  | 0 | 0 | 0 | 0 | 0 | 0 | 0 | 0 | 0 | 0 | 0 | 0 | 0 | 0 | 0 | 0 | 0 | 0 | 0 | 0 | 0 | 0 | 0 | 0.3 | 0 | 0 | 0 | 0 | 0 | 0
238 | 1988 | 2018 | CA | Bolthouse S&P and Rowen Farms Solar | 56862 | 3 | 0 | OP | PV | SUN | 0.3 | 0.179 | 471.5 | 256.5 | Distributed from 923 Generation And Fuel | 2008 |  | 0 | 0 | 0 | 0 | 0 | 0 | 0 | 0 | 0 | 0 | 0 | 0 | 0 | 0 | 0 | 0 | 0 | 0 | 0 | 0 | 0 | 0 | 0 | 0.3 | 0 | 0 | 0 | 0 | 0 | 0
239 | 1989 | 2018 | CA | Bolthouse S&P and Rowen Farms Solar | 56862 | 4 | 0 | OP | PV | SUN | 0.3 | 0.179 | 471.5 | 256.5 | Distributed from 923 Generation And Fuel | 2008 |  | 0 | 0 | 0 | 0 | 0 | 0 | 0 | 0 | 0 | 0 | 0 | 0 | 0 | 0 | 0 | 0 | 0 | 0 | 0 | 0 | 0 | 0 | 0 | 0.3 | 0 | 0 | 0 | 0 | 0 | 0
240 | 1991 | 2018 | CA | Borel | 328 | 1 | 0 | OP | HY | WAT | 3 | -0.002 | -54.25 | -29 | Distributed from 923 Generation And Fuel | 1904 |  | 0 | 0 | 0 | 0 | 0 | 0 | 0 | 0 | 0 | 0 | 0 | 0 | 0 | 0 | 0 | 0 | 0 | 0 | 0 | 0 | 0 | 0 | 0 | 0 | 3 | 0 | 0 | 0 | 0 | 0
241 | 1992 | 2018 | CA | Borel | 328 | 2 | 0 | OP | HY | WAT | 3 | -0.002 | -54.25 | -29 | Distributed from 923 Generation And Fuel | 1904 |  | 0 | 0 | 0 | 0 | 0 | 0 | 0 | 0 | 0 | 0 | 0 | 0 | 0 | 0 | 0 | 0 | 0 | 0 | 0 | 0 | 0 | 0 | 0 | 0 | 3 | 0 | 0 | 0 | 0 | 0
242 | 1993 | 2018 | CA | Borel | 328 | 3 | 0 | OP | HY | WAT | 6 | -0.002 | -108.5 | -58 | Distributed from 923 Generation And Fuel | 1932 |  | 0 | 0 | 0 | 0 | 0 | 0 | 0 | 0 | 0 | 0 | 0 | 0 | 0 | 0 | 0 | 0 | 0 | 0 | 0 | 0 | 0 | 0 | 0 | 0 | 6 | 0 | 0 | 0 | 0 | 0
243 | 1994 | 2018 | CA | Borrego Springs Energy Storage | 60565 | SES1 | 0 | OP | BA | MWH | 0.5 | -0.002 | -10.667 | -4.667 | Distributed from 923 Generation And Fuel | 2012 |  | 0 | 0 | 0 | 0 | 0 | 0 | 0 | 0 | 0 | 0 | 0.5 | 0 | 0 | 0 | 0 | 0 | 0 | 0 | 0 | 0 | 0 | 0 | 0 | 0 | 0 | 0 | 0 | 0 | 0 | 0
244 | 1995 | 2018 | CA | Borrego Springs Energy Storage | 60565 | SES2 | 0 | OP | BA | MWH | 1 | -0.002 | -21.333 | -9.333 | Distributed from 923 Generation And Fuel | 2014 |  | 0 | 0 | 0 | 0 | 0 | 0 | 0 | 0 | 0 | 0 | 1 | 0 | 0 | 0 | 0 | 0 | 0 | 0 | 0 | 0 | 0 | 0 | 0 | 0 | 0 | 0 | 0 | 0 | 0 | 0
245 | 1997 | 2018 | CA | Bowerman Power LFG, LLC | 59461 | GEN01 | 0 | OP | IC | LFG | 3.4 | 0.734 | 21851.857 | 9061.571 | Distributed from 923 Generation And Fuel | 2016 |  | 0 | 0 | 0 | 0 | 0 | 0 | 0 | 3.4 | 0 | 0 | 0 | 0 | 0 | 0 | 0 | 0 | 0 | 0 | 0 | 0 | 0 | 0 | 0 | 0 | 0 | 0 | 0 | 0 | 0 | 0
246 | 1998 | 2018 | CA | Bowerman Power LFG, LLC | 59461 | GEN02 | 0 | OP | IC | LFG | 3.4 | 0.734 | 21851.857 | 9061.571 | Distributed from 923 Generation And Fuel | 2016 |  | 0 | 0 | 0 | 0 | 0 | 0 | 0 | 3.4 | 0 | 0 | 0 | 0 | 0 | 0 | 0 | 0 | 0 | 0 | 0 | 0 | 0 | 0 | 0 | 0 | 0 | 0 | 0 | 0 | 0 | 0
247 | 1999 | 2018 | CA | Bowerman Power LFG, LLC | 59461 | GEN03 | 0 | OP | IC | LFG | 3.4 | 0.734 | 21851.857 | 9061.571 | Distributed from 923 Generation And Fuel | 2016 |  | 0 | 0 | 0 | 0 | 0 | 0 | 0 | 3.4 | 0 | 0 | 0 | 0 | 0 | 0 | 0 | 0 | 0 | 0 | 0 | 0 | 0 | 0 | 0 | 0 | 0 | 0 | 0 | 0 | 0 | 0
248 | 2000 | 2018 | CA | Bowerman Power LFG, LLC | 59461 | GEN04 | 0 | OP | IC | LFG | 3.4 | 0.734 | 21851.857 | 9061.571 | Distributed from 923 Generation And Fuel | 2016 |  | 0 | 0 | 0 | 0 | 0 | 0 | 0 | 3.4 | 0 | 0 | 0 | 0 | 0 | 0 | 0 | 0 | 0 | 0 | 0 | 0 | 0 | 0 | 0 | 0 | 0 | 0 | 0 | 0 | 0 | 0
249 | 2001 | 2018 | CA | Bowerman Power LFG, LLC | 59461 | GEN05 | 0 | OP | IC | LFG | 3.4 | 0.734 | 21851.857 | 9061.571 | Distributed from 923 Generation And Fuel | 2016 |  | 0 | 0 | 0 | 0 | 0 | 0 | 0 | 3.4 | 0 | 0 | 0 | 0 | 0 | 0 | 0 | 0 | 0 | 0 | 0 | 0 | 0 | 0 | 0 | 0 | 0 | 0 | 0 | 0 | 0 | 0
250 | 2002 | 2018 | CA | Bowerman Power LFG, LLC | 59461 | GEN06 | 0 | OP | IC | LFG | 3.4 | 0.734 | 21851.857 | 9061.571 | Distributed from 923 Generation And Fuel | 2016 |  | 0 | 0 | 0 | 0 | 0 | 0 | 0 | 3.4 | 0 | 0 | 0 | 0 | 0 | 0 | 0 | 0 | 0 | 0 | 0 | 0 | 0 | 0 | 0 | 0 | 0 | 0 | 0 | 0 | 0 | 0
251 | 2003 | 2018 | CA | Bowerman Power LFG, LLC | 59461 | GEN07 | 0 | OP | IC | LFG | 3.4 | 0.734 | 21851.857 | 9061.571 | Distributed from 923 Generation And Fuel | 2016 |  | 0 | 0 | 0 | 0 | 0 | 0 | 0 | 3.4 | 0 | 0 | 0 | 0 | 0 | 0 | 0 | 0 | 0 | 0 | 0 | 0 | 0 | 0 | 0 | 0 | 0 | 0 | 0 | 0 | 0 | 0
252 | 2004 | 2018 | CA | Bowman | 50546 | GEN1 | 0 | OP | HY | WAT | 3.6 | 0.441 | 13920 | 7455 | Distributed from 923 Generation And Fuel | 1986 |  | 0 | 0 | 0 | 0 | 0 | 0 | 0 | 0 | 0 | 0 | 0 | 0 | 0 | 0 | 0 | 0 | 0 | 0 | 0 | 0 | 0 | 0 | 0 | 0 | 3.6 | 0 | 0 | 0 | 0 | 0
253 | 2005 | 2018 | CA | Box Canyon Dam | 50179 | GEN1 | 0 | OP | HY | WAT | 2.5 | 0.2 | 4377 | 2344 | Distributed from 923 Generation And Fuel | 1986 |  | 0 | 0 | 0 | 0 | 0 | 0 | 0 | 0 | 0 | 0 | 0 | 0 | 0 | 0 | 0 | 0 | 0 | 0 | 0 | 0 | 0 | 0 | 0 | 0 | 2.5 | 0 | 0 | 0 | 0 | 0
254 | 2006 | 2018 | CA | Box Canyon Dam | 50179 | GEN2 | 0 | OP | HY | WAT | 2.5 | 0.2 | 4377 | 2344 | Distributed from 923 Generation And Fuel | 1986 |  | 0 | 0 | 0 | 0 | 0 | 0 | 0 | 0 | 0 | 0 | 0 | 0 | 0 | 0 | 0 | 0 | 0 | 0 | 0 | 0 | 0 | 0 | 0 | 0 | 2.5 | 0 | 0 | 0 | 0 | 0
255 | 2011 | 2018 | CA | Brea Expansion Plant | 58007 | G1 | 0 | OP | CT | LFG | 6.3 | 0.829 | 45750.05 | 19196.3 | EIA-923 Generator File | 2012 |  | 0 | 0 | 0 | 0 | 0 | 0 | 0 | 6.3 | 0 | 0 | 0 | 0 | 0 | 0 | 0 | 0 | 0 | 0 | 0 | 0 | 0 | 0 | 0 | 0 | 0 | 0 | 0 | 0 | 0 | 0
256 | 2012 | 2018 | CA | Brea Expansion Plant | 58007 | G2 | 0 | OP | CT | LFG | 6.3 | 0.833 | 45945.99 | 19313.67 | EIA-923 Generator File | 2012 |  | 0 | 0 | 0 | 0 | 0 | 0 | 0 | 6.3 | 0 | 0 | 0 | 0 | 0 | 0 | 0 | 0 | 0 | 0 | 0 | 0 | 0 | 0 | 0 | 0 | 0 | 0 | 0 | 0 | 0 | 0
257 | 2013 | 2018 | CA | Brea Expansion Plant | 58007 | G3 | 0 | OP | CT | LFG | 6.3 | 0.83 | 45833.47 | 19080.87 | EIA-923 Generator File | 2012 |  | 0 | 0 | 0 | 0 | 0 | 0 | 0 | 6.3 | 0 | 0 | 0 | 0 | 0 | 0 | 0 | 0 | 0 | 0 | 0 | 0 | 0 | 0 | 0 | 0 | 0 | 0 | 0 | 0 | 0 | 0
258 | 2014 | 2018 | CA | Brea Expansion Plant | 58007 | G4 | 0 | OP | CT | LFG | 6.3 | 0.766 | 42300.73 | 17833.45 | EIA-923 Generator File | 2012 |  | 0 | 0 | 0 | 0 | 0 | 0 | 0 | 6.3 | 0 | 0 | 0 | 0 | 0 | 0 | 0 | 0 | 0 | 0 | 0 | 0 | 0 | 0 | 0 | 0 | 0 | 0 | 0 | 0 | 0 | 0
259 | 2015 | 2018 | CA | Brea Expansion Plant | 58007 | G5 | 4 | OP | CA | LFG | 10.5 | 0.748 | 68773.97 | 29163.05 | EIA-923 Generator File | 2012 |  | 0 | 0 | 0 | 0 | 0 | 0 | 0 | 10.5 | 0 | 0 | 0 | 0 | 0 | 0 | 0 | 0 | 0 | 0 | 0 | 0 | 0 | 0 | 0 | 0 | 0 | 0 | 0 | 0 | 0 | 0
260 | 2017 | 2018 | CA | Broadridge Cogen | 57580 | CG1 | 0 | OP | IC | NG | 2.1 | 0.307 | 5651 | 2490 | Distributed from 923 Generation And Fuel | 2008 |  | 0 | 0 | 0 | 0 | 0 | 0 | 0 | 0 | 0 | 0 | 0 | 2.1 | 0 | 0 | 0 | 0 | 0 | 0 | 0 | 0 | 0 | 0 | 0 | 0 | 0 | 0 | 0 | 0 | 0 | 0
261 | 2018 | 2018 | CA | Broadridge Cogen | 57580 | CG2 | 0 | OP | IC | NG | 2.1 | 0.307 | 5651 | 2490 | Distributed from 923 Generation And Fuel | 2008 |  | 0 | 0 | 0 | 0 | 0 | 0 | 0 | 0 | 0 | 0 | 0 | 2.1 | 0 | 0 | 0 | 0 | 0 | 0 | 0 | 0 | 0 | 0 | 0 | 0 | 0 | 0 | 0 | 0 | 0 | 0
262 | 2019 | 2018 | CA | Broadridge Cogen | 57580 | PV1 | 0 | OP | PV | SUN | 0.3 | 0 | 0 | 0 | Distributed from 923 Generation And Fuel | 2011 |  | 0 | 0 | 0 | 0 | 0 | 0 | 0 | 0 | 0 | 0 | 0 | 0 | 0 | 0 | 0 | 0 | 0 | 0 | 0 | 0 | 0 | 0 | 0 | 0.3 | 0 | 0 | 0 | 0 | 0 | 0
263 | 2020 | 2018 | CA | Broadridge Cogen | 57580 | PV2 | 0 | OP | PV | SUN | 0.5 | 0 | 0 | 0 | Distributed from 923 Generation And Fuel | 2011 |  | 0 | 0 | 0 | 0 | 0 | 0 | 0 | 0 | 0 | 0 | 0 | 0 | 0 | 0 | 0 | 0 | 0 | 0 | 0 | 0 | 0 | 0 | 0 | 0.5 | 0 | 0 | 0 | 0 | 0 | 0
264 | 2024 | 2018 | CA | Brookfield Tehachapi 1 | 57962 | BT1 | 0 | OP | WT | WND | 102 | 0.308 | 275149 | 160675 | Distributed from 923 Generation And Fuel | 2012 |  | 0 | 0 | 0 | 0 | 0 | 0 | 0 | 0 | 0 | 0 | 0 | 0 | 0 | 0 | 0 | 0 | 0 | 0 | 0 | 0 | 0 | 0 | 0 | 0 | 0 | 0 | 0 | 0 | 0 | 102
265 | 2026 | 2018 | CA | Bucks Creek | 220 | H1 | 0 | OP | HY | WAT | 33 | 0.227 | 65514 | 35085 | Distributed from 923 Generation And Fuel | 1928 |  | 0 | 0 | 0 | 0 | 0 | 0 | 0 | 0 | 0 | 0 | 0 | 0 | 0 | 0 | 0 | 0 | 0 | 0 | 0 | 0 | 0 | 0 | 0 | 0 | 33 | 0 | 0 | 0 | 0 | 0
266 | 2027 | 2018 | CA | Bucks Creek | 220 | H2 | 0 | OP | HY | WAT | 33 | 0.227 | 65514 | 35085 | Distributed from 923 Generation And Fuel | 1928 |  | 0 | 0 | 0 | 0 | 0 | 0 | 0 | 0 | 0 | 0 | 0 | 0 | 0 | 0 | 0 | 0 | 0 | 0 | 0 | 0 | 0 | 0 | 0 | 0 | 33 | 0 | 0 | 0 | 0 | 0
267 | 2029 | 2018 | CA | Buena Vista Energy LLC | 56446 | 1 | 0 | OP | WT | WND | 38 | 0.295 | 98294 | 57400 | Distributed from 923 Generation And Fuel | 2006 |  | 0 | 0 | 0 | 0 | 0 | 0 | 0 | 0 | 0 | 0 | 0 | 0 | 0 | 0 | 0 | 0 | 0 | 0 | 0 | 0 | 0 | 0 | 0 | 0 | 0 | 0 | 0 | 0 | 0 | 38
268 | 2030 | 2018 | CA | Buidling L | 60154 | BLDG1 | 0 | OP | PV | SUN | 1 | 0.198 | 1734 | 944 | Distributed from 923 Generation And Fuel | 2016 |  | 0 | 0 | 0 | 0 | 0 | 0 | 0 | 0 | 0 | 0 | 0 | 0 | 0 | 0 | 0 | 0 | 0 | 0 | 0 | 0 | 0 | 0 | 0 | 1 | 0 | 0 | 0 | 0 | 0 | 0
269 | 2031 | 2018 | CA | Building F | 60151 | BLDGF | 0 | OP | PV | SUN | 1.3 | 0.21 | 2387 | 1299 | Distributed from 923 Generation And Fuel | 2016 |  | 0 | 0 | 0 | 0 | 0 | 0 | 0 | 0 | 0 | 0 | 0 | 0 | 0 | 0 | 0 | 0 | 0 | 0 | 0 | 0 | 0 | 0 | 0 | 1.3 | 0 | 0 | 0 | 0 | 0 | 0
270 | 2032 | 2018 | CA | Building G | 60153 | BLDGG | 0 | OP | PV | SUN | 1.2 | 0.212 | 2226 | 1211 | Distributed from 923 Generation And Fuel | 2016 |  | 0 | 0 | 0 | 0 | 0 | 0 | 0 | 0 | 0 | 0 | 0 | 0 | 0 | 0 | 0 | 0 | 0 | 0 | 0 | 0 | 0 | 0 | 0 | 1.2 | 0 | 0 | 0 | 0 | 0 | 0
271 | 2033 | 2018 | CA | Burney Creek | 10706 | GEN1 | 0 | OP | HY | WAT | 3 | 0.128 | 3366 | 1803 | Distributed from 923 Generation And Fuel | 1990 |  | 0 | 0 | 0 | 0 | 0 | 0 | 0 | 0 | 0 | 0 | 0 | 0 | 0 | 0 | 0 | 0 | 0 | 0 | 0 | 0 | 0 | 0 | 0 | 0 | 3 | 0 | 0 | 0 | 0 | 0
272 | 2034 | 2018 | CA | Burney Forest Products | 10652 | GEN1 | 2 | OP | ST | WDS | 31 | 0.745 | 202307 | 94308 | EIA-923 Generator File | 1989 |  | 0 | 0 | 0 | 0 | 0 | 0 | 0 | 0 | 0 | 0 | 0 | 0 | 0 | 0 | 0 | 0 | 0 | 0 | 0 | 0 | 0 | 0 | 0 | 0 | 0 | 0 | 0 | 31 | 0 | 0
273 | 2035 | 2018 | CA | Butt Valley | 221 | 1 | 0 | OP | HY | WAT | 40 | 0.167 | 58440 | 31297 | Distributed from 923 Generation And Fuel | 1958 |  | 0 | 0 | 0 | 0 | 0 | 0 | 0 | 0 | 0 | 0 | 0 | 0 | 0 | 0 | 0 | 0 | 0 | 0 | 0 | 0 | 0 | 0 | 0 | 0 | 40 | 0 | 0 | 0 | 0 | 0
274 | 2036 | 2018 | CA | Butte College Main Campus Solar | 57970 | SOL1 | 0 | OP | PV | SUN | 3.5 | 0.18 | 5529 | 3009 | Distributed from 923 Generation And Fuel | 2011 |  | 0 | 0 | 0 | 0 | 0 | 0 | 0 | 0 | 0 | 0 | 0 | 0 | 0 | 0 | 0 | 0 | 0 | 0 | 0 | 0 | 0 | 0 | 0 | 3.5 | 0 | 0 | 0 | 0 | 0 | 0
275 | 2037 | 2018 | CA | C P Kelco San Diego Plant | 52147 | GEN1 | 0 | OP | GT | NG | 8 | 0.333 | 23311.429 | 9695.429 | Distributed from 923 Generation And Fuel | 1983 |  | 0 | 0 | 0 | 0 | 0 | 0 | 0 | 0 | 0 | 0 | 0 | 8 | 0 | 0 | 0 | 0 | 0 | 0 | 0 | 0 | 0 | 0 | 0 | 0 | 0 | 0 | 0 | 0 | 0 | 0
276 | 2038 | 2018 | CA | C P Kelco San Diego Plant | 52147 | GEN2 | 0 | OP | GT | NG | 10 | 0.333 | 29139.286 | 12119.286 | Distributed from 923 Generation And Fuel | 1983 |  | 0 | 0 | 0 | 0 | 0 | 0 | 0 | 0 | 0 | 0 | 0 | 10 | 0 | 0 | 0 | 0 | 0 | 0 | 0 | 0 | 0 | 0 | 0 | 0 | 0 | 0 | 0 | 0 | 0 | 0
277 | 2040 | 2018 | CA | C&H Sugar Plant | 58251 | TG3 | 0 | OP | ST | PUR | 4 | 0.658 | 23055.5 | 10149 | Distributed from 923 Generation And Fuel | 1958 |  | 0 | 0 | 0 | 0 | 0 | 0 | 0 | 0 | 0 | 0 | 0 | 0 | 0 | 0 | 0 | 0 | 0 | 0 | 0 | 0 | 4 | 0 | 0 | 0 | 0 | 0 | 0 | 0 | 0 | 0
278 | 2041 | 2018 | CA | C&H Sugar Plant | 58251 | TG4 | 0 | OP | ST | PUR | 4 | 0.658 | 23055.5 | 10149 | Distributed from 923 Generation And Fuel | 1957 |  | 0 | 0 | 0 | 0 | 0 | 0 | 0 | 0 | 0 | 0 | 0 | 0 | 0 | 0 | 0 | 0 | 0 | 0 | 0 | 0 | 4 | 0 | 0 | 0 | 0 | 0 | 0 | 0 | 0 | 0
279 | 2042 | 2018 | CA | CA Dept of Public Health at Richmond | 60428 | PV1 | 0 | OP | PV | SUN | 2.2 | 0.219 | 4230 | 2302 | Distributed from 923 Generation And Fuel | 2017 |  | 0 | 0 | 0 | 0 | 0 | 0 | 0 | 0 | 0 | 0 | 0 | 0 | 0 | 0 | 0 | 0 | 0 | 0 | 0 | 0 | 0 | 0 | 0 | 2.2 | 0 | 0 | 0 | 0 | 0 | 0
280 | 2043 | 2018 | CA | CA Flats Solar 130, LLC | 60033 | GEN01 | 0 | OP | PV | SUN | 130 | 0.318 | 361793 | 197699 | Distributed from 923 Generation And Fuel | 2017 |  | 0 | 0 | 0 | 0 | 0 | 0 | 0 | 0 | 0 | 0 | 0 | 0 | 0 | 0 | 0 | 0 | 0 | 0 | 0 | 0 | 0 | 0 | 0 | 130 | 0 | 0 | 0 | 0 | 0 | 0
281 | 2045 | 2018 | CA | Cabazon Wind Partners | 56011 | V-47 | 0 | OP | WT | WND | 41 | 0.316 | 113364 | 66200 | Distributed from 923 Generation And Fuel | 2002 |  | 0 | 0 | 0 | 0 | 0 | 0 | 0 | 0 | 0 | 0 | 0 | 0 | 0 | 0 | 0 | 0 | 0 | 0 | 0 | 0 | 0 | 0 | 0 | 0 | 0 | 0 | 0 | 0 | 0 | 41
282 | 2046 | 2018 | CA | Calabasas Gas to Energy Facility | 57163 | GEN1 | 0 | OP | GT | LFG | 4.6 | 0.27 | 10893 | 4517 | Distributed from 923 Generation And Fuel | 2010 |  | 0 | 0 | 0 | 0 | 0 | 0 | 0 | 4.6 | 0 | 0 | 0 | 0 | 0 | 0 | 0 | 0 | 0 | 0 | 0 | 0 | 0 | 0 | 0 | 0 | 0 | 0 | 0 | 0 | 0 | 0
283 | 2047 | 2018 | CA | Calabasas Gas to Energy Facility | 57163 | GEN3 | 0 | OP | GT | LFG | 4.6 | 0.27 | 10893 | 4517 | Distributed from 923 Generation And Fuel | 2010 |  | 0 | 0 | 0 | 0 | 0 | 0 | 0 | 4.6 | 0 | 0 | 0 | 0 | 0 | 0 | 0 | 0 | 0 | 0 | 0 | 0 | 0 | 0 | 0 | 0 | 0 | 0 | 0 | 0 | 0 | 0
284 | 2049 | 2018 | CA | California Institute of Technology | 10262 | GEN6 | 0 | OP | CT | NG | 10.5 | 0.866 | 79700 | 34403 | EIA-923 Generator File | 2003 |  | 0 | 0 | 0 | 0 | 0 | 0 | 0 | 0 | 0 | 0 | 0 | 10.5 | 0 | 0 | 0 | 0 | 0 | 0 | 0 | 0 | 0 | 0 | 0 | 0 | 0 | 0 | 0 | 0 | 0 | 0
285 | 2050 | 2018 | CA | California Institute of Technology | 10262 | GEN7 | 0 | OP | CA | NG | 2.5 | 0.473 | 10367 | 3925 | EIA-923 Generator File | 2003 |  | 0 | 0 | 0 | 0 | 0 | 0 | 0 | 0 | 0 | 0 | 0 | 2.5 | 0 | 0 | 0 | 0 | 0 | 0 | 0 | 0 | 0 | 0 | 0 | 0 | 0 | 0 | 0 | 0 | 0 | 0
286 | 2056 | 2018 | CA | California PV Energy at ISD WWTP | 59283 | W4236 | 0 | OP | PV | SUN | 1 | 0.229 | 2009 | 1093 | Distributed from 923 Generation And Fuel | 2014 |  | 0 | 0 | 0 | 0 | 0 | 0 | 0 | 0 | 0 | 0 | 0 | 0 | 0 | 0 | 0 | 0 | 0 | 0 | 0 | 0 | 0 | 0 | 0 | 1 | 0 | 0 | 0 | 0 | 0 | 0
287 | 2057 | 2018 | CA | California State University San Bernardi | 57544 | FC01 | 0 | OP | FC | NG | 1.4 | 0.691 | 8469 | 3732 | Distributed from 923 Generation And Fuel | 2013 |  | 0 | 0 | 0 | 0 | 0 | 0 | 0 | 0 | 0 | 0 | 0 | 1.4 | 0 | 0 | 0 | 0 | 0 | 0 | 0 | 0 | 0 | 0 | 0 | 0 | 0 | 0 | 0 | 0 | 0 | 0
288 | 2058 | 2018 | CA | California Valley Solar Ranch | 57439 | HPR2 | 0 | OP | PV | SUN | 32.3 | 0.309 | 87490.976 | 47611.596 | Distributed from 923 Generation And Fuel | 2013 |  | 0 | 0 | 0 | 0 | 0 | 0 | 0 | 0 | 0 | 0 | 0 | 0 | 0 | 0 | 0 | 0 | 0 | 0 | 0 | 0 | 0 | 0 | 0 | 32.3 | 0 | 0 | 0 | 0 | 0 | 0
289 | 2059 | 2018 | CA | California Valley Solar Ranch | 57439 | HPR2A | 0 | OP | PV | SUN | 21 | 0.309 | 56882.678 | 30954.908 | Distributed from 923 Generation And Fuel | 2012 |  | 0 | 0 | 0 | 0 | 0 | 0 | 0 | 0 | 0 | 0 | 0 | 0 | 0 | 0 | 0 | 0 | 0 | 0 | 0 | 0 | 0 | 0 | 0 | 21 | 0 | 0 | 0 | 0 | 0 | 0
290 | 2060 | 2018 | CA | California Valley Solar Ranch | 57439 | HPR2B | 0 | OP | PV | SUN | 86.5 | 0.309 | 234302.46 | 127504.74 | Distributed from 923 Generation And Fuel | 2013 |  | 0 | 0 | 0 | 0 | 0 | 0 | 0 | 0 | 0 | 0 | 0 | 0 | 0 | 0 | 0 | 0 | 0 | 0 | 0 | 0 | 0 | 0 | 0 | 86.5 | 0 | 0 | 0 | 0 | 0 | 0
291 | 2061 | 2018 | CA | California Valley Solar Ranch | 57439 | HPR2C | 0 | OP | PV | SUN | 70 | 0.309 | 189608.927 | 103183.026 | Distributed from 923 Generation And Fuel | 2013 |  | 0 | 0 | 0 | 0 | 0 | 0 | 0 | 0 | 0 | 0 | 0 | 0 | 0 | 0 | 0 | 0 | 0 | 0 | 0 | 0 | 0 | 0 | 0 | 70 | 0 | 0 | 0 | 0 | 0 | 0
292 | 2062 | 2018 | CA | California Valley Solar Ranch | 57439 | HPR2D | 0 | OP | PV | SUN | 40 | 0.309 | 108347.958 | 58961.729 | Distributed from 923 Generation And Fuel | 2013 |  | 0 | 0 | 0 | 0 | 0 | 0 | 0 | 0 | 0 | 0 | 0 | 0 | 0 | 0 | 0 | 0 | 0 | 0 | 0 | 0 | 0 | 0 | 0 | 40 | 0 | 0 | 0 | 0 | 0 | 0
293 | 2063 | 2018 | CA | Calipatria Solar Farm | 59088 | GEN 1 | 0 | OP | PV | SUN | 20 | 0.239 | 41922 | 22813 | Distributed from 923 Generation And Fuel | 2016 |  | 0 | 0 | 0 | 0 | 0 | 0 | 0 | 0 | 0 | 0 | 0 | 0 | 0 | 0 | 0 | 0 | 0 | 0 | 0 | 0 | 0 | 0 | 0 | 20 | 0 | 0 | 0 | 0 | 0 | 0
294 | 2064 | 2018 | CA | Calistoga Power Plant | 50066 | UNT1 | 0 | OP | ST | GEO | 88.2 | 0.324 | 250378 | 108914 | Distributed from 923 Generation And Fuel | 1984 |  | 0 | 0 | 0 | 0 | 0 | 88.2 | 0 | 0 | 0 | 0 | 0 | 0 | 0 | 0 | 0 | 0 | 0 | 0 | 0 | 0 | 0 | 0 | 0 | 0 | 0 | 0 | 0 | 0 | 0 | 0
295 | 2065 | 2018 | CA | Calistoga Power Plant | 50066 | UNT2 | 0 | OP | ST | GEO | 88.2 | 0.324 | 250378 | 108914 | Distributed from 923 Generation And Fuel | 1984 |  | 0 | 0 | 0 | 0 | 0 | 88.2 | 0 | 0 | 0 | 0 | 0 | 0 | 0 | 0 | 0 | 0 | 0 | 0 | 0 | 0 | 0 | 0 | 0 | 0 | 0 | 0 | 0 | 0 | 0 | 0
296 | 2066 | 2018 | CA | CalPeak Power - Panoche | 55508 | CPP2 | 0 | OP | GT | NG | 60.5 | 0.027 | 14215 | 6263 | Distributed from 923 Generation And Fuel | 2001 |  | 0 | 0 | 0 | 0 | 0 | 0 | 0 | 0 | 0 | 0 | 0 | 60.5 | 0 | 0 | 0 | 0 | 0 | 0 | 0 | 0 | 0 | 0 | 0 | 0 | 0 | 0 | 0 | 0 | 0 | 0
297 | 2067 | 2018 | CA | CalPeak Power - Panoche | 55508 | 8 | 0 | OP | GT | NG | 49.9 | 0.026 | 11298 | 4978 | Distributed from 923 Generation And Fuel | 1973 |  | 0 | 0 | 0 | 0 | 0 | 0 | 0 | 0 | 0 | 0 | 0 | 49.9 | 0 | 0 | 0 | 0 | 0 | 0 | 0 | 0 | 0 | 0 | 0 | 0 | 0 | 0 | 0 | 0 | 0 | 0
298 | 2068 | 2018 | CA | CalPeak Power Border Peaker Plant | 55510 | CPP4 | 0 | OP | GT | NG | 60.5 | 0.021 | 11381 | 5015 | Distributed from 923 Generation And Fuel | 2001 |  | 0 | 0 | 0 | 0 | 0 | 0 | 0 | 0 | 0 | 0 | 0 | 60.5 | 0 | 0 | 0 | 0 | 0 | 0 | 0 | 0 | 0 | 0 | 0 | 0 | 0 | 0 | 0 | 0 | 0 | 0
299 | 2069 | 2018 | CA | CalPeak Power Enterprise Peaker Plant | 55513 | CPP7 | 0 | OP | GT | NG | 58.9 | 0.024 | 12241 | 5394 | Distributed from 923 Generation And Fuel | 2001 |  | 0 | 0 | 0 | 0 | 0 | 0 | 0 | 0 | 0 | 0 | 0 | 58.9 | 0 | 0 | 0 | 0 | 0 | 0 | 0 | 0 | 0 | 0 | 0 | 0 | 0 | 0 | 0 | 0 | 0 | 0
300 | 2070 | 2018 | CA | CalPeak Power Vaca Dixon Peaker Plant | 55499 | CPP1 | 0 | OP | GT | NG | 60.5 | 0.021 | 11340 | 4997 | Distributed from 923 Generation And Fuel | 2002 |  | 0 | 0 | 0 | 0 | 0 | 0 | 0 | 0 | 0 | 0 | 0 | 60.5 | 0 | 0 | 0 | 0 | 0 | 0 | 0 | 0 | 0 | 0 | 0 | 0 | 0 | 0 | 0 | 0 | 0 | 0
301 | 2071 | 2018 | CA | CalRenew-1 | 56768 | CR1 | 0 | OP | PV | SUN | 5 | 0.225 | 9855 | 5363 | Distributed from 923 Generation And Fuel | 2010 |  | 0 | 0 | 0 | 0 | 0 | 0 | 0 | 0 | 0 | 0 | 0 | 0 | 0 | 0 | 0 | 0 | 0 | 0 | 0 | 0 | 0 | 0 | 0 | 5 | 0 | 0 | 0 | 0 | 0 | 0
302 | 2072 | 2018 | CA | Caltech Central | 57460 | CL00 | 0 | OP | FC | OBG | 0.1 | 0.862 | 754.909 | 332.636 | Distributed from 923 Generation And Fuel | 2010 | 2020 | 0 | 0 | 0 | 0 | 0 | 0 | 0 | 0 | 0 | 0 | 0 | 0 | 0 | 0.1 | 0 | 0 | 0 | 0 | 0 | 0 | 0 | 0 | 0 | 0 | 0 | 0 | 0 | 0 | 0 | 0
303 | 2073 | 2018 | CA | Caltech Central | 57460 | CL01 | 0 | OP | FC | OBG | 0.1 | 0.862 | 754.909 | 332.636 | Distributed from 923 Generation And Fuel | 2010 | 2020 | 0 | 0 | 0 | 0 | 0 | 0 | 0 | 0 | 0 | 0 | 0 | 0 | 0 | 0.1 | 0 | 0 | 0 | 0 | 0 | 0 | 0 | 0 | 0 | 0 | 0 | 0 | 0 | 0 | 0 | 0
304 | 2074 | 2018 | CA | Caltech Central | 57460 | CL02 | 0 | OP | FC | OBG | 0.1 | 0.862 | 754.909 | 332.636 | Distributed from 923 Generation And Fuel | 2010 | 2020 | 0 | 0 | 0 | 0 | 0 | 0 | 0 | 0 | 0 | 0 | 0 | 0 | 0 | 0.1 | 0 | 0 | 0 | 0 | 0 | 0 | 0 | 0 | 0 | 0 | 0 | 0 | 0 | 0 | 0 | 0
305 | 2075 | 2018 | CA | Caltech Central | 57460 | CL03 | 0 | OP | FC | OBG | 0.1 | 0.862 | 754.909 | 332.636 | Distributed from 923 Generation And Fuel | 2010 | 2020 | 0 | 0 | 0 | 0 | 0 | 0 | 0 | 0 | 0 | 0 | 0 | 0 | 0 | 0.1 | 0 | 0 | 0 | 0 | 0 | 0 | 0 | 0 | 0 | 0 | 0 | 0 | 0 | 0 | 0 | 0
306 | 2076 | 2018 | CA | Caltech Central | 57460 | CL04 | 0 | OP | FC | OBG | 0.1 | 0.862 | 754.909 | 332.636 | Distributed from 923 Generation And Fuel | 2010 | 2020 | 0 | 0 | 0 | 0 | 0 | 0 | 0 | 0 | 0 | 0 | 0 | 0 | 0 | 0.1 | 0 | 0 | 0 | 0 | 0 | 0 | 0 | 0 | 0 | 0 | 0 | 0 | 0 | 0 | 0 | 0
307 | 2077 | 2018 | CA | Caltech Central | 57460 | CL05 | 0 | OP | FC | OBG | 0.1 | 0.862 | 754.909 | 332.636 | Distributed from 923 Generation And Fuel | 2010 | 2020 | 0 | 0 | 0 | 0 | 0 | 0 | 0 | 0 | 0 | 0 | 0 | 0 | 0 | 0.1 | 0 | 0 | 0 | 0 | 0 | 0 | 0 | 0 | 0 | 0 | 0 | 0 | 0 | 0 | 0 | 0
308 | 2078 | 2018 | CA | Caltech Central | 57460 | CL06 | 0 | OP | FC | OBG | 0.1 | 0.862 | 754.909 | 332.636 | Distributed from 923 Generation And Fuel | 2010 | 2020 | 0 | 0 | 0 | 0 | 0 | 0 | 0 | 0 | 0 | 0 | 0 | 0 | 0 | 0.1 | 0 | 0 | 0 | 0 | 0 | 0 | 0 | 0 | 0 | 0 | 0 | 0 | 0 | 0 | 0 | 0
309 | 2079 | 2018 | CA | Caltech Central | 57460 | CL07 | 0 | OP | FC | OBG | 0.1 | 0.862 | 754.909 | 332.636 | Distributed from 923 Generation And Fuel | 2010 | 2020 | 0 | 0 | 0 | 0 | 0 | 0 | 0 | 0 | 0 | 0 | 0 | 0 | 0 | 0.1 | 0 | 0 | 0 | 0 | 0 | 0 | 0 | 0 | 0 | 0 | 0 | 0 | 0 | 0 | 0 | 0
310 | 2080 | 2018 | CA | Caltech Central | 57460 | CL08 | 0 | OP | FC | OBG | 0.1 | 0.862 | 754.909 | 332.636 | Distributed from 923 Generation And Fuel | 2010 | 2020 | 0 | 0 | 0 | 0 | 0 | 0 | 0 | 0 | 0 | 0 | 0 | 0 | 0 | 0.1 | 0 | 0 | 0 | 0 | 0 | 0 | 0 | 0 | 0 | 0 | 0 | 0 | 0 | 0 | 0 | 0
311 | 2081 | 2018 | CA | Caltech Central | 57460 | CL09 | 0 | OP | FC | OBG | 0.1 | 0.862 | 754.909 | 332.636 | Distributed from 923 Generation And Fuel | 2010 | 2020 | 0 | 0 | 0 | 0 | 0 | 0 | 0 | 0 | 0 | 0 | 0 | 0 | 0 | 0.1 | 0 | 0 | 0 | 0 | 0 | 0 | 0 | 0 | 0 | 0 | 0 | 0 | 0 | 0 | 0 | 0
312 | 2082 | 2018 | CA | Caltech Central | 57460 | CL10 | 0 | OP | FC | OBG | 0.1 | 0.862 | 754.909 | 332.636 | Distributed from 923 Generation And Fuel | 2010 | 2020 | 0 | 0 | 0 | 0 | 0 | 0 | 0 | 0 | 0 | 0 | 0 | 0 | 0 | 0.1 | 0 | 0 | 0 | 0 | 0 | 0 | 0 | 0 | 0 | 0 | 0 | 0 | 0 | 0 | 0 | 0
313 | 2083 | 2018 | CA | Camanche | 537 | 1 | 0 | OP | HY | WAT | 3.6 | 0.255 | 8035.333 | 4303.333 | Distributed from 923 Generation And Fuel | 1983 |  | 0 | 0 | 0 | 0 | 0 | 0 | 0 | 0 | 0 | 0 | 0 | 0 | 0 | 0 | 0 | 0 | 0 | 0 | 0 | 0 | 0 | 0 | 0 | 0 | 3.6 | 0 | 0 | 0 | 0 | 0
314 | 2084 | 2018 | CA | Camanche | 537 | 2 | 0 | OP | HY | WAT | 3.6 | 0.255 | 8035.333 | 4303.333 | Distributed from 923 Generation And Fuel | 1983 |  | 0 | 0 | 0 | 0 | 0 | 0 | 0 | 0 | 0 | 0 | 0 | 0 | 0 | 0 | 0 | 0 | 0 | 0 | 0 | 0 | 0 | 0 | 0 | 0 | 3.6 | 0 | 0 | 0 | 0 | 0
315 | 2085 | 2018 | CA | Camanche | 537 | 3 | 0 | OP | HY | WAT | 3.6 | 0.255 | 8035.333 | 4303.333 | Distributed from 923 Generation And Fuel | 1983 |  | 0 | 0 | 0 | 0 | 0 | 0 | 0 | 0 | 0 | 0 | 0 | 0 | 0 | 0 | 0 | 0 | 0 | 0 | 0 | 0 | 0 | 0 | 0 | 0 | 3.6 | 0 | 0 | 0 | 0 | 0
316 | 2086 | 2018 | CA | Cameron Ridge LLC | 10586 | EXIS | 0 | OP | WT | WND | 59.6 | 0.29 | 151385 | 88402 | Distributed from 923 Generation And Fuel | 1984 |  | 0 | 0 | 0 | 0 | 0 | 0 | 0 | 0 | 0 | 0 | 0 | 0 | 0 | 0 | 0 | 0 | 0 | 0 | 0 | 0 | 0 | 0 | 0 | 0 | 0 | 0 | 0 | 0 | 0 | 59.6
317 | 2087 | 2018 | CA | Camino | 430 | H1 | 0 | OP | HY | WAT | 78.9 | 0.211 | 145582.5 | 75780 | Distributed from 923 Generation And Fuel | 1963 |  | 0 | 0 | 0 | 0 | 0 | 0 | 0 | 0 | 0 | 0 | 0 | 0 | 0 | 0 | 0 | 0 | 0 | 0 | 0 | 0 | 0 | 0 | 0 | 0 | 78.9 | 0 | 0 | 0 | 0 | 0
318 | 2088 | 2018 | CA | Camino | 430 | H2 | 0 | OP | HY | WAT | 78.9 | 0.211 | 145582.5 | 75780 | Distributed from 923 Generation And Fuel | 1968 |  | 0 | 0 | 0 | 0 | 0 | 0 | 0 | 0 | 0 | 0 | 0 | 0 | 0 | 0 | 0 | 0 | 0 | 0 | 0 | 0 | 0 | 0 | 0 | 0 | 78.9 | 0 | 0 | 0 | 0 | 0
319 | 2089 | 2018 | CA | Camp Far West | 531 | 1 | 0 | OP | HY | WAT | 7.2 | 0.402 | 25365 | 13584 | Distributed from 923 Generation And Fuel | 1985 |  | 0 | 0 | 0 | 0 | 0 | 0 | 0 | 0 | 0 | 0 | 0 | 0 | 0 | 0 | 0 | 0 | 0 | 0 | 0 | 0 | 0 | 0 | 0 | 0 | 7.2 | 0 | 0 | 0 | 0 | 0
320 | 2090 | 2018 | CA | Campo Verde Solar | 58467 | CVS1 | 0 | OP | PV | SUN | 147.4 | 0.253 | 326519 | 177688 | Distributed from 923 Generation And Fuel | 2013 |  | 0 | 0 | 0 | 0 | 0 | 0 | 0 | 0 | 0 | 0 | 0 | 0 | 0 | 0 | 0 | 0 | 0 | 0 | 0 | 0 | 0 | 0 | 0 | 147.4 | 0 | 0 | 0 | 0 | 0 | 0
321 | 2091 | 2018 | CA | Cantua Solar Station | 57522 | 1 | 0 | OP | PV | SUN | 20 | 0.241 | 42223 | 22977 | Distributed from 923 Generation And Fuel | 2012 |  | 0 | 0 | 0 | 0 | 0 | 0 | 0 | 0 | 0 | 0 | 0 | 0 | 0 | 0 | 0 | 0 | 0 | 0 | 0 | 0 | 0 | 0 | 0 | 20 | 0 | 0 | 0 | 0 | 0 | 0
322 | 2092 | 2018 | CA | Canyon Crest Academy | 60568 | SES | 0 | OP | BA | MWH | 1 | -0.003 | -23 | -10 | Distributed from 923 Generation And Fuel | 2014 |  | 0 | 0 | 0 | 0 | 0 | 0 | 0 | 0 | 0 | 0 | 1 | 0 | 0 | 0 | 0 | 0 | 0 | 0 | 0 | 0 | 0 | 0 | 0 | 0 | 0 | 0 | 0 | 0 | 0 | 0
323 | 2093 | 2018 | CA | Canyon Power Plant | 57027 | CPP1 | 0 | OP | GT | NG | 50 | 0.104 | 45467.75 | 19418.25 | Distributed from 923 Generation And Fuel | 2011 |  | 0 | 0 | 0 | 0 | 0 | 0 | 0 | 0 | 0 | 0 | 0 | 50 | 0 | 0 | 0 | 0 | 0 | 0 | 0 | 0 | 0 | 0 | 0 | 0 | 0 | 0 | 0 | 0 | 0 | 0
324 | 2094 | 2018 | CA | Canyon Power Plant | 57027 | CPP2 | 0 | OP | GT | NG | 50 | 0.104 | 45467.75 | 19418.25 | Distributed from 923 Generation And Fuel | 2011 |  | 0 | 0 | 0 | 0 | 0 | 0 | 0 | 0 | 0 | 0 | 0 | 50 | 0 | 0 | 0 | 0 | 0 | 0 | 0 | 0 | 0 | 0 | 0 | 0 | 0 | 0 | 0 | 0 | 0 | 0
325 | 2095 | 2018 | CA | Canyon Power Plant | 57027 | CPP3 | 0 | OP | GT | NG | 50 | 0.104 | 45467.75 | 19418.25 | Distributed from 923 Generation And Fuel | 2011 |  | 0 | 0 | 0 | 0 | 0 | 0 | 0 | 0 | 0 | 0 | 0 | 50 | 0 | 0 | 0 | 0 | 0 | 0 | 0 | 0 | 0 | 0 | 0 | 0 | 0 | 0 | 0 | 0 | 0 | 0
326 | 2096 | 2018 | CA | Canyon Power Plant | 57027 | CPP4 | 0 | OP | GT | NG | 50 | 0.104 | 45467.75 | 19418.25 | Distributed from 923 Generation And Fuel | 2011 |  | 0 | 0 | 0 | 0 | 0 | 0 | 0 | 0 | 0 | 0 | 0 | 50 | 0 | 0 | 0 | 0 | 0 | 0 | 0 | 0 | 0 | 0 | 0 | 0 | 0 | 0 | 0 | 0 | 0 | 0
327 | 2097 | 2018 | CA | Caribou 1 | 222 | 1 | 0 | OP | HY | WAT | 23.8 | 0.177 | 36883.228 | 19752.388 | Distributed from 923 Generation And Fuel | 1921 |  | 0 | 0 | 0 | 0 | 0 | 0 | 0 | 0 | 0 | 0 | 0 | 0 | 0 | 0 | 0 | 0 | 0 | 0 | 0 | 0 | 0 | 0 | 0 | 0 | 23.8 | 0 | 0 | 0 | 0 | 0
328 | 2098 | 2018 | CA | Caribou 1 | 222 | 2 | 0 | OP | HY | WAT | 25 | 0.177 | 38742.886 | 20748.306 | Distributed from 923 Generation And Fuel | 1921 |  | 0 | 0 | 0 | 0 | 0 | 0 | 0 | 0 | 0 | 0 | 0 | 0 | 0 | 0 | 0 | 0 | 0 | 0 | 0 | 0 | 0 | 0 | 0 | 0 | 25 | 0 | 0 | 0 | 0 | 0
329 | 2099 | 2018 | CA | Caribou 1 | 222 | 3 | 0 | OP | HY | WAT | 25 | 0.177 | 38742.886 | 20748.306 | Distributed from 923 Generation And Fuel | 1924 |  | 0 | 0 | 0 | 0 | 0 | 0 | 0 | 0 | 0 | 0 | 0 | 0 | 0 | 0 | 0 | 0 | 0 | 0 | 0 | 0 | 0 | 0 | 0 | 0 | 25 | 0 | 0 | 0 | 0 | 0
330 | 2100 | 2018 | CA | Caribou 2 | 223 | 4 | 0 | OP | HY | WAT | 60.3 | 0.347 | 183307.397 | 124996.939 | Distributed from 923 Generation And Fuel | 1958 |  | 0 | 0 | 0 | 0 | 0 | 0 | 0 | 0 | 0 | 0 | 0 | 0 | 0 | 0 | 0 | 0 | 0 | 0 | 0 | 0 | 0 | 0 | 0 | 0 | 60.3 | 0 | 0 | 0 | 0 | 0
331 | 2101 | 2018 | CA | Caribou 2 | 223 | 5 | 0 | OP | HY | WAT | 57.6 | 0.347 | 175099.603 | 119400.061 | Distributed from 923 Generation And Fuel | 1958 |  | 0 | 0 | 0 | 0 | 0 | 0 | 0 | 0 | 0 | 0 | 0 | 0 | 0 | 0 | 0 | 0 | 0 | 0 | 0 | 0 | 0 | 0 | 0 | 0 | 57.6 | 0 | 0 | 0 | 0 | 0
332 | 2102 | 2018 | CA | Carlsbad Energy Center | 59002 | CEC 6 | 0 | OP | GT | NG | 131.8 | 0.02 | 22860.102 | 10001.801 | Distributed from 923 Generation And Fuel | 2018 |  | 0 | 0 | 0 | 0 | 0 | 0 | 0 | 0 | 0 | 0 | 0 | 131.8 | 0 | 0 | 0 | 0 | 0 | 0 | 0 | 0 | 0 | 0 | 0 | 0 | 0 | 0 | 0 | 0 | 0 | 0
333 | 2103 | 2018 | CA | Carlsbad Energy Center | 59002 | CEC 7 | 0 | OP | GT | NG | 131.8 | 0.02 | 22860.102 | 10001.801 | Distributed from 923 Generation And Fuel | 2018 |  | 0 | 0 | 0 | 0 | 0 | 0 | 0 | 0 | 0 | 0 | 0 | 131.8 | 0 | 0 | 0 | 0 | 0 | 0 | 0 | 0 | 0 | 0 | 0 | 0 | 0 | 0 | 0 | 0 | 0 | 0
334 | 2104 | 2018 | CA | Carlsbad Energy Center | 59002 | CEC 8 | 0 | OP | GT | NG | 131.8 | 0.02 | 22860.102 | 10001.801 | Distributed from 923 Generation And Fuel | 2018 |  | 0 | 0 | 0 | 0 | 0 | 0 | 0 | 0 | 0 | 0 | 0 | 131.8 | 0 | 0 | 0 | 0 | 0 | 0 | 0 | 0 | 0 | 0 | 0 | 0 | 0 | 0 | 0 | 0 | 0 | 0
335 | 2105 | 2018 | CA | Carlsbad Energy Center | 59002 | CEC 9 | 0 | OP | GT | NG | 131.8 | 0.02 | 22860.102 | 10001.801 | Distributed from 923 Generation And Fuel | 2018 |  | 0 | 0 | 0 | 0 | 0 | 0 | 0 | 0 | 0 | 0 | 0 | 131.8 | 0 | 0 | 0 | 0 | 0 | 0 | 0 | 0 | 0 | 0 | 0 | 0 | 0 | 0 | 0 | 0 | 0 | 0
336 | 2106 | 2018 | CA | Carlsbad Energy Center | 59002 | CEC10 | 0 | OP | GT | NG | 131.8 | 0.02 | 22860.102 | 10001.801 | Distributed from 923 Generation And Fuel | 2018 |  | 0 | 0 | 0 | 0 | 0 | 0 | 0 | 0 | 0 | 0 | 0 | 131.8 | 0 | 0 | 0 | 0 | 0 | 0 | 0 | 0 | 0 | 0 | 0 | 0 | 0 | 0 | 0 | 0 | 0 | 0
337 | 2110 | 2018 | CA | Carson Ice-Gen Project | 7527 | 1 | 0 | OP | GT | NG | 54 | 0.047 | 22335 | 10267 | Distributed from 923 Generation And Fuel | 1995 |  | 0 | 0 | 0 | 0 | 0 | 0 | 0 | 0 | 0 | 0 | 0 | 54 | 0 | 0 | 0 | 0 | 0 | 0 | 0 | 0 | 0 | 0 | 0 | 0 | 0 | 0 | 0 | 0 | 0 | 0
338 | 2111 | 2018 | CA | Carson Ice-Gen Project | 7527 | 2 | 1 | OP | CA | NG | 17.5 | 0.422 | 64760 | 26877 | EIA-923 Generator File | 1995 |  | 0 | 0 | 0 | 0 | 0 | 0 | 0 | 0 | 0 | 0 | 0 | 17.5 | 0 | 0 | 0 | 0 | 0 | 0 | 0 | 0 | 0 | 0 | 0 | 0 | 0 | 0 | 0 | 0 | 0 | 0
339 | 2112 | 2018 | CA | Carson Ice-Gen Project | 7527 | CCCT | 0 | OP | CT | NG | 54 | 0.594 | 281022 | 113146 | EIA-923 Generator File | 1995 |  | 0 | 0 | 0 | 0 | 0 | 0 | 0 | 0 | 0 | 0 | 0 | 54 | 0 | 0 | 0 | 0 | 0 | 0 | 0 | 0 | 0 | 0 | 0 | 0 | 0 | 0 | 0 | 0 | 0 | 0
340 | 2114 | 2018 | CA | Cascade Solar | 58590 | 1 | 0 | OP | PV | SUN | 18.5 | 0.304 | 49260 | 26807 | Distributed from 923 Generation And Fuel | 2014 |  | 0 | 0 | 0 | 0 | 0 | 0 | 0 | 0 | 0 | 0 | 0 | 0 | 0 | 0 | 0 | 0 | 0 | 0 | 0 | 0 | 0 | 0 | 0 | 18.5 | 0 | 0 | 0 | 0 | 0 | 0
341 | 2115 | 2018 | CA | Castaic | 392 | 1 | 0 | OP | PS | WAT | 271 | 0.016 | 38733.667 | 11734 | Distributed from 923 Generation And Fuel | 1973 |  | 0 | 0 | 0 | 0 | 0 | 0 | 0 | 0 | 0 | 0 | 0 | 0 | 0 | 0 | 0 | 0 | 0 | 0 | 0 | 0 | 0 | 0 | 0 | 0 | 271 | 0 | 0 | 0 | 0 | 0
342 | 2116 | 2018 | CA | Castaic | 392 | 2 | 0 | OP | PS | WAT | 271 | 0.016 | 38733.667 | 11734 | Distributed from 923 Generation And Fuel | 1974 |  | 0 | 0 | 0 | 0 | 0 | 0 | 0 | 0 | 0 | 0 | 0 | 0 | 0 | 0 | 0 | 0 | 0 | 0 | 0 | 0 | 0 | 0 | 0 | 0 | 271 | 0 | 0 | 0 | 0 | 0
343 | 2117 | 2018 | CA | Castaic | 392 | 3 | 0 | OP | PS | WAT | 271 | 0.016 | 38733.667 | 11734 | Distributed from 923 Generation And Fuel | 1976 |  | 0 | 0 | 0 | 0 | 0 | 0 | 0 | 0 | 0 | 0 | 0 | 0 | 0 | 0 | 0 | 0 | 0 | 0 | 0 | 0 | 0 | 0 | 0 | 0 | 271 | 0 | 0 | 0 | 0 | 0
344 | 2118 | 2018 | CA | Castaic | 392 | 4 | 0 | OP | PS | WAT | 271 | 0.016 | 38733.667 | 11734 | Distributed from 923 Generation And Fuel | 1977 |  | 0 | 0 | 0 | 0 | 0 | 0 | 0 | 0 | 0 | 0 | 0 | 0 | 0 | 0 | 0 | 0 | 0 | 0 | 0 | 0 | 0 | 0 | 0 | 0 | 271 | 0 | 0 | 0 | 0 | 0
345 | 2119 | 2018 | CA | Castaic | 392 | 5 | 0 | OP | PS | WAT | 271 | 0.016 | 38733.667 | 11734 | Distributed from 923 Generation And Fuel | 1977 |  | 0 | 0 | 0 | 0 | 0 | 0 | 0 | 0 | 0 | 0 | 0 | 0 | 0 | 0 | 0 | 0 | 0 | 0 | 0 | 0 | 0 | 0 | 0 | 0 | 271 | 0 | 0 | 0 | 0 | 0
346 | 2120 | 2018 | CA | Castaic | 392 | 6 | 0 | OP | PS | WAT | 271 | 0.016 | 38733.667 | 11734 | Distributed from 923 Generation And Fuel | 1978 |  | 0 | 0 | 0 | 0 | 0 | 0 | 0 | 0 | 0 | 0 | 0 | 0 | 0 | 0 | 0 | 0 | 0 | 0 | 0 | 0 | 0 | 0 | 0 | 0 | 271 | 0 | 0 | 0 | 0 | 0
347 | 2121 | 2018 | CA | Castaic | 392 | 7 | 0 | OP | HY | WAT | 56 | 0 | 0 | 0 | Distributed from 923 Generation And Fuel | 1972 |  | 0 | 0 | 0 | 0 | 0 | 0 | 0 | 0 | 0 | 0 | 0 | 0 | 0 | 0 | 0 | 0 | 0 | 0 | 0 | 0 | 0 | 0 | 0 | 0 | 56 | 0 | 0 | 0 | 0 | 0
348 | 2122 | 2018 | CA | Castle Rock Vineyards | 57870 | SOLAR | 0 | OP | PV | SUN | 1 | 0.202 | 1766 | 961 | Distributed from 923 Generation And Fuel | 2010 |  | 0 | 0 | 0 | 0 | 0 | 0 | 0 | 0 | 0 | 0 | 0 | 0 | 0 | 0 | 0 | 0 | 0 | 0 | 0 | 0 | 0 | 0 | 0 | 1 | 0 | 0 | 0 | 0 | 0 | 0
349 | 2123 | 2018 | CA | Castor Solar | 60277 | CASTR | 0 | OP | PV | SUN | 1.5 | 0.201 | 2637 | 1435 | Distributed from 923 Generation And Fuel | 2016 |  | 0 | 0 | 0 | 0 | 0 | 0 | 0 | 0 | 0 | 0 | 0 | 0 | 0 | 0 | 0 | 0 | 0 | 0 | 0 | 0 | 0 | 0 | 0 | 1.5 | 0 | 0 | 0 | 0 | 0 | 0
350 | 2124 | 2018 | CA | Catalina Solar 2, LLC | 59334 | INV-1 | 0 | OP | PV | SUN | 18 | 0.355 | 56028 | 30490 | Distributed from 923 Generation And Fuel | 2015 |  | 0 | 0 | 0 | 0 | 0 | 0 | 0 | 0 | 0 | 0 | 0 | 0 | 0 | 0 | 0 | 0 | 0 | 0 | 0 | 0 | 0 | 0 | 0 | 18 | 0 | 0 | 0 | 0 | 0 | 0
351 | 2125 | 2018 | CA | Catalina Solar LLC | 57708 | INV | 0 | OP | PV | SUN | 110 | 0.275 | 265280 | 144362 | Distributed from 923 Generation And Fuel | 2012 |  | 0 | 0 | 0 | 0 | 0 | 0 | 0 | 0 | 0 | 0 | 0 | 0 | 0 | 0 | 0 | 0 | 0 | 0 | 0 | 0 | 0 | 0 | 0 | 110 | 0 | 0 | 0 | 0 | 0 | 0
352 | 2126 | 2018 | CA | CBS Studio Center | 58440 | 9560 | 0 | OP | FC | NG | 0.4 | 0.409 | 1434.667 | 632 | Distributed from 923 Generation And Fuel | 2013 |  | 0 | 0 | 0 | 0 | 0 | 0 | 0 | 0 | 0 | 0 | 0 | 0.4 | 0 | 0 | 0 | 0 | 0 | 0 | 0 | 0 | 0 | 0 | 0 | 0 | 0 | 0 | 0 | 0 | 0 | 0
353 | 2127 | 2018 | CA | CBS Studio Center | 58440 | 9580 | 0 | OP | FC | NG | 0.4 | 0.409 | 1434.667 | 632 | Distributed from 923 Generation And Fuel | 2013 |  | 0 | 0 | 0 | 0 | 0 | 0 | 0 | 0 | 0 | 0 | 0 | 0.4 | 0 | 0 | 0 | 0 | 0 | 0 | 0 | 0 | 0 | 0 | 0 | 0 | 0 | 0 | 0 | 0 | 0 | 0
354 | 2128 | 2018 | CA | CBS Studio Center | 58440 | 9581 | 0 | OP | FC | NG | 0.4 | 0.409 | 1434.667 | 632 | Distributed from 923 Generation And Fuel | 2013 |  | 0 | 0 | 0 | 0 | 0 | 0 | 0 | 0 | 0 | 0 | 0 | 0.4 | 0 | 0 | 0 | 0 | 0 | 0 | 0 | 0 | 0 | 0 | 0 | 0 | 0 | 0 | 0 | 0 | 0 | 0
355 | 2129 | 2018 | CA | CBS Studio Center | 58440 | 9583 | 0 | OP | FC | NG | 0.4 | 0.409 | 1434.667 | 632 | Distributed from 923 Generation And Fuel | 2013 |  | 0 | 0 | 0 | 0 | 0 | 0 | 0 | 0 | 0 | 0 | 0 | 0.4 | 0 | 0 | 0 | 0 | 0 | 0 | 0 | 0 | 0 | 0 | 0 | 0 | 0 | 0 | 0 | 0 | 0 | 0
356 | 2130 | 2018 | CA | CBS Studio Center | 58440 | 9585 | 0 | OP | FC | NG | 0.4 | 0.409 | 1434.667 | 632 | Distributed from 923 Generation And Fuel | 2013 |  | 0 | 0 | 0 | 0 | 0 | 0 | 0 | 0 | 0 | 0 | 0 | 0.4 | 0 | 0 | 0 | 0 | 0 | 0 | 0 | 0 | 0 | 0 | 0 | 0 | 0 | 0 | 0 | 0 | 0 | 0
357 | 2131 | 2018 | CA | CBS Studio Center | 58440 | 9587 | 0 | OP | FC | NG | 0.4 | 0.409 | 1434.667 | 632 | Distributed from 923 Generation And Fuel | 2013 |  | 0 | 0 | 0 | 0 | 0 | 0 | 0 | 0 | 0 | 0 | 0 | 0.4 | 0 | 0 | 0 | 0 | 0 | 0 | 0 | 0 | 0 | 0 | 0 | 0 | 0 | 0 | 0 | 0 | 0 | 0
358 | 2132 | 2018 | CA | CBS Television City | 58253 | GEN1 | 0 | OP | PV | SUN | 1.6 | 0.126 | 1765 | 960 | Distributed from 923 Generation And Fuel | 2013 |  | 0 | 0 | 0 | 0 | 0 | 0 | 0 | 0 | 0 | 0 | 0 | 0 | 0 | 0 | 0 | 0 | 0 | 0 | 0 | 0 | 0 | 0 | 0 | 1.6 | 0 | 0 | 0 | 0 | 0 | 0
359 | 2133 | 2018 | CA | CCCSD Wastewater Treatment Plnt | 57573 | S188 | 0 | OP | GT | NG | 3.5 | 0.711 | 21790 | 9630 | Distributed from 923 Generation And Fuel | 1995 |  | 0 | 0 | 0 | 0 | 0 | 0 | 0 | 0 | 0 | 0 | 0 | 3.5 | 0 | 0 | 0 | 0 | 0 | 0 | 0 | 0 | 0 | 0 | 0 | 0 | 0 | 0 | 0 | 0 | 0 | 0
360 | 2134 | 2018 | CA | CDCR (CA) - Corcoran State Prison | 61620 | CORSP | 0 | OP | PV | SUN | 5 | 0.07 | 3067 | 1669 | Distributed from 923 Generation And Fuel | 2013 |  | 0 | 0 | 0 | 0 | 0 | 0 | 0 | 0 | 0 | 0 | 0 | 0 | 0 | 0 | 0 | 0 | 0 | 0 | 0 | 0 | 0 | 0 | 0 | 5 | 0 | 0 | 0 | 0 | 0 | 0
361 | 2135 | 2018 | CA | CDCR (CA) - Pleasant Valley State Prison | 59748 | 1 | 0 | OP | PV | SUN | 1.2 | 0.292 | 3066 | 1668 | Distributed from 923 Generation And Fuel | 2014 |  | 0 | 0 | 0 | 0 | 0 | 0 | 0 | 0 | 0 | 0 | 0 | 0 | 0 | 0 | 0 | 0 | 0 | 0 | 0 | 0 | 0 | 0 | 0 | 1.2 | 0 | 0 | 0 | 0 | 0 | 0
362 | 2136 | 2018 | CA | CDCR (CA) - Solano State Prison | 61619 | SOLSP | 0 | OP | PV | SUN | 1.1 | 0.254 | 2446 | 1331 | Distributed from 923 Generation And Fuel | 2013 |  | 0 | 0 | 0 | 0 | 0 | 0 | 0 | 0 | 0 | 0 | 0 | 0 | 0 | 0 | 0 | 0 | 0 | 0 | 0 | 0 | 0 | 0 | 0 | 1.1 | 0 | 0 | 0 | 0 | 0 | 0
363 | 2137 | 2018 | CA | CDCR (CA) - Wasco State Prison | 61621 | WASCO | 0 | OP | PV | SUN | 1.5 | 0.269 | 3540 | 1926 | Distributed from 923 Generation And Fuel | 2013 |  | 0 | 0 | 0 | 0 | 0 | 0 | 0 | 0 | 0 | 0 | 0 | 0 | 0 | 0 | 0 | 0 | 0 | 0 | 0 | 0 | 0 | 0 | 0 | 1.5 | 0 | 0 | 0 | 0 | 0 | 0
364 | 2138 | 2018 | CA | CE Leathers | 10631 | GEN1 | 0 | OP | ST | GEO | 45.5 | 0.823 | 328103 | 139879 | Distributed from 923 Generation And Fuel | 1989 |  | 0 | 0 | 0 | 0 | 0 | 45.5 | 0 | 0 | 0 | 0 | 0 | 0 | 0 | 0 | 0 | 0 | 0 | 0 | 0 | 0 | 0 | 0 | 0 | 0 | 0 | 0 | 0 | 0 | 0 | 0
365 | 2139 | 2018 | CA | CE Turbo LLC | 55984 | TG21 | 0 | OP | ST | GEO | 11.5 | 0.781 | 78683 | 33545 | Distributed from 923 Generation And Fuel | 2000 |  | 0 | 0 | 0 | 0 | 0 | 11.5 | 0 | 0 | 0 | 0 | 0 | 0 | 0 | 0 | 0 | 0 | 0 | 0 | 0 | 0 | 0 | 0 | 0 | 0 | 0 | 0 | 0 | 0 | 0 | 0
366 | 2141 | 2018 | CA | CED Avenal | 60077 | AVCA | 0 | OP | PV | SUN | 15.8 | 0.294 | 40727 | 22163 | Distributed from 923 Generation And Fuel | 2017 |  | 0 | 0 | 0 | 0 | 0 | 0 | 0 | 0 | 0 | 0 | 0 | 0 | 0 | 0 | 0 | 0 | 0 | 0 | 0 | 0 | 0 | 0 | 0 | 15.8 | 0 | 0 | 0 | 0 | 0 | 0
367 | 2142 | 2018 | CA | CED Ducor 1 | 60078 | DU1CA | 0 | OP | PV | SUN | 20 | 0.299 | 52444 | 28539 | Distributed from 923 Generation And Fuel | 2016 |  | 0 | 0 | 0 | 0 | 0 | 0 | 0 | 0 | 0 | 0 | 0 | 0 | 0 | 0 | 0 | 0 | 0 | 0 | 0 | 0 | 0 | 0 | 0 | 20 | 0 | 0 | 0 | 0 | 0 | 0
368 | 2143 | 2018 | CA | CED Ducor 2 | 60079 | DU2CA | 0 | OP | PV | SUN | 20 | 0.298 | 52276 | 28448 | Distributed from 923 Generation And Fuel | 2016 |  | 0 | 0 | 0 | 0 | 0 | 0 | 0 | 0 | 0 | 0 | 0 | 0 | 0 | 0 | 0 | 0 | 0 | 0 | 0 | 0 | 0 | 0 | 0 | 20 | 0 | 0 | 0 | 0 | 0 | 0
369 | 2144 | 2018 | CA | CED Ducor 3 | 60080 | DU3CA | 0 | OP | PV | SUN | 15 | 0.298 | 39207 | 21336 | Distributed from 923 Generation And Fuel | 2016 |  | 0 | 0 | 0 | 0 | 0 | 0 | 0 | 0 | 0 | 0 | 0 | 0 | 0 | 0 | 0 | 0 | 0 | 0 | 0 | 0 | 0 | 0 | 0 | 15 | 0 | 0 | 0 | 0 | 0 | 0
370 | 2145 | 2018 | CA | CED Ducor 4 | 60081 | DU4CA | 0 | OP | PV | SUN | 20 | 0.299 | 52343 | 28484 | Distributed from 923 Generation And Fuel | 2016 |  | 0 | 0 | 0 | 0 | 0 | 0 | 0 | 0 | 0 | 0 | 0 | 0 | 0 | 0 | 0 | 0 | 0 | 0 | 0 | 0 | 0 | 0 | 0 | 20 | 0 | 0 | 0 | 0 | 0 | 0
371 | 2146 | 2018 | CA | Center Peaker | 56475 | 1 | 0 | OP | GT | NG | 49.8 | 0.034 | 14862 | 6549 | Distributed from 923 Generation And Fuel | 2007 |  | 0 | 0 | 0 | 0 | 0 | 0 | 0 | 0 | 0 | 0 | 0 | 49.8 | 0 | 0 | 0 | 0 | 0 | 0 | 0 | 0 | 0 | 0 | 0 | 0 | 0 | 0 | 0 | 0 | 0 | 0
372 | 2147 | 2018 | CA | Center Peaker | 56475 | BA1 | 0 | OP | BA | MWH | 10 | 0 | 0 | 0 | Distributed from 923 Generation And Fuel | 2016 |  | 0 | 0 | 0 | 0 | 0 | 0 | 0 | 0 | 0 | 0 | 10 | 0 | 0 | 0 | 0 | 0 | 0 | 0 | 0 | 0 | 0 | 0 | 0 | 0 | 0 | 0 | 0 | 0 | 0 | 0
373 | 2150 | 2018 | CA | Centinela Solar Energy | 58430 | CSE1 | 0 | OP | PV | SUN | 34.2 | 0.3 | 89765.217 | 48849.261 | Distributed from 923 Generation And Fuel | 2013 |  | 0 | 0 | 0 | 0 | 0 | 0 | 0 | 0 | 0 | 0 | 0 | 0 | 0 | 0 | 0 | 0 | 0 | 0 | 0 | 0 | 0 | 0 | 0 | 34.2 | 0 | 0 | 0 | 0 | 0 | 0
374 | 2151 | 2018 | CA | Centinela Solar Energy | 58430 | CSE2 | 0 | OP | PV | SUN | 26.6 | 0.3 | 69817.391 | 37993.87 | Distributed from 923 Generation And Fuel | 2013 |  | 0 | 0 | 0 | 0 | 0 | 0 | 0 | 0 | 0 | 0 | 0 | 0 | 0 | 0 | 0 | 0 | 0 | 0 | 0 | 0 | 0 | 0 | 0 | 26.6 | 0 | 0 | 0 | 0 | 0 | 0
375 | 2152 | 2018 | CA | Centinela Solar Energy | 58430 | CSE3 | 0 | OP | PV | SUN | 34.2 | 0.3 | 89765.217 | 48849.261 | Distributed from 923 Generation And Fuel | 2013 |  | 0 | 0 | 0 | 0 | 0 | 0 | 0 | 0 | 0 | 0 | 0 | 0 | 0 | 0 | 0 | 0 | 0 | 0 | 0 | 0 | 0 | 0 | 0 | 34.2 | 0 | 0 | 0 | 0 | 0 | 0
376 | 2153 | 2018 | CA | Centinela Solar Energy | 58430 | CSE4 | 0 | OP | PV | SUN | 34.2 | 0.3 | 89765.217 | 48849.261 | Distributed from 923 Generation And Fuel | 2013 |  | 0 | 0 | 0 | 0 | 0 | 0 | 0 | 0 | 0 | 0 | 0 | 0 | 0 | 0 | 0 | 0 | 0 | 0 | 0 | 0 | 0 | 0 | 0 | 34.2 | 0 | 0 | 0 | 0 | 0 | 0
377 | 2154 | 2018 | CA | Centinela Solar Energy | 58430 | CSE5 | 0 | OP | PV | SUN | 19 | 0.3 | 49869.565 | 27138.478 | Distributed from 923 Generation And Fuel | 2014 |  | 0 | 0 | 0 | 0 | 0 | 0 | 0 | 0 | 0 | 0 | 0 | 0 | 0 | 0 | 0 | 0 | 0 | 0 | 0 | 0 | 0 | 0 | 0 | 19 | 0 | 0 | 0 | 0 | 0 | 0
378 | 2155 | 2018 | CA | Centinela Solar Energy | 58430 | CSE6 | 0 | OP | PV | SUN | 26.6 | 0.3 | 69817.391 | 37993.87 | Distributed from 923 Generation And Fuel | 2014 |  | 0 | 0 | 0 | 0 | 0 | 0 | 0 | 0 | 0 | 0 | 0 | 0 | 0 | 0 | 0 | 0 | 0 | 0 | 0 | 0 | 0 | 0 | 0 | 26.6 | 0 | 0 | 0 | 0 | 0 | 0
379 | 2156 | 2018 | CA | Central Antelope Dry Ranch B LLC | 60281 | CADRB | 0 | OP | PV | SUN | 3 | 0.32 | 8397 | 4570 | Distributed from 923 Generation And Fuel | 2017 |  | 0 | 0 | 0 | 0 | 0 | 0 | 0 | 0 | 0 | 0 | 0 | 0 | 0 | 0 | 0 | 0 | 0 | 0 | 0 | 0 | 0 | 0 | 0 | 3 | 0 | 0 | 0 | 0 | 0 | 0
380 | 2157 | 2018 | CA | Central Antelope Dry Ranch C | 59963 | CADRC | 0 | OP | PV | SUN | 20 | 0.225 | 39449 | 21468 | Distributed from 923 Generation And Fuel | 2016 |  | 0 | 0 | 0 | 0 | 0 | 0 | 0 | 0 | 0 | 0 | 0 | 0 | 0 | 0 | 0 | 0 | 0 | 0 | 0 | 0 | 0 | 0 | 0 | 20 | 0 | 0 | 0 | 0 | 0 | 0
381 | 2160 | 2018 | CA | Central Utilities Plant LAX 2 | 58258 | GEN1 | 0 | OP | GT | NG | 4.6 | 0.38 | 15308 | 8303.5 | Distributed from 923 Generation And Fuel | 2015 |  | 0 | 0 | 0 | 0 | 0 | 0 | 0 | 0 | 0 | 0 | 0 | 4.6 | 0 | 0 | 0 | 0 | 0 | 0 | 0 | 0 | 0 | 0 | 0 | 0 | 0 | 0 | 0 | 0 | 0 | 0
382 | 2161 | 2018 | CA | Central Utilities Plant LAX 2 | 58258 | GEN2 | 0 | OP | GT | NG | 4.6 | 0.38 | 15308 | 8303.5 | Distributed from 923 Generation And Fuel | 2015 |  | 0 | 0 | 0 | 0 | 0 | 0 | 0 | 0 | 0 | 0 | 0 | 4.6 | 0 | 0 | 0 | 0 | 0 | 0 | 0 | 0 | 0 | 0 | 0 | 0 | 0 | 0 | 0 | 0 | 0 | 0
383 | 2162 | 2018 | CA | Central Valley Ag Power | 58978 | CVAP | 0 | OP | IC | OBG | 1.5 | 0.03 | 389 | 161 | Distributed from 923 Generation And Fuel | 2014 |  | 0 | 0 | 0 | 0 | 0 | 0 | 0 | 0 | 0 | 0 | 0 | 0 | 0 | 1.5 | 0 | 0 | 0 | 0 | 0 | 0 | 0 | 0 | 0 | 0 | 0 | 0 | 0 | 0 | 0 | 0
384 | 2163 | 2018 | CA | Century Generating Facility | 55934 | C1 | 0 | OP | GT | NG | 11.2 | 0.003 | 316.5 | 139.5 | Distributed from 923 Generation And Fuel | 2001 |  | 0 | 0 | 0 | 0 | 0 | 0 | 0 | 0 | 0 | 0 | 0 | 11.2 | 0 | 0 | 0 | 0 | 0 | 0 | 0 | 0 | 0 | 0 | 0 | 0 | 0 | 0 | 0 | 0 | 0 | 0
385 | 2164 | 2018 | CA | Century Generating Facility | 55934 | C2 | 0 | OP | GT | NG | 11.2 | 0.003 | 316.5 | 139.5 | Distributed from 923 Generation And Fuel | 2001 |  | 0 | 0 | 0 | 0 | 0 | 0 | 0 | 0 | 0 | 0 | 0 | 11.2 | 0 | 0 | 0 | 0 | 0 | 0 | 0 | 0 | 0 | 0 | 0 | 0 | 0 | 0 | 0 | 0 | 0 | 0
386 | 2165 | 2018 | CA | Century Generating Facility | 55934 | C3 | 0 | OP | GT | NG | 11.2 | 0.003 | 316.5 | 139.5 | Distributed from 923 Generation And Fuel | 2001 |  | 0 | 0 | 0 | 0 | 0 | 0 | 0 | 0 | 0 | 0 | 0 | 11.2 | 0 | 0 | 0 | 0 | 0 | 0 | 0 | 0 | 0 | 0 | 0 | 0 | 0 | 0 | 0 | 0 | 0 | 0
387 | 2166 | 2018 | CA | Century Generating Facility | 55934 | C4 | 0 | OP | GT | NG | 11.2 | 0.003 | 316.5 | 139.5 | Distributed from 923 Generation And Fuel | 2001 |  | 0 | 0 | 0 | 0 | 0 | 0 | 0 | 0 | 0 | 0 | 0 | 11.2 | 0 | 0 | 0 | 0 | 0 | 0 | 0 | 0 | 0 | 0 | 0 | 0 | 0 | 0 | 0 | 0 | 0 | 0
388 | 2170 | 2018 | CA | CFW Solar X LLC - Vaughn | 62378 | VSCFW | 0 | OP | PV | SUN | 1.6 | 0.006 | 80 | 0 | Distributed from 923 Generation And Fuel | 2018 |  | 0 | 0 | 0 | 0 | 0 | 0 | 0 | 0 | 0 | 0 | 0 | 0 | 0 | 0 | 0 | 0 | 0 | 0 | 0 | 0 | 0 | 0 | 0 | 1.6 | 0 | 0 | 0 | 0 | 0 | 0
389 | 2171 | 2018 | CA | Chaffey College Rancho Cucamonga Campus | 62150 | SOLAR | 0 | OP | PV | SUN | 4 | 0.18 | 6300 | 3428 | Distributed from 923 Generation And Fuel | 2017 |  | 0 | 0 | 0 | 0 | 0 | 0 | 0 | 0 | 0 | 0 | 0 | 0 | 0 | 0 | 0 | 0 | 0 | 0 | 0 | 0 | 0 | 0 | 0 | 4 | 0 | 0 | 0 | 0 | 0 | 0
390 | 2172 | 2018 | CA | Chalk Cliff Limited | 50003 | GEN1 | 0 | OP | GT | NG | 46 | 0.038 | 15300 | 6429 | Distributed from 923 Generation And Fuel | 1990 |  | 0 | 0 | 0 | 0 | 0 | 0 | 0 | 0 | 0 | 0 | 0 | 46 | 0 | 0 | 0 | 0 | 0 | 0 | 0 | 0 | 0 | 0 | 0 | 0 | 0 | 0 | 0 | 0 | 0 | 0
391 | 2174 | 2018 | CA | Chicago Park | 412 | 2P | 0 | OP | HY | WAT | 44 | 0.322 | 124022 | 66418 | Distributed from 923 Generation And Fuel | 1965 |  | 0 | 0 | 0 | 0 | 0 | 0 | 0 | 0 | 0 | 0 | 0 | 0 | 0 | 0 | 0 | 0 | 0 | 0 | 0 | 0 | 0 | 0 | 0 | 0 | 44 | 0 | 0 | 0 | 0 | 0
392 | 2176 | 2018 | CA | Childrens Hospital | 10175 | 1711 | 0 | OP | GT | NG | 4.8 | 0.64 | 26902 | 11693 | Distributed from 923 Generation And Fuel | 2004 |  | 0 | 0 | 0 | 0 | 0 | 0 | 0 | 0 | 0 | 0 | 0 | 4.8 | 0 | 0 | 0 | 0 | 0 | 0 | 0 | 0 | 0 | 0 | 0 | 0 | 0 | 0 | 0 | 0 | 0 | 0
393 | 2177 | 2018 | CA | Childrens Hospital | 10175 | 5083 | 0 | OP | IC | DFO | 1.5 | 0 | 2.769 | 1.154 | Distributed from 923 Generation And Fuel | 2010 |  | 0 | 0 | 0 | 0 | 1.5 | 0 | 0 | 0 | 0 | 0 | 0 | 0 | 0 | 0 | 0 | 0 | 0 | 0 | 0 | 0 | 0 | 0 | 0 | 0 | 0 | 0 | 0 | 0 | 0 | 0
394 | 2178 | 2018 | CA | Childrens Hospital | 10175 | 5084 | 0 | OP | IC | DFO | 1.5 | 0 | 2.769 | 1.154 | Distributed from 923 Generation And Fuel | 2010 |  | 0 | 0 | 0 | 0 | 1.5 | 0 | 0 | 0 | 0 | 0 | 0 | 0 | 0 | 0 | 0 | 0 | 0 | 0 | 0 | 0 | 0 | 0 | 0 | 0 | 0 | 0 | 0 | 0 | 0 | 0
395 | 2179 | 2018 | CA | Childrens Hospital | 10175 | 5085 | 0 | OP | IC | DFO | 1.5 | 0 | 2.769 | 1.154 | Distributed from 923 Generation And Fuel | 2010 |  | 0 | 0 | 0 | 0 | 1.5 | 0 | 0 | 0 | 0 | 0 | 0 | 0 | 0 | 0 | 0 | 0 | 0 | 0 | 0 | 0 | 0 | 0 | 0 | 0 | 0 | 0 | 0 | 0 | 0 | 0
396 | 2184 | 2018 | CA | Chili Bar | 225 | 1 | 0 | OP | HY | WAT | 7 | 0.444 | 27250 | 14593 | Distributed from 923 Generation And Fuel | 1965 |  | 0 | 0 | 0 | 0 | 0 | 0 | 0 | 0 | 0 | 0 | 0 | 0 | 0 | 0 | 0 | 0 | 0 | 0 | 0 | 0 | 0 | 0 | 0 | 0 | 7 | 0 | 0 | 0 | 0 | 0
397 | 2185 | 2018 | CA | Chowchilla II | 56185 | IC1 | 0 | OP | IC | NG | 3.1 | 0.042 | 1151.812 | 507.5 | Distributed from 923 Generation And Fuel | 2001 |  | 0 | 0 | 0 | 0 | 0 | 0 | 0 | 0 | 0 | 0 | 0 | 3.1 | 0 | 0 | 0 | 0 | 0 | 0 | 0 | 0 | 0 | 0 | 0 | 0 | 0 | 0 | 0 | 0 | 0 | 0
398 | 2186 | 2018 | CA | Chowchilla II | 56185 | IC10 | 0 | OP | IC | NG | 3.1 | 0.042 | 1151.812 | 507.5 | Distributed from 923 Generation And Fuel | 2001 |  | 0 | 0 | 0 | 0 | 0 | 0 | 0 | 0 | 0 | 0 | 0 | 3.1 | 0 | 0 | 0 | 0 | 0 | 0 | 0 | 0 | 0 | 0 | 0 | 0 | 0 | 0 | 0 | 0 | 0 | 0
399 | 2187 | 2018 | CA | Chowchilla II | 56185 | IC11 | 0 | OP | IC | NG | 3.1 | 0.042 | 1151.812 | 507.5 | Distributed from 923 Generation And Fuel | 2001 |  | 0 | 0 | 0 | 0 | 0 | 0 | 0 | 0 | 0 | 0 | 0 | 3.1 | 0 | 0 | 0 | 0 | 0 | 0 | 0 | 0 | 0 | 0 | 0 | 0 | 0 | 0 | 0 | 0 | 0 | 0
400 | 2188 | 2018 | CA | Chowchilla II | 56185 | IC12 | 0 | OP | IC | NG | 3.1 | 0.042 | 1151.812 | 507.5 | Distributed from 923 Generation And Fuel | 2001 |  | 0 | 0 | 0 | 0 | 0 | 0 | 0 | 0 | 0 | 0 | 0 | 3.1 | 0 | 0 | 0 | 0 | 0 | 0 | 0 | 0 | 0 | 0 | 0 | 0 | 0 | 0 | 0 | 0 | 0 | 0
401 | 2189 | 2018 | CA | Chowchilla II | 56185 | IC13 | 0 | OP | IC | NG | 3.1 | 0.042 | 1151.812 | 507.5 | Distributed from 923 Generation And Fuel | 2001 |  | 0 | 0 | 0 | 0 | 0 | 0 | 0 | 0 | 0 | 0 | 0 | 3.1 | 0 | 0 | 0 | 0 | 0 | 0 | 0 | 0 | 0 | 0 | 0 | 0 | 0 | 0 | 0 | 0 | 0 | 0
402 | 2190 | 2018 | CA | Chowchilla II | 56185 | IC14 | 0 | OP | IC | NG | 3.1 | 0.042 | 1151.812 | 507.5 | Distributed from 923 Generation And Fuel | 2001 |  | 0 | 0 | 0 | 0 | 0 | 0 | 0 | 0 | 0 | 0 | 0 | 3.1 | 0 | 0 | 0 | 0 | 0 | 0 | 0 | 0 | 0 | 0 | 0 | 0 | 0 | 0 | 0 | 0 | 0 | 0
403 | 2191 | 2018 | CA | Chowchilla II | 56185 | IC15 | 0 | OP | IC | NG | 3.1 | 0.042 | 1151.812 | 507.5 | Distributed from 923 Generation And Fuel | 2001 |  | 0 | 0 | 0 | 0 | 0 | 0 | 0 | 0 | 0 | 0 | 0 | 3.1 | 0 | 0 | 0 | 0 | 0 | 0 | 0 | 0 | 0 | 0 | 0 | 0 | 0 | 0 | 0 | 0 | 0 | 0
404 | 2192 | 2018 | CA | Chowchilla II | 56185 | IC16 | 0 | OP | IC | NG | 3.1 | 0.042 | 1151.812 | 507.5 | Distributed from 923 Generation And Fuel | 2001 |  | 0 | 0 | 0 | 0 | 0 | 0 | 0 | 0 | 0 | 0 | 0 | 3.1 | 0 | 0 | 0 | 0 | 0 | 0 | 0 | 0 | 0 | 0 | 0 | 0 | 0 | 0 | 0 | 0 | 0 | 0
405 | 2193 | 2018 | CA | Chowchilla II | 56185 | IC2 | 0 | OP | IC | NG | 3.1 | 0.042 | 1151.812 | 507.5 | Distributed from 923 Generation And Fuel | 2001 |  | 0 | 0 | 0 | 0 | 0 | 0 | 0 | 0 | 0 | 0 | 0 | 3.1 | 0 | 0 | 0 | 0 | 0 | 0 | 0 | 0 | 0 | 0 | 0 | 0 | 0 | 0 | 0 | 0 | 0 | 0
406 | 2194 | 2018 | CA | Chowchilla II | 56185 | IC3 | 0 | OP | IC | NG | 3.1 | 0.042 | 1151.812 | 507.5 | Distributed from 923 Generation And Fuel | 2001 |  | 0 | 0 | 0 | 0 | 0 | 0 | 0 | 0 | 0 | 0 | 0 | 3.1 | 0 | 0 | 0 | 0 | 0 | 0 | 0 | 0 | 0 | 0 | 0 | 0 | 0 | 0 | 0 | 0 | 0 | 0
407 | 2195 | 2018 | CA | Chowchilla II | 56185 | IC4 | 0 | OP | IC | NG | 3.1 | 0.042 | 1151.812 | 507.5 | Distributed from 923 Generation And Fuel | 2001 |  | 0 | 0 | 0 | 0 | 0 | 0 | 0 | 0 | 0 | 0 | 0 | 3.1 | 0 | 0 | 0 | 0 | 0 | 0 | 0 | 0 | 0 | 0 | 0 | 0 | 0 | 0 | 0 | 0 | 0 | 0
408 | 2196 | 2018 | CA | Chowchilla II | 56185 | IC5 | 0 | OP | IC | NG | 3.1 | 0.042 | 1151.812 | 507.5 | Distributed from 923 Generation And Fuel | 2001 |  | 0 | 0 | 0 | 0 | 0 | 0 | 0 | 0 | 0 | 0 | 0 | 3.1 | 0 | 0 | 0 | 0 | 0 | 0 | 0 | 0 | 0 | 0 | 0 | 0 | 0 | 0 | 0 | 0 | 0 | 0
409 | 2197 | 2018 | CA | Chowchilla II | 56185 | IC6 | 0 | OP | IC | NG | 3.1 | 0.042 | 1151.812 | 507.5 | Distributed from 923 Generation And Fuel | 2001 |  | 0 | 0 | 0 | 0 | 0 | 0 | 0 | 0 | 0 | 0 | 0 | 3.1 | 0 | 0 | 0 | 0 | 0 | 0 | 0 | 0 | 0 | 0 | 0 | 0 | 0 | 0 | 0 | 0 | 0 | 0
410 | 2198 | 2018 | CA | Chowchilla II | 56185 | IC7 | 0 | OP | IC | NG | 3.1 | 0.042 | 1151.812 | 507.5 | Distributed from 923 Generation And Fuel | 2001 |  | 0 | 0 | 0 | 0 | 0 | 0 | 0 | 0 | 0 | 0 | 0 | 3.1 | 0 | 0 | 0 | 0 | 0 | 0 | 0 | 0 | 0 | 0 | 0 | 0 | 0 | 0 | 0 | 0 | 0 | 0
411 | 2199 | 2018 | CA | Chowchilla II | 56185 | IC8 | 0 | OP | IC | NG | 3.1 | 0.042 | 1151.812 | 507.5 | Distributed from 923 Generation And Fuel | 2001 |  | 0 | 0 | 0 | 0 | 0 | 0 | 0 | 0 | 0 | 0 | 0 | 3.1 | 0 | 0 | 0 | 0 | 0 | 0 | 0 | 0 | 0 | 0 | 0 | 0 | 0 | 0 | 0 | 0 | 0 | 0
412 | 2200 | 2018 | CA | Chowchilla II | 56185 | IC9 | 0 | OP | IC | NG | 3.1 | 0.042 | 1151.812 | 507.5 | Distributed from 923 Generation And Fuel | 2001 |  | 0 | 0 | 0 | 0 | 0 | 0 | 0 | 0 | 0 | 0 | 0 | 3.1 | 0 | 0 | 0 | 0 | 0 | 0 | 0 | 0 | 0 | 0 | 0 | 0 | 0 | 0 | 0 | 0 | 0 | 0
413 | 2201 | 2018 | CA | Chuckawalla Solar | 58506 | 0937 | 0 | OP | PV | SUN | 4 | 0.25 | 8752 | 4763 | Distributed from 923 Generation And Fuel | 2012 |  | 0 | 0 | 0 | 0 | 0 | 0 | 0 | 0 | 0 | 0 | 0 | 0 | 0 | 0 | 0 | 0 | 0 | 0 | 0 | 0 | 0 | 0 | 0 | 4 | 0 | 0 | 0 | 0 | 0 | 0
414 | 2202 | 2018 | CA | Chuckawalla Valley State Prison | 57011 | 1 | 0 | OP | PV | SUN | 1 | 0.175 | 1529 | 832 | Distributed from 923 Generation And Fuel | 2006 |  | 0 | 0 | 0 | 0 | 0 | 0 | 0 | 0 | 0 | 0 | 0 | 0 | 0 | 0 | 0 | 0 | 0 | 0 | 0 | 0 | 0 | 0 | 0 | 1 | 0 | 0 | 0 | 0 | 0 | 0
415 | 2203 | 2018 | CA | Chula Vista Energy Center | 55540 | GEN1 | 0 | OP | GT | NG | 44 | 0.008 | 3070 | 1353 | Distributed from 923 Generation And Fuel | 2001 |  | 0 | 0 | 0 | 0 | 0 | 0 | 0 | 0 | 0 | 0 | 0 | 44 | 0 | 0 | 0 | 0 | 0 | 0 | 0 | 0 | 0 | 0 | 0 | 0 | 0 | 0 | 0 | 0 | 0 | 0
416 | 2204 | 2018 | CA | CID Solar, LLC | 59183 | PV1 | 0 | OP | PV | SUN | 20 | 0.299 | 52378 | 28504 | Distributed from 923 Generation And Fuel | 2014 |  | 0 | 0 | 0 | 0 | 0 | 0 | 0 | 0 | 0 | 0 | 0 | 0 | 0 | 0 | 0 | 0 | 0 | 0 | 0 | 0 | 0 | 0 | 0 | 20 | 0 | 0 | 0 | 0 | 0 | 0
417 | 2205 | 2018 | CA | Citizen B | 59738 | CSB | 0 | OP | PV | SUN | 5 | 0.261 | 11451 | 6232 | Distributed from 923 Generation And Fuel | 2015 |  | 0 | 0 | 0 | 0 | 0 | 0 | 0 | 0 | 0 | 0 | 0 | 0 | 0 | 0 | 0 | 0 | 0 | 0 | 0 | 0 | 0 | 0 | 0 | 5 | 0 | 0 | 0 | 0 | 0 | 0
418 | 2207 | 2018 | CA | City of Hayward WWTP | 58525 | 1 | 0 | OP | PV | SUN | 1 | 0.249 | 2185 | 1189 | Distributed from 923 Generation And Fuel | 2010 |  | 0 | 0 | 0 | 0 | 0 | 0 | 0 | 0 | 0 | 0 | 0 | 0 | 0 | 0 | 0 | 0 | 0 | 0 | 0 | 0 | 0 | 0 | 0 | 1 | 0 | 0 | 0 | 0 | 0 | 0
419 | 2208 | 2018 | CA | City of Hayward WWTP | 58525 | COGEN | 0 | OP | IC | OBG | 1.1 | 0.887 | 8546 | 3546 | Distributed from 923 Generation And Fuel | 2014 |  | 0 | 0 | 0 | 0 | 0 | 0 | 0 | 0 | 0 | 0 | 0 | 0 | 0 | 1.1 | 0 | 0 | 0 | 0 | 0 | 0 | 0 | 0 | 0 | 0 | 0 | 0 | 0 | 0 | 0 | 0
420 | 2209 | 2018 | CA | City of Madera WWTP | 57682 | 1 | 0 | OP | PV | SUN | 1.2 | 0.158 | 1663 | 905 | Distributed from 923 Generation And Fuel | 2009 |  | 0 | 0 | 0 | 0 | 0 | 0 | 0 | 0 | 0 | 0 | 0 | 0 | 0 | 0 | 0 | 0 | 0 | 0 | 0 | 0 | 0 | 0 | 0 | 1.2 | 0 | 0 | 0 | 0 | 0 | 0
421 | 2214 | 2018 | CA | City of Soledad Water Reclamation | 59329 | SOL1 | 0 | OP | WT | WND | 1 | 0.471 | 4127 | 2410 | Distributed from 923 Generation And Fuel | 2014 |  | 0 | 0 | 0 | 0 | 0 | 0 | 0 | 0 | 0 | 0 | 0 | 0 | 0 | 0 | 0 | 0 | 0 | 0 | 0 | 0 | 0 | 0 | 0 | 0 | 0 | 0 | 0 | 0 | 0 | 1
422 | 2215 | 2018 | CA | City of Tulare Water Facility | 59395 | SC500 | 0 | OP | PV | SUN | 1 | 0 | 0 | 0 | Distributed from 923 Generation And Fuel | 2011 |  | 0 | 0 | 0 | 0 | 0 | 0 | 0 | 0 | 0 | 0 | 0 | 0 | 0 | 0 | 0 | 0 | 0 | 0 | 0 | 0 | 0 | 0 | 0 | 1 | 0 | 0 | 0 | 0 | 0 | 0
423 | 2219 | 2018 | CA | Civic Center | 10623 | GEN1 | 0 | OP | CT | NG | 22.1 | 0.532 | 102962 | 44417 | EIA-923 Generator File | 1989 |  | 0 | 0 | 0 | 0 | 0 | 0 | 0 | 0 | 0 | 0 | 0 | 22.1 | 0 | 0 | 0 | 0 | 0 | 0 | 0 | 0 | 0 | 0 | 0 | 0 | 0 | 0 | 0 | 0 | 0 | 0
424 | 2220 | 2018 | CA | Civic Center | 10623 | GEN2 | 4 | OP | CA | NG | 12.4 | 0 | 0 | 0 | EIA-923 Generator File | 1989 |  | 0 | 0 | 0 | 0 | 0 | 0 | 0 | 0 | 0 | 0 | 0 | 12.4 | 0 | 0 | 0 | 0 | 0 | 0 | 0 | 0 | 0 | 0 | 0 | 0 | 0 | 0 | 0 | 0 | 0 | 0
425 | 2222 | 2018 | CA | Clearwater Power Plant | 56356 | CT1 | 0 | OP | CT | NG | 41 | 0.032 | 11465 | 5051.742 | EIA-923 Generator File | 2005 |  | 0 | 0 | 0 | 0 | 0 | 0 | 0 | 0 | 0 | 0 | 0 | 41 | 0 | 0 | 0 | 0 | 0 | 0 | 0 | 0 | 0 | 0 | 0 | 0 | 0 | 0 | 0 | 0 | 0 | 0
426 | 2223 | 2018 | CA | Clearwater Power Plant | 56356 | ST1 | 0 | OP | CA | NG | 8 | 0.049 | 3467 | 1527.639 | EIA-923 Generator File | 2005 |  | 0 | 0 | 0 | 0 | 0 | 0 | 0 | 0 | 0 | 0 | 0 | 8 | 0 | 0 | 0 | 0 | 0 | 0 | 0 | 0 | 0 | 0 | 0 | 0 | 0 | 0 | 0 | 0 | 0 | 0
427 | 2225 | 2018 | CA | Cloverdale Solar I | 58949 | TBD | 0 | OP | PV | SUN | 1.5 | 0.199 | 2620 | 1426 | Distributed from 923 Generation And Fuel | 2014 |  | 0 | 0 | 0 | 0 | 0 | 0 | 0 | 0 | 0 | 0 | 0 | 0 | 0 | 0 | 0 | 0 | 0 | 0 | 0 | 0 | 0 | 0 | 0 | 1.5 | 0 | 0 | 0 | 0 | 0 | 0
428 | 2226 | 2018 | CA | Coachella | 6060 | 1 | 0 | OP | GT | NG | 23.1 | 0.003 | 697.5 | 309.25 | Distributed from 923 Generation And Fuel | 1973 |  | 0 | 0 | 0 | 0 | 0 | 0 | 0 | 0 | 0 | 0 | 0 | 23.1 | 0 | 0 | 0 | 0 | 0 | 0 | 0 | 0 | 0 | 0 | 0 | 0 | 0 | 0 | 0 | 0 | 0 | 0
429 | 2227 | 2018 | CA | Coachella | 6060 | 2 | 0 | OP | GT | NG | 23.1 | 0.003 | 697.5 | 309.25 | Distributed from 923 Generation And Fuel | 1973 |  | 0 | 0 | 0 | 0 | 0 | 0 | 0 | 0 | 0 | 0 | 0 | 23.1 | 0 | 0 | 0 | 0 | 0 | 0 | 0 | 0 | 0 | 0 | 0 | 0 | 0 | 0 | 0 | 0 | 0 | 0
430 | 2228 | 2018 | CA | Coachella | 6060 | 3 | 0 | OP | GT | NG | 23.1 | 0.003 | 697.5 | 309.25 | Distributed from 923 Generation And Fuel | 1974 |  | 0 | 0 | 0 | 0 | 0 | 0 | 0 | 0 | 0 | 0 | 0 | 23.1 | 0 | 0 | 0 | 0 | 0 | 0 | 0 | 0 | 0 | 0 | 0 | 0 | 0 | 0 | 0 | 0 | 0 | 0
431 | 2229 | 2018 | CA | Coachella | 6060 | 4 | 0 | OP | GT | NG | 23.1 | 0.003 | 697.5 | 309.25 | Distributed from 923 Generation And Fuel | 1976 |  | 0 | 0 | 0 | 0 | 0 | 0 | 0 | 0 | 0 | 0 | 0 | 23.1 | 0 | 0 | 0 | 0 | 0 | 0 | 0 | 0 | 0 | 0 | 0 | 0 | 0 | 0 | 0 | 0 | 0 | 0
432 | 2231 | 2018 | CA | Coalinga 25D Cogen | 52086 | TG1 | 0 | OP | GT | NG | 3.4 | 0.599 | 17854.75 | 7867.25 | Distributed from 923 Generation And Fuel | 1986 |  | 0 | 0 | 0 | 0 | 0 | 0 | 0 | 0 | 0 | 0 | 0 | 3.4 | 0 | 0 | 0 | 0 | 0 | 0 | 0 | 0 | 0 | 0 | 0 | 0 | 0 | 0 | 0 | 0 | 0 | 0
433 | 2232 | 2018 | CA | Coalinga 25D Cogen | 52086 | TG2 | 0 | OP | GT | NG | 3.4 | 0.599 | 17854.75 | 7867.25 | Distributed from 923 Generation And Fuel | 1986 |  | 0 | 0 | 0 | 0 | 0 | 0 | 0 | 0 | 0 | 0 | 0 | 3.4 | 0 | 0 | 0 | 0 | 0 | 0 | 0 | 0 | 0 | 0 | 0 | 0 | 0 | 0 | 0 | 0 | 0 | 0
434 | 2233 | 2018 | CA | Coalinga 25D Cogen | 52086 | TG3 | 0 | OP | GT | NG | 3.4 | 0.599 | 17854.75 | 7867.25 | Distributed from 923 Generation And Fuel | 1987 |  | 0 | 0 | 0 | 0 | 0 | 0 | 0 | 0 | 0 | 0 | 0 | 3.4 | 0 | 0 | 0 | 0 | 0 | 0 | 0 | 0 | 0 | 0 | 0 | 0 | 0 | 0 | 0 | 0 | 0 | 0
435 | 2234 | 2018 | CA | Coalinga 25D Cogen | 52086 | TG4 | 0 | OP | GT | NG | 3.4 | 0.599 | 17854.75 | 7867.25 | Distributed from 923 Generation And Fuel | 1987 |  | 0 | 0 | 0 | 0 | 0 | 0 | 0 | 0 | 0 | 0 | 0 | 3.4 | 0 | 0 | 0 | 0 | 0 | 0 | 0 | 0 | 0 | 0 | 0 | 0 | 0 | 0 | 0 | 0 | 0 | 0
436 | 2238 | 2018 | CA | Coalinga Cogeneration Facility | 50750 | GEN1 | 0 | OP | GT | NG | 3.4 | 0.817 | 24336 | 10723 | Distributed from 923 Generation And Fuel | 1988 |  | 0 | 0 | 0 | 0 | 0 | 0 | 0 | 0 | 0 | 0 | 0 | 3.4 | 0 | 0 | 0 | 0 | 0 | 0 | 0 | 0 | 0 | 0 | 0 | 0 | 0 | 0 | 0 | 0 | 0 | 0
437 | 2239 | 2018 | CA | Coalinga Cogeneration Facility | 50750 | GEN2 | 0 | OP | GT | NG | 3.4 | 0.817 | 24336 | 10723 | Distributed from 923 Generation And Fuel | 1988 |  | 0 | 0 | 0 | 0 | 0 | 0 | 0 | 0 | 0 | 0 | 0 | 3.4 | 0 | 0 | 0 | 0 | 0 | 0 | 0 | 0 | 0 | 0 | 0 | 0 | 0 | 0 | 0 | 0 | 0 | 0
438 | 2240 | 2018 | CA | Coca Cola American Canyon | 57807 | COK01 | 0 | OP | FC | NG | 1.1 | 0.163 | 1566 | 690 | Distributed from 923 Generation And Fuel | 2011 |  | 0 | 0 | 0 | 0 | 0 | 0 | 0 | 0 | 0 | 0 | 0 | 1.1 | 0 | 0 | 0 | 0 | 0 | 0 | 0 | 0 | 0 | 0 | 0 | 0 | 0 | 0 | 0 | 0 | 0 | 0
439 | 2241 | 2018 | CA | Cold Canyon 1 | 58379 | W3998 | 0 | OP | IC | LFG | 1.5 | 0.796 | 10462 | 4338 | Distributed from 923 Generation And Fuel | 2013 |  | 0 | 0 | 0 | 0 | 0 | 0 | 0 | 1.5 | 0 | 0 | 0 | 0 | 0 | 0 | 0 | 0 | 0 | 0 | 0 | 0 | 0 | 0 | 0 | 0 | 0 | 0 | 0 | 0 | 0 | 0
440 | 2242 | 2018 | CA | Coleman PH | 227 | 1 | 0 | OP | HY | WAT | 12.1 | 0.427 | 45303 | 24261 | Distributed from 923 Generation And Fuel | 1979 |  | 0 | 0 | 0 | 0 | 0 | 0 | 0 | 0 | 0 | 0 | 0 | 0 | 0 | 0 | 0 | 0 | 0 | 0 | 0 | 0 | 0 | 0 | 0 | 0 | 12.1 | 0 | 0 | 0 | 0 | 0
441 | 2243 | 2018 | CA | Colgate | 454 | 1 | 0 | OP | HY | WAT | 157.5 | 0.395 | 545306.5 | 275844 | Distributed from 923 Generation And Fuel | 1969 |  | 0 | 0 | 0 | 0 | 0 | 0 | 0 | 0 | 0 | 0 | 0 | 0 | 0 | 0 | 0 | 0 | 0 | 0 | 0 | 0 | 0 | 0 | 0 | 0 | 157.5 | 0 | 0 | 0 | 0 | 0
442 | 2244 | 2018 | CA | Colgate | 454 | 2 | 0 | OP | HY | WAT | 157.5 | 0.395 | 545306.5 | 275844 | Distributed from 923 Generation And Fuel | 1969 |  | 0 | 0 | 0 | 0 | 0 | 0 | 0 | 0 | 0 | 0 | 0 | 0 | 0 | 0 | 0 | 0 | 0 | 0 | 0 | 0 | 0 | 0 | 0 | 0 | 157.5 | 0 | 0 | 0 | 0 | 0
443 | 2245 | 2018 | CA | Colgreen North Shore Solar Farm | 60825 | CNS1 | 0 | OP | PV | SUN | 74.8 | 0.008 | 4983 | 0 | Distributed from 923 Generation And Fuel | 2018 |  | 0 | 0 | 0 | 0 | 0 | 0 | 0 | 0 | 0 | 0 | 0 | 0 | 0 | 0 | 0 | 0 | 0 | 0 | 0 | 0 | 0 | 0 | 0 | 74.8 | 0 | 0 | 0 | 0 | 0 | 0
444 | 2246 | 2018 | CA | Collierville Powerhouse | 54555 | GEN1 | 0 | OP | HY | WAT | 126.5 | 0.165 | 182789 | 67022 | Distributed from 923 Generation And Fuel | 1989 |  | 0 | 0 | 0 | 0 | 0 | 0 | 0 | 0 | 0 | 0 | 0 | 0 | 0 | 0 | 0 | 0 | 0 | 0 | 0 | 0 | 0 | 0 | 0 | 0 | 126.5 | 0 | 0 | 0 | 0 | 0
445 | 2247 | 2018 | CA | Collierville Powerhouse | 54555 | GEN2 | 0 | OP | HY | WAT | 126.5 | 0.165 | 182789 | 67022 | Distributed from 923 Generation And Fuel | 1989 |  | 0 | 0 | 0 | 0 | 0 | 0 | 0 | 0 | 0 | 0 | 0 | 0 | 0 | 0 | 0 | 0 | 0 | 0 | 0 | 0 | 0 | 0 | 0 | 0 | 126.5 | 0 | 0 | 0 | 0 | 0
446 | 2248 | 2018 | CA | Collins Pine Project | 10661 | GEN4 | 1 | OP | ST | WDS | 12 | 0.083 | 8763 | 2594 | EIA-923 Generator File | 1985 |  | 0 | 0 | 0 | 0 | 0 | 0 | 0 | 0 | 0 | 0 | 0 | 0 | 0 | 0 | 0 | 0 | 0 | 0 | 0 | 0 | 0 | 0 | 0 | 0 | 0 | 0 | 0 | 12 | 0 | 0
447 | 2249 | 2018 | CA | Colon PV | 59798 | W4172 | 0 | OP | PV | SUN | 1.3 | 0.135 | 1542 | 839 | Distributed from 923 Generation And Fuel | 2015 |  | 0 | 0 | 0 | 0 | 0 | 0 | 0 | 0 | 0 | 0 | 0 | 0 | 0 | 0 | 0 | 0 | 0 | 0 | 0 | 0 | 0 | 0 | 0 | 1.3 | 0 | 0 | 0 | 0 | 0 | 0
448 | 2250 | 2018 | CA | Colton Solar One, LLC | 59597 | CS001 | 0 | OP | PV | SUN | 2.5 | 0.195 | 4276 | 2327 | Distributed from 923 Generation And Fuel | 2015 |  | 0 | 0 | 0 | 0 | 0 | 0 | 0 | 0 | 0 | 0 | 0 | 0 | 0 | 0 | 0 | 0 | 0 | 0 | 0 | 0 | 0 | 0 | 0 | 2.5 | 0 | 0 | 0 | 0 | 0 | 0
449 | 2251 | 2018 | CA | Colton Solar Two, LLC | 59598 | CS002 | 0 | OP | PV | SUN | 1 | 0.204 | 1788 | 973 | Distributed from 923 Generation And Fuel | 2015 |  | 0 | 0 | 0 | 0 | 0 | 0 | 0 | 0 | 0 | 0 | 0 | 0 | 0 | 0 | 0 | 0 | 0 | 0 | 0 | 0 | 0 | 0 | 0 | 1 | 0 | 0 | 0 | 0 | 0 | 0
450 | 2252 | 2018 | CA | Columbia 3 | 58502 | COL3 | 0 | OP | PV | SUN | 10 | 0.287 | 25180 | 13703 | Distributed from 923 Generation And Fuel | 2014 |  | 0 | 0 | 0 | 0 | 0 | 0 | 0 | 0 | 0 | 0 | 0 | 0 | 0 | 0 | 0 | 0 | 0 | 0 | 0 | 0 | 0 | 0 | 0 | 10 | 0 | 0 | 0 | 0 | 0 | 0
451 | 2253 | 2018 | CA | Columbia Solar Energy, LLC | 59979 | GEN1 | 0 | OP | PV | SUN | 19.2 | 0.234 | 39313 | 21394 | Distributed from 923 Generation And Fuel | 2015 |  | 0 | 0 | 0 | 0 | 0 | 0 | 0 | 0 | 0 | 0 | 0 | 0 | 0 | 0 | 0 | 0 | 0 | 0 | 0 | 0 | 0 | 0 | 0 | 19.2 | 0 | 0 | 0 | 0 | 0 | 0
452 | 2254 | 2018 | CA | Colusa Generating Station | 56532 | A | 0 | OP | CT | NG | 181.5 | 0.534 | 848288 | 260393 | EIA-923 Generator File | 2010 |  | 0 | 0 | 0 | 0 | 0 | 0 | 0 | 0 | 0 | 0 | 0 | 181.5 | 0 | 0 | 0 | 0 | 0 | 0 | 0 | 0 | 0 | 0 | 0 | 0 | 0 | 0 | 0 | 0 | 0 | 0
453 | 2255 | 2018 | CA | Colusa Generating Station | 56532 | B | 0 | OP | CT | NG | 181.5 | 0.548 | 870739 | 286447 | EIA-923 Generator File | 2010 |  | 0 | 0 | 0 | 0 | 0 | 0 | 0 | 0 | 0 | 0 | 0 | 181.5 | 0 | 0 | 0 | 0 | 0 | 0 | 0 | 0 | 0 | 0 | 0 | 0 | 0 | 0 | 0 | 0 | 0 | 0
454 | 2256 | 2018 | CA | Colusa Generating Station | 56532 | C | 2 | OP | CA | NG | 349.4 | 0.414 | 1267274 | 427200 | EIA-923 Generator File | 2010 |  | 0 | 0 | 0 | 0 | 0 | 0 | 0 | 0 | 0 | 0 | 0 | 349.4 | 0 | 0 | 0 | 0 | 0 | 0 | 0 | 0 | 0 | 0 | 0 | 0 | 0 | 0 | 0 | 0 | 0 | 0
455 | 2257 | 2018 | CA | Combie South | 846 | 1 | 0 | OP | HY | WAT | 0.5 | 0.414 | 1813.667 | 971.333 | Distributed from 923 Generation And Fuel | 1984 |  | 0 | 0 | 0 | 0 | 0 | 0 | 0 | 0 | 0 | 0 | 0 | 0 | 0 | 0 | 0 | 0 | 0 | 0 | 0 | 0 | 0 | 0 | 0 | 0 | 0.5 | 0 | 0 | 0 | 0 | 0
456 | 2258 | 2018 | CA | Combie South | 846 | 2 | 0 | OP | HY | WAT | 0.5 | 0.414 | 1813.667 | 971.333 | Distributed from 923 Generation And Fuel | 1984 |  | 0 | 0 | 0 | 0 | 0 | 0 | 0 | 0 | 0 | 0 | 0 | 0 | 0 | 0 | 0 | 0 | 0 | 0 | 0 | 0 | 0 | 0 | 0 | 0 | 0.5 | 0 | 0 | 0 | 0 | 0
457 | 2259 | 2018 | CA | Combie South | 846 | 3 | 0 | OP | HY | WAT | 0.5 | 0.414 | 1813.667 | 971.333 | Distributed from 923 Generation And Fuel | 1984 |  | 0 | 0 | 0 | 0 | 0 | 0 | 0 | 0 | 0 | 0 | 0 | 0 | 0 | 0 | 0 | 0 | 0 | 0 | 0 | 0 | 0 | 0 | 0 | 0 | 0.5 | 0 | 0 | 0 | 0 | 0
458 | 2260 | 2018 | CA | Combustion Turbine Project No 2 | 7449 | NA1 | 0 | OP | GT | NG | 50 | 0.027 | 11838 | 5216 | Distributed from 923 Generation And Fuel | 1996 |  | 0 | 0 | 0 | 0 | 0 | 0 | 0 | 0 | 0 | 0 | 0 | 50 | 0 | 0 | 0 | 0 | 0 | 0 | 0 | 0 | 0 | 0 | 0 | 0 | 0 | 0 | 0 | 0 | 0 | 0
459 | 2262 | 2018 | CA | Community Solar 1 | 58545 | 1 | 0 | OP | PV | SUN | 5.7 | 0.235 | 11730 | 6383 | Distributed from 923 Generation And Fuel | 2014 |  | 0 | 0 | 0 | 0 | 0 | 0 | 0 | 0 | 0 | 0 | 0 | 0 | 0 | 0 | 0 | 0 | 0 | 0 | 0 | 0 | 0 | 0 | 0 | 5.7 | 0 | 0 | 0 | 0 | 0 | 0
460 | 2265 | 2018 | CA | Control Gorge | 393 | 1 | 0 | OP | HY | WAT | 37.5 | 0.106 | 34985 | 18736 | Distributed from 923 Generation And Fuel | 1952 |  | 0 | 0 | 0 | 0 | 0 | 0 | 0 | 0 | 0 | 0 | 0 | 0 | 0 | 0 | 0 | 0 | 0 | 0 | 0 | 0 | 0 | 0 | 0 | 0 | 37.5 | 0 | 0 | 0 | 0 | 0
461 | 2274 | 2018 | CA | Copco 1 | 294 | 1 | 0 | OP | HY | WAT | 10 | 0.422 | 36958 | 19792.5 | Distributed from 923 Generation And Fuel | 1918 |  | 0 | 0 | 0 | 0 | 0 | 0 | 0 | 0 | 0 | 0 | 0 | 0 | 0 | 0 | 0 | 0 | 0 | 0 | 0 | 0 | 0 | 0 | 0 | 0 | 10 | 0 | 0 | 0 | 0 | 0
462 | 2275 | 2018 | CA | Copco 1 | 294 | 2 | 0 | OP | HY | WAT | 10 | 0.422 | 36958 | 19792.5 | Distributed from 923 Generation And Fuel | 1918 |  | 0 | 0 | 0 | 0 | 0 | 0 | 0 | 0 | 0 | 0 | 0 | 0 | 0 | 0 | 0 | 0 | 0 | 0 | 0 | 0 | 0 | 0 | 0 | 0 | 10 | 0 | 0 | 0 | 0 | 0
463 | 2276 | 2018 | CA | Copco 2 | 295 | 1 | 0 | OP | HY | WAT | 13.5 | 0.392 | 46360 | 24827.5 | Distributed from 923 Generation And Fuel | 1925 |  | 0 | 0 | 0 | 0 | 0 | 0 | 0 | 0 | 0 | 0 | 0 | 0 | 0 | 0 | 0 | 0 | 0 | 0 | 0 | 0 | 0 | 0 | 0 | 0 | 13.5 | 0 | 0 | 0 | 0 | 0
464 | 2277 | 2018 | CA | Copco 2 | 295 | 2 | 0 | OP | HY | WAT | 13.5 | 0.392 | 46360 | 24827.5 | Distributed from 923 Generation And Fuel | 1925 |  | 0 | 0 | 0 | 0 | 0 | 0 | 0 | 0 | 0 | 0 | 0 | 0 | 0 | 0 | 0 | 0 | 0 | 0 | 0 | 0 | 0 | 0 | 0 | 0 | 13.5 | 0 | 0 | 0 | 0 | 0
465 | 2278 | 2018 | CA | Coram Energy LLC | 54299 | GEWE | 0 | OP | WT | WND | 3 | 0.44 | 11560 | 6751 | Distributed from 923 Generation And Fuel | 2005 |  | 0 | 0 | 0 | 0 | 0 | 0 | 0 | 0 | 0 | 0 | 0 | 0 | 0 | 0 | 0 | 0 | 0 | 0 | 0 | 0 | 0 | 0 | 0 | 0 | 0 | 0 | 0 | 0 | 0 | 3
466 | 2280 | 2018 | CA | Coram Energy LLC (ECT) | 54298 | GEWE | 0 | OP | WT | WND | 7.5 | 0.403 | 26476 | 15461 | Distributed from 923 Generation And Fuel | 2005 |  | 0 | 0 | 0 | 0 | 0 | 0 | 0 | 0 | 0 | 0 | 0 | 0 | 0 | 0 | 0 | 0 | 0 | 0 | 0 | 0 | 0 | 0 | 0 | 0 | 0 | 0 | 0 | 0 | 0 | 7.5
467 | 2282 | 2018 | CA | Coram Tehachapi | 54750 | VW1 | 0 | OP | WT | WND | 6.5 | 0.221 | 12579 | 7346 | Distributed from 923 Generation And Fuel | 1992 |  | 0 | 0 | 0 | 0 | 0 | 0 | 0 | 0 | 0 | 0 | 0 | 0 | 0 | 0 | 0 | 0 | 0 | 0 | 0 | 0 | 0 | 0 | 0 | 0 | 0 | 0 | 0 | 0 | 0 | 6.5
468 | 2283 | 2018 | CA | Corcoran | 60450 | PVCR | 0 | OP | PV | SUN | 1.1 | 0.196 | 1887 | 1027 | Distributed from 923 Generation And Fuel | 2014 |  | 0 | 0 | 0 | 0 | 0 | 0 | 0 | 0 | 0 | 0 | 0 | 0 | 0 | 0 | 0 | 0 | 0 | 0 | 0 | 0 | 0 | 0 | 0 | 1.1 | 0 | 0 | 0 | 0 | 0 | 0
469 | 2284 | 2018 | CA | Corcoran Solar | 58374 | CSCA | 0 | OP | PV | SUN | 20 | 0.289 | 50546 | 27507 | Distributed from 923 Generation And Fuel | 2013 |  | 0 | 0 | 0 | 0 | 0 | 0 | 0 | 0 | 0 | 0 | 0 | 0 | 0 | 0 | 0 | 0 | 0 | 0 | 0 | 0 | 0 | 0 | 0 | 20 | 0 | 0 | 0 | 0 | 0 | 0
470 | 2285 | 2018 | CA | Corcoran Solar 2 | 59413 | C2CA | 0 | OP | PV | SUN | 19.8 | 0.29 | 50282 | 27363 | Distributed from 923 Generation And Fuel | 2015 |  | 0 | 0 | 0 | 0 | 0 | 0 | 0 | 0 | 0 | 0 | 0 | 0 | 0 | 0 | 0 | 0 | 0 | 0 | 0 | 0 | 0 | 0 | 0 | 19.8 | 0 | 0 | 0 | 0 | 0 | 0
471 | 2286 | 2018 | CA | Corcoran Solar 3 | 59900 | C3CA | 0 | OP | PV | SUN | 20 | 0.3 | 52557 | 28601 | Distributed from 923 Generation And Fuel | 2016 |  | 0 | 0 | 0 | 0 | 0 | 0 | 0 | 0 | 0 | 0 | 0 | 0 | 0 | 0 | 0 | 0 | 0 | 0 | 0 | 0 | 0 | 0 | 0 | 20 | 0 | 0 | 0 | 0 | 0 | 0
472 | 2317 | 2018 | CA | Corona | 480 | 1 | 0 | OP | HY | WAT | 2.9 | 0.257 | 6533 | 3499 | Distributed from 923 Generation And Fuel | 1983 |  | 0 | 0 | 0 | 0 | 0 | 0 | 0 | 0 | 0 | 0 | 0 | 0 | 0 | 0 | 0 | 0 | 0 | 0 | 0 | 0 | 0 | 0 | 0 | 0 | 2.9 | 0 | 0 | 0 | 0 | 0
473 | 2319 | 2018 | CA | Coronal Lost Hills | 59638 | CLH | 0 | OP | PV | SUN | 20 | 0.3 | 52630 | 28641 | Distributed from 923 Generation And Fuel | 2015 |  | 0 | 0 | 0 | 0 | 0 | 0 | 0 | 0 | 0 | 0 | 0 | 0 | 0 | 0 | 0 | 0 | 0 | 0 | 0 | 0 | 0 | 0 | 0 | 20 | 0 | 0 | 0 | 0 | 0 | 0
474 | 2320 | 2018 | CA | Coronus Adelanto West 1 | 59536 | AWI | 0 | OP | PV | SUN | 1.5 | 0.093 | 1219 | 663 | Distributed from 923 Generation And Fuel | 2015 |  | 0 | 0 | 0 | 0 | 0 | 0 | 0 | 0 | 0 | 0 | 0 | 0 | 0 | 0 | 0 | 0 | 0 | 0 | 0 | 0 | 0 | 0 | 0 | 1.5 | 0 | 0 | 0 | 0 | 0 | 0
475 | 2321 | 2018 | CA | Coronus Adelanto West 2 | 59537 | AW2 | 0 | OP | PV | SUN | 1.5 | 0.238 | 3123 | 1700 | Distributed from 923 Generation And Fuel | 2015 |  | 0 | 0 | 0 | 0 | 0 | 0 | 0 | 0 | 0 | 0 | 0 | 0 | 0 | 0 | 0 | 0 | 0 | 0 | 0 | 0 | 0 | 0 | 0 | 1.5 | 0 | 0 | 0 | 0 | 0 | 0
476 | 2322 | 2018 | CA | Coso Energy Developers | 10875 | GEN7 | 0 | OP | ST | GEO | 30 | 0.361 | 94936.667 | 40474 | Distributed from 923 Generation And Fuel | 1988 |  | 0 | 0 | 0 | 0 | 0 | 30 | 0 | 0 | 0 | 0 | 0 | 0 | 0 | 0 | 0 | 0 | 0 | 0 | 0 | 0 | 0 | 0 | 0 | 0 | 0 | 0 | 0 | 0 | 0 | 0
477 | 2323 | 2018 | CA | Coso Energy Developers | 10875 | GEN8 | 0 | OP | ST | GEO | 30 | 0.361 | 94936.667 | 40474 | Distributed from 923 Generation And Fuel | 1988 |  | 0 | 0 | 0 | 0 | 0 | 30 | 0 | 0 | 0 | 0 | 0 | 0 | 0 | 0 | 0 | 0 | 0 | 0 | 0 | 0 | 0 | 0 | 0 | 0 | 0 | 0 | 0 | 0 | 0 | 0
478 | 2324 | 2018 | CA | Coso Energy Developers | 10875 | GEN9 | 0 | OP | ST | GEO | 30 | 0.361 | 94936.667 | 40474 | Distributed from 923 Generation And Fuel | 1989 |  | 0 | 0 | 0 | 0 | 0 | 30 | 0 | 0 | 0 | 0 | 0 | 0 | 0 | 0 | 0 | 0 | 0 | 0 | 0 | 0 | 0 | 0 | 0 | 0 | 0 | 0 | 0 | 0 | 0 | 0
479 | 2325 | 2018 | CA | Coso Finance Partners | 10873 | GEN1 | 0 | OP | ST | GEO | 32.2 | 0.595 | 167928.588 | 69875.746 | Distributed from 923 Generation And Fuel | 1987 |  | 0 | 0 | 0 | 0 | 0 | 32.2 | 0 | 0 | 0 | 0 | 0 | 0 | 0 | 0 | 0 | 0 | 0 | 0 | 0 | 0 | 0 | 0 | 0 | 0 | 0 | 0 | 0 | 0 | 0 | 0
480 | 2326 | 2018 | CA | Coso Finance Partners | 10873 | GEN2 | 0 | OP | ST | GEO | 30 | 0.595 | 156455.206 | 65101.627 | Distributed from 923 Generation And Fuel | 1988 |  | 0 | 0 | 0 | 0 | 0 | 30 | 0 | 0 | 0 | 0 | 0 | 0 | 0 | 0 | 0 | 0 | 0 | 0 | 0 | 0 | 0 | 0 | 0 | 0 | 0 | 0 | 0 | 0 | 0 | 0
481 | 2327 | 2018 | CA | Coso Finance Partners | 10873 | GEN3 | 0 | OP | ST | GEO | 30 | 0.595 | 156455.206 | 65101.627 | Distributed from 923 Generation And Fuel | 1988 |  | 0 | 0 | 0 | 0 | 0 | 30 | 0 | 0 | 0 | 0 | 0 | 0 | 0 | 0 | 0 | 0 | 0 | 0 | 0 | 0 | 0 | 0 | 0 | 0 | 0 | 0 | 0 | 0 | 0 | 0
482 | 2328 | 2018 | CA | Coso Power Developers | 10874 | GEN4 | 0 | OP | ST | GEO | 30 | 0.52 | 136704.333 | 56080.667 | Distributed from 923 Generation And Fuel | 1989 |  | 0 | 0 | 0 | 0 | 0 | 30 | 0 | 0 | 0 | 0 | 0 | 0 | 0 | 0 | 0 | 0 | 0 | 0 | 0 | 0 | 0 | 0 | 0 | 0 | 0 | 0 | 0 | 0 | 0 | 0
483 | 2329 | 2018 | CA | Coso Power Developers | 10874 | GEN5 | 0 | OP | ST | GEO | 30 | 0.52 | 136704.333 | 56080.667 | Distributed from 923 Generation And Fuel | 1989 |  | 0 | 0 | 0 | 0 | 0 | 30 | 0 | 0 | 0 | 0 | 0 | 0 | 0 | 0 | 0 | 0 | 0 | 0 | 0 | 0 | 0 | 0 | 0 | 0 | 0 | 0 | 0 | 0 | 0 | 0
484 | 2330 | 2018 | CA | Coso Power Developers | 10874 | GEN6 | 0 | OP | ST | GEO | 30 | 0.52 | 136704.333 | 56080.667 | Distributed from 923 Generation And Fuel | 1989 |  | 0 | 0 | 0 | 0 | 0 | 30 | 0 | 0 | 0 | 0 | 0 | 0 | 0 | 0 | 0 | 0 | 0 | 0 | 0 | 0 | 0 | 0 | 0 | 0 | 0 | 0 | 0 | 0 | 0 | 0
485 | 2331 | 2018 | CA | Cosumnes | 55970 | 1 | 3 | OP | CA | NG | 190 | 0.701 | 1165925 | 470738 | EIA-923 Generator File | 2006 |  | 0 | 0 | 0 | 0 | 0 | 0 | 0 | 0 | 0 | 0 | 0 | 190 | 0 | 0 | 0 | 0 | 0 | 0 | 0 | 0 | 0 | 0 | 0 | 0 | 0 | 0 | 0 | 0 | 0 | 0
486 | 2332 | 2018 | CA | Cosumnes | 55970 | 2 | 0 | OP | CT | NG | 170 | 0.738 | 1099665 | 438952 | EIA-923 Generator File | 2006 |  | 0 | 0 | 0 | 0 | 0 | 0 | 0 | 0 | 0 | 0 | 0 | 170 | 0 | 0 | 0 | 0 | 0 | 0 | 0 | 0 | 0 | 0 | 0 | 0 | 0 | 0 | 0 | 0 | 0 | 0
487 | 2333 | 2018 | CA | Cosumnes | 55970 | 3 | 0 | OP | CT | NG | 170 | 0.761 | 1133188 | 448977 | EIA-923 Generator File | 2006 |  | 0 | 0 | 0 | 0 | 0 | 0 | 0 | 0 | 0 | 0 | 0 | 170 | 0 | 0 | 0 | 0 | 0 | 0 | 0 | 0 | 0 | 0 | 0 | 0 | 0 | 0 | 0 | 0 | 0 | 0
488 | 2334 | 2018 | CA | Cottonwood | 394 | 1 | 0 | OP | HY | WAT | 0.8 | 0.198 | 1387.5 | 743 | Distributed from 923 Generation And Fuel | 1908 |  | 0 | 0 | 0 | 0 | 0 | 0 | 0 | 0 | 0 | 0 | 0 | 0 | 0 | 0 | 0 | 0 | 0 | 0 | 0 | 0 | 0 | 0 | 0 | 0 | 0.8 | 0 | 0 | 0 | 0 | 0
489 | 2335 | 2018 | CA | Cottonwood | 394 | 2 | 0 | OP | HY | WAT | 0.8 | 0.198 | 1387.5 | 743 | Distributed from 923 Generation And Fuel | 1909 |  | 0 | 0 | 0 | 0 | 0 | 0 | 0 | 0 | 0 | 0 | 0 | 0 | 0 | 0 | 0 | 0 | 0 | 0 | 0 | 0 | 0 | 0 | 0 | 0 | 0.8 | 0 | 0 | 0 | 0 | 0
490 | 2336 | 2018 | CA | Cottonwood Solar, LLC (City of Corcoran) | 59087 | GEN 1 | 0 | OP | PV | SUN | 12 | 0.273 | 28711 | 15624 | Distributed from 923 Generation And Fuel | 2015 |  | 0 | 0 | 0 | 0 | 0 | 0 | 0 | 0 | 0 | 0 | 0 | 0 | 0 | 0 | 0 | 0 | 0 | 0 | 0 | 0 | 0 | 0 | 0 | 12 | 0 | 0 | 0 | 0 | 0 | 0
491 | 2337 | 2018 | CA | Cottonwood Solar, LLC (Goose Lake) | 59086 | GEN1 | 0 | OP | PV | SUN | 12 | 0.326 | 34260 | 18644 | Distributed from 923 Generation And Fuel | 2015 |  | 0 | 0 | 0 | 0 | 0 | 0 | 0 | 0 | 0 | 0 | 0 | 0 | 0 | 0 | 0 | 0 | 0 | 0 | 0 | 0 | 0 | 0 | 0 | 12 | 0 | 0 | 0 | 0 | 0 | 0
492 | 2338 | 2018 | CA | Cottonwood Solar, LLC Cottonwood Carport | 59703 | 1 | 0 | OP | PV | SUN | 1 | 0.159 | 1396 | 760 | Distributed from 923 Generation And Fuel | 2016 |  | 0 | 0 | 0 | 0 | 0 | 0 | 0 | 0 | 0 | 0 | 0 | 0 | 0 | 0 | 0 | 0 | 0 | 0 | 0 | 0 | 0 | 0 | 0 | 1 | 0 | 0 | 0 | 0 | 0 | 0
493 | 2339 | 2018 | CA | County of San Diego SBRC | 62242 | SBRC | 0 | OP | PV | SUN | 1.3 | 0.002 | 21 | 0 | Distributed from 923 Generation And Fuel | 2018 |  | 0 | 0 | 0 | 0 | 0 | 0 | 0 | 0 | 0 | 0 | 0 | 0 | 0 | 0 | 0 | 0 | 0 | 0 | 0 | 0 | 0 | 0 | 0 | 1.3 | 0 | 0 | 0 | 0 | 0 | 0
494 | 2343 | 2018 | CA | Covanta Stanislaus Energy | 50632 | GEN1 | 2 | OP | ST | MSW | 24 | 0.714 | 150018 | 65929 | EIA-923 Generator File | 1988 |  | 0 | 0 | 0 | 0 | 0 | 0 | 0 | 0 | 0 | 24 | 0 | 0 | 0 | 0 | 0 | 0 | 0 | 0 | 0 | 0 | 0 | 0 | 0 | 0 | 0 | 0 | 0 | 0 | 0 | 0
495 | 2344 | 2018 | CA | Cove Hydroelectric | 10707 | GEN1 | 0 | OP | HY | WAT | 5 | 0.227 | 9957 | 5332 | Distributed from 923 Generation And Fuel | 1990 |  | 0 | 0 | 0 | 0 | 0 | 0 | 0 | 0 | 0 | 0 | 0 | 0 | 0 | 0 | 0 | 0 | 0 | 0 | 0 | 0 | 0 | 0 | 0 | 0 | 5 | 0 | 0 | 0 | 0 | 0
496 | 2345 | 2018 | CA | Cow Creek | 229 | 1 | 0 | OP | HY | WAT | 0.7 | 0.309 | 1892.5 | 1013.5 | Distributed from 923 Generation And Fuel | 1907 | 2020 | 0 | 0 | 0 | 0 | 0 | 0 | 0 | 0 | 0 | 0 | 0 | 0 | 0 | 0 | 0 | 0 | 0 | 0 | 0 | 0 | 0 | 0 | 0 | 0 | 0.7 | 0 | 0 | 0 | 0 | 0
497 | 2346 | 2018 | CA | Cow Creek | 229 | 2 | 0 | OP | HY | WAT | 0.7 | 0.309 | 1892.5 | 1013.5 | Distributed from 923 Generation And Fuel | 1907 | 2020 | 0 | 0 | 0 | 0 | 0 | 0 | 0 | 0 | 0 | 0 | 0 | 0 | 0 | 0 | 0 | 0 | 0 | 0 | 0 | 0 | 0 | 0 | 0 | 0 | 0.7 | 0 | 0 | 0 | 0 | 0
498 | 2347 | 2018 | CA | Coyote Creek | 483 | 1 | 0 | OP | HY | WAT | 3.1 | 0 | 0 | 0 | Distributed from 923 Generation And Fuel | 1984 |  | 0 | 0 | 0 | 0 | 0 | 0 | 0 | 0 | 0 | 0 | 0 | 0 | 0 | 0 | 0 | 0 | 0 | 0 | 0 | 0 | 0 | 0 | 0 | 0 | 3.1 | 0 | 0 | 0 | 0 | 0
499 | 2348 | 2018 | CA | Crafton Hills College Solar Farm | 58170 | GEN1 | 0 | OP | PV | SUN | 1.3 | 0.071 | 803 | 437 | Distributed from 923 Generation And Fuel | 2012 |  | 0 | 0 | 0 | 0 | 0 | 0 | 0 | 0 | 0 | 0 | 0 | 0 | 0 | 0 | 0 | 0 | 0 | 0 | 0 | 0 | 0 | 0 | 0 | 1.3 | 0 | 0 | 0 | 0 | 0 | 0
500 | 2350 | 2018 | CA | Creed Energy Center | 55625 | CT1 | 0 | OP | GT | NG | 47 | 0.031 | 12968 | 5714 | Distributed from 923 Generation And Fuel | 2003 |  | 0 | 0 | 0 | 0 | 0 | 0 | 0 | 0 | 0 | 0 | 0 | 47 | 0 | 0 | 0 | 0 | 0 | 0 | 0 | 0 | 0 | 0 | 0 | 0 | 0 | 0 | 0 | 0 | 0 | 0
501 | 2351 | 2018 | CA | Cresta | 231 | 1 | 0 | OP | HY | WAT | 36.9 | 0.294 | 95008.5 | 50880.5 | Distributed from 923 Generation And Fuel | 1949 |  | 0 | 0 | 0 | 0 | 0 | 0 | 0 | 0 | 0 | 0 | 0 | 0 | 0 | 0 | 0 | 0 | 0 | 0 | 0 | 0 | 0 | 0 | 0 | 0 | 36.9 | 0 | 0 | 0 | 0 | 0
502 | 2352 | 2018 | CA | Cresta | 231 | 2 | 0 | OP | HY | WAT | 36.9 | 0.294 | 95008.5 | 50880.5 | Distributed from 923 Generation And Fuel | 1950 |  | 0 | 0 | 0 | 0 | 0 | 0 | 0 | 0 | 0 | 0 | 0 | 0 | 0 | 0 | 0 | 0 | 0 | 0 | 0 | 0 | 0 | 0 | 0 | 0 | 36.9 | 0 | 0 | 0 | 0 | 0
503 | 2353 | 2018 | CA | Crockett Cogen Project | 55084 | GE1 | 1 | OP | CS | NG | 247.4 | 0.633 | 1372884 | 630903 | EIA-923 Generator File | 1995 |  | 0 | 0 | 0 | 0 | 0 | 0 | 0 | 0 | 0 | 0 | 0 | 247.4 | 0 | 0 | 0 | 0 | 0 | 0 | 0 | 0 | 0 | 0 | 0 | 0 | 0 | 0 | 0 | 0 | 0 | 0
504 | 2354 | 2018 | CA | Crown Cooling Facility | 58527 | 1 | 0 | OP | PV | SUN | 1 | 0.074 | 652 | 355 | Distributed from 923 Generation And Fuel | 2011 |  | 0 | 0 | 0 | 0 | 0 | 0 | 0 | 0 | 0 | 0 | 0 | 0 | 0 | 0 | 0 | 0 | 0 | 0 | 0 | 0 | 0 | 0 | 0 | 1 | 0 | 0 | 0 | 0 | 0 | 0
505 | 2355 | 2018 | CA | CSD 2 - Heritage High | 59130 | 57449 | 0 | OP | PV | SUN | 1.3 | 0.183 | 2082 | 1133 | Distributed from 923 Generation And Fuel | 2013 |  | 0 | 0 | 0 | 0 | 0 | 0 | 0 | 0 | 0 | 0 | 0 | 0 | 0 | 0 | 0 | 0 | 0 | 0 | 0 | 0 | 0 | 0 | 0 | 1.3 | 0 | 0 | 0 | 0 | 0 | 0
506 | 2356 | 2018 | CA | CSD 2- Freedom High | 59129 | 57449 | 0 | OP | PV | SUN | 1.1 | 0.162 | 1560 | 849 | Distributed from 923 Generation And Fuel | 2013 |  | 0 | 0 | 0 | 0 | 0 | 0 | 0 | 0 | 0 | 0 | 0 | 0 | 0 | 0 | 0 | 0 | 0 | 0 | 0 | 0 | 0 | 0 | 0 | 1.1 | 0 | 0 | 0 | 0 | 0 | 0
507 | 2357 | 2018 | CA | CSU East Bay | 57042 | 1 | 0 | OP | FC | NG | 1.4 | 0.391 | 4801 | 2115 | Distributed from 923 Generation And Fuel | 2011 |  | 0 | 0 | 0 | 0 | 0 | 0 | 0 | 0 | 0 | 0 | 0 | 1.4 | 0 | 0 | 0 | 0 | 0 | 0 | 0 | 0 | 0 | 0 | 0 | 0 | 0 | 0 | 0 | 0 | 0 | 0
508 | 2358 | 2018 | CA | CSU Fresno Solar Project | 56813 | 1 | 0 | OP | PV | SUN | 0.5 | 0.148 | 647 | 352 | Distributed from 923 Generation And Fuel | 2007 |  | 0 | 0 | 0 | 0 | 0 | 0 | 0 | 0 | 0 | 0 | 0 | 0 | 0 | 0 | 0 | 0 | 0 | 0 | 0 | 0 | 0 | 0 | 0 | 0.5 | 0 | 0 | 0 | 0 | 0 | 0
509 | 2359 | 2018 | CA | CSU Fresno Solar Project | 56813 | 2 | 0 | OP | PV | SUN | 0.5 | 0.148 | 647 | 352 | Distributed from 923 Generation And Fuel | 2007 |  | 0 | 0 | 0 | 0 | 0 | 0 | 0 | 0 | 0 | 0 | 0 | 0 | 0 | 0 | 0 | 0 | 0 | 0 | 0 | 0 | 0 | 0 | 0 | 0.5 | 0 | 0 | 0 | 0 | 0 | 0
510 | 2360 | 2018 | CA | CSU Long Beach Lots 7 & 14 | 62028 | CSULB | 0 | OP | PV | SUN | 4.5 | 0.195 | 7677 | 4178 | Distributed from 923 Generation And Fuel | 2017 |  | 0 | 0 | 0 | 0 | 0 | 0 | 0 | 0 | 0 | 0 | 0 | 0 | 0 | 0 | 0 | 0 | 0 | 0 | 0 | 0 | 0 | 0 | 0 | 4.5 | 0 | 0 | 0 | 0 | 0 | 0
511 | 2361 | 2018 | CA | CSU Northridge Plant | 58422 | B2PV | 0 | OP | PV | SUN | 0.4 | 0.156 | 546.667 | 335.333 | Distributed from 923 Generation And Fuel | 2005 |  | 0 | 0 | 0 | 0 | 0 | 0 | 0 | 0 | 0 | 0 | 0 | 0 | 0 | 0 | 0 | 0 | 0 | 0 | 0 | 0 | 0 | 0 | 0 | 0.4 | 0 | 0 | 0 | 0 | 0 | 0
512 | 2363 | 2018 | CA | CSU Northridge Plant | 58422 | E6PV | 0 | OP | PV | SUN | 0.2 | 0.156 | 273.333 | 167.667 | Distributed from 923 Generation And Fuel | 2003 |  | 0 | 0 | 0 | 0 | 0 | 0 | 0 | 0 | 0 | 0 | 0 | 0 | 0 | 0 | 0 | 0 | 0 | 0 | 0 | 0 | 0 | 0 | 0 | 0.2 | 0 | 0 | 0 | 0 | 0 | 0
513 | 2369 | 2018 | CA | CSUCI Site Authority | 50851 | GEN1 | 0 | OP | CT | NG | 23.5 | 0.177 | 36454 | 3136 | EIA-923 Generator File | 1988 |  | 0 | 0 | 0 | 0 | 0 | 0 | 0 | 0 | 0 | 0 | 0 | 23.5 | 0 | 0 | 0 | 0 | 0 | 0 | 0 | 0 | 0 | 0 | 0 | 0 | 0 | 0 | 0 | 0 | 0 | 0
514 | 2370 | 2018 | CA | CSUCI Site Authority | 50851 | GEN2 | 0 | OP | CA | NG | 7.6 | 0.166 | 11052 | 946 | EIA-923 Generator File | 1988 |  | 0 | 0 | 0 | 0 | 0 | 0 | 0 | 0 | 0 | 0 | 0 | 7.6 | 0 | 0 | 0 | 0 | 0 | 0 | 0 | 0 | 0 | 0 | 0 | 0 | 0 | 0 | 0 | 0 | 0 | 0
515 | 2371 | 2018 | CA | CSUF Nutwood Solar | 60979 | PV1 | 0 | OP | PV | SUN | 1.9 | 0.192 | 3192 | 1737 | Distributed from 923 Generation And Fuel | 2016 |  | 0 | 0 | 0 | 0 | 0 | 0 | 0 | 0 | 0 | 0 | 0 | 0 | 0 | 0 | 0 | 0 | 0 | 0 | 0 | 0 | 0 | 0 | 0 | 1.9 | 0 | 0 | 0 | 0 | 0 | 0
516 | 2372 | 2018 | CA | CSUF State College | 60978 | PV1 | 0 | OP | PV | SUN | 1 | 0.18 | 1576 | 858 | Distributed from 923 Generation And Fuel | 2016 |  | 0 | 0 | 0 | 0 | 0 | 0 | 0 | 0 | 0 | 0 | 0 | 0 | 0 | 0 | 0 | 0 | 0 | 0 | 0 | 0 | 0 | 0 | 0 | 1 | 0 | 0 | 0 | 0 | 0 | 0
517 | 2373 | 2018 | CA | CSUF Trigeneration | 58169 | 1 | 0 | OP | GT | NG | 4.6 | 0.695 | 28023 | 11958 | Distributed from 923 Generation And Fuel | 2010 |  | 0 | 0 | 0 | 0 | 0 | 0 | 0 | 0 | 0 | 0 | 0 | 4.6 | 0 | 0 | 0 | 0 | 0 | 0 | 0 | 0 | 0 | 0 | 0 | 0 | 0 | 0 | 0 | 0 | 0 | 0
518 | 2374 | 2018 | CA | CSUF Trigeneration | 58169 | CPAC | 0 | OP | PV | SUN | 0.3 | 0.181 | 476.923 | 259.846 | Distributed from 923 Generation And Fuel | 2012 |  | 0 | 0 | 0 | 0 | 0 | 0 | 0 | 0 | 0 | 0 | 0 | 0 | 0 | 0 | 0 | 0 | 0 | 0 | 0 | 0 | 0 | 0 | 0 | 0.3 | 0 | 0 | 0 | 0 | 0 | 0
519 | 2375 | 2018 | CA | CSUF Trigeneration | 58169 | KHS | 0 | OP | PV | SUN | 0.3 | 0.181 | 476.923 | 259.846 | Distributed from 923 Generation And Fuel | 2012 |  | 0 | 0 | 0 | 0 | 0 | 0 | 0 | 0 | 0 | 0 | 0 | 0 | 0 | 0 | 0 | 0 | 0 | 0 | 0 | 0 | 0 | 0 | 0 | 0.3 | 0 | 0 | 0 | 0 | 0 | 0
520 | 2376 | 2018 | CA | CSUF Trigeneration | 58169 | NPS | 0 | OP | PV | SUN | 2 | 0.181 | 3179.487 | 1732.308 | Distributed from 923 Generation And Fuel | 2016 |  | 0 | 0 | 0 | 0 | 0 | 0 | 0 | 0 | 0 | 0 | 0 | 0 | 0 | 0 | 0 | 0 | 0 | 0 | 0 | 0 | 0 | 0 | 0 | 2 | 0 | 0 | 0 | 0 | 0 | 0
521 | 2377 | 2018 | CA | CSUF Trigeneration | 58169 | PS4 | 0 | OP | PV | SUN | 0.3 | 0.181 | 476.923 | 259.846 | Distributed from 923 Generation And Fuel | 2012 |  | 0 | 0 | 0 | 0 | 0 | 0 | 0 | 0 | 0 | 0 | 0 | 0 | 0 | 0 | 0 | 0 | 0 | 0 | 0 | 0 | 0 | 0 | 0 | 0.3 | 0 | 0 | 0 | 0 | 0 | 0
522 | 2378 | 2018 | CA | CSUF Trigeneration | 58169 | SCPS | 0 | OP | PV | SUN | 1 | 0.181 | 1589.744 | 866.154 | Distributed from 923 Generation And Fuel | 2016 |  | 0 | 0 | 0 | 0 | 0 | 0 | 0 | 0 | 0 | 0 | 0 | 0 | 0 | 0 | 0 | 0 | 0 | 0 | 0 | 0 | 0 | 0 | 0 | 1 | 0 | 0 | 0 | 0 | 0 | 0
523 | 2379 | 2018 | CA | CTV Power Purchase Contract Trust | 54300 | GEWE | 0 | OP | WT | WND | 4.5 | 0.293 | 11555.217 | 6748.043 | Distributed from 923 Generation And Fuel | 2004 |  | 0 | 0 | 0 | 0 | 0 | 0 | 0 | 0 | 0 | 0 | 0 | 0 | 0 | 0 | 0 | 0 | 0 | 0 | 0 | 0 | 0 | 0 | 0 | 0 | 0 | 0 | 0 | 0 | 0 | 4.5
524 | 2381 | 2018 | CA | Cuyama Solar, LLC | 60043 | GEN01 | 0 | OP | PV | SUN | 40 | 0.333 | 116575 | 63634 | Distributed from 923 Generation And Fuel | 2017 |  | 0 | 0 | 0 | 0 | 0 | 0 | 0 | 0 | 0 | 0 | 0 | 0 | 0 | 0 | 0 | 0 | 0 | 0 | 0 | 0 | 0 | 0 | 0 | 40 | 0 | 0 | 0 | 0 | 0 | 0
525 | 2382 | 2018 | CA | Cuyamaca Peak Energy Plant | 55512 | CPP6 | 0 | OP | GT | NG | 48.7 | 0.035 | 14888 | 6560 | Distributed from 923 Generation And Fuel | 2002 |  | 0 | 0 | 0 | 0 | 0 | 0 | 0 | 0 | 0 | 0 | 0 | 48.7 | 0 | 0 | 0 | 0 | 0 | 0 | 0 | 0 | 0 | 0 | 0 | 0 | 0 | 0 | 0 | 0 | 0 | 0
526 | 2383 | 2018 | CA | Cymric 31X Cogen | 52081 | TG1 | 0 | OP | GT | NG | 3.4 | 0.749 | 22317 | 9833.5 | Distributed from 923 Generation And Fuel | 1988 |  | 0 | 0 | 0 | 0 | 0 | 0 | 0 | 0 | 0 | 0 | 0 | 3.4 | 0 | 0 | 0 | 0 | 0 | 0 | 0 | 0 | 0 | 0 | 0 | 0 | 0 | 0 | 0 | 0 | 0 | 0
527 | 2384 | 2018 | CA | Cymric 31X Cogen | 52081 | TG2 | 0 | OP | GT | NG | 3.4 | 0.749 | 22317 | 9833.5 | Distributed from 923 Generation And Fuel | 1988 |  | 0 | 0 | 0 | 0 | 0 | 0 | 0 | 0 | 0 | 0 | 0 | 3.4 | 0 | 0 | 0 | 0 | 0 | 0 | 0 | 0 | 0 | 0 | 0 | 0 | 0 | 0 | 0 | 0 | 0 | 0
528 | 2385 | 2018 | CA | Cymric 36W Cogen | 52104 | GEN1 | 0 | OP | GT | NG | 3.1 | 0.692 | 18797.5 | 8282.5 | Distributed from 923 Generation And Fuel | 1982 |  | 0 | 0 | 0 | 0 | 0 | 0 | 0 | 0 | 0 | 0 | 0 | 3.1 | 0 | 0 | 0 | 0 | 0 | 0 | 0 | 0 | 0 | 0 | 0 | 0 | 0 | 0 | 0 | 0 | 0 | 0
529 | 2386 | 2018 | CA | Cymric 36W Cogen | 52104 | GEN2 | 0 | OP | GT | NG | 3.1 | 0.692 | 18797.5 | 8282.5 | Distributed from 923 Generation And Fuel | 1982 |  | 0 | 0 | 0 | 0 | 0 | 0 | 0 | 0 | 0 | 0 | 0 | 3.1 | 0 | 0 | 0 | 0 | 0 | 0 | 0 | 0 | 0 | 0 | 0 | 0 | 0 | 0 | 0 | 0 | 0 | 0
530 | 2387 | 2018 | CA | Cymric 36W Cogen | 52104 | GEN3 | 0 | OP | GT | NG | 3.1 | 0.692 | 18797.5 | 8282.5 | Distributed from 923 Generation And Fuel | 1982 |  | 0 | 0 | 0 | 0 | 0 | 0 | 0 | 0 | 0 | 0 | 0 | 3.1 | 0 | 0 | 0 | 0 | 0 | 0 | 0 | 0 | 0 | 0 | 0 | 0 | 0 | 0 | 0 | 0 | 0 | 0
531 | 2388 | 2018 | CA | Cymric 36W Cogen | 52104 | GEN4 | 0 | OP | GT | NG | 3.1 | 0.692 | 18797.5 | 8282.5 | Distributed from 923 Generation And Fuel | 1982 |  | 0 | 0 | 0 | 0 | 0 | 0 | 0 | 0 | 0 | 0 | 0 | 3.1 | 0 | 0 | 0 | 0 | 0 | 0 | 0 | 0 | 0 | 0 | 0 | 0 | 0 | 0 | 0 | 0 | 0 | 0
532 | 2389 | 2018 | CA | Cymric 6Z Cogen | 52082 | TG1 | 0 | OP | GT | NG | 3.4 | 0.759 | 22603.5 | 9959.5 | Distributed from 923 Generation And Fuel | 1986 |  | 0 | 0 | 0 | 0 | 0 | 0 | 0 | 0 | 0 | 0 | 0 | 3.4 | 0 | 0 | 0 | 0 | 0 | 0 | 0 | 0 | 0 | 0 | 0 | 0 | 0 | 0 | 0 | 0 | 0 | 0
533 | 2390 | 2018 | CA | Cymric 6Z Cogen | 52082 | TG2 | 0 | OP | GT | NG | 3.4 | 0.759 | 22603.5 | 9959.5 | Distributed from 923 Generation And Fuel | 1986 |  | 0 | 0 | 0 | 0 | 0 | 0 | 0 | 0 | 0 | 0 | 0 | 3.4 | 0 | 0 | 0 | 0 | 0 | 0 | 0 | 0 | 0 | 0 | 0 | 0 | 0 | 0 | 0 | 0 | 0 | 0
534 | 2391 | 2018 | CA | De Sabla | 232 | 1 | 0 | OP | HY | WAT | 18.4 | 0.37 | 59657 | 31949 | Distributed from 923 Generation And Fuel | 1963 |  | 0 | 0 | 0 | 0 | 0 | 0 | 0 | 0 | 0 | 0 | 0 | 0 | 0 | 0 | 0 | 0 | 0 | 0 | 0 | 0 | 0 | 0 | 0 | 0 | 18.4 | 0 | 0 | 0 | 0 | 0
535 | 2392 | 2018 | CA | Deadwood Creek | 7507 | 1 | 0 | OP | HY | WAT | 2 | 0.112 | 1967 | 1053 | Distributed from 923 Generation And Fuel | 1993 |  | 0 | 0 | 0 | 0 | 0 | 0 | 0 | 0 | 0 | 0 | 0 | 0 | 0 | 0 | 0 | 0 | 0 | 0 | 0 | 0 | 0 | 0 | 0 | 0 | 2 | 0 | 0 | 0 | 0 | 0
536 | 2393 | 2018 | CA | Deer Creek PH | 233 | 1 | 0 | OP | HY | WAT | 5.5 | 0.436 | 21010 | 11252 | Distributed from 923 Generation And Fuel | 1908 |  | 0 | 0 | 0 | 0 | 0 | 0 | 0 | 0 | 0 | 0 | 0 | 0 | 0 | 0 | 0 | 0 | 0 | 0 | 0 | 0 | 0 | 0 | 0 | 0 | 5.5 | 0 | 0 | 0 | 0 | 0
537 | 2394 | 2018 | CA | Del Ranch Company | 10632 | GEN1 | 0 | OP | ST | GEO | 45.5 | 0.841 | 335103 | 142863 | Distributed from 923 Generation And Fuel | 1988 |  | 0 | 0 | 0 | 0 | 0 | 45.5 | 0 | 0 | 0 | 0 | 0 | 0 | 0 | 0 | 0 | 0 | 0 | 0 | 0 | 0 | 0 | 0 | 0 | 0 | 0 | 0 | 0 | 0 | 0 | 0
538 | 2395 | 2018 | CA | Delano Energy Center | 58122 | GEN1 | 0 | OP | GT | NG | 48.5 | 0.013 | 5455 | 2404 | Distributed from 923 Generation And Fuel | 2013 |  | 0 | 0 | 0 | 0 | 0 | 0 | 0 | 0 | 0 | 0 | 0 | 48.5 | 0 | 0 | 0 | 0 | 0 | 0 | 0 | 0 | 0 | 0 | 0 | 0 | 0 | 0 | 0 | 0 | 0 | 0
539 | 2396 | 2018 | CA | Delano Land 1 | 61116 | DELA1 | 0 | OP | PV | SUN | 1 | 0.234 | 2046 | 1113 | Distributed from 923 Generation And Fuel | 2017 |  | 0 | 0 | 0 | 0 | 0 | 0 | 0 | 0 | 0 | 0 | 0 | 0 | 0 | 0 | 0 | 0 | 0 | 0 | 0 | 0 | 0 | 0 | 0 | 1 | 0 | 0 | 0 | 0 | 0 | 0
540 | 2397 | 2018 | CA | Delta Energy Center | 55333 | CTG1 | 0 | OP | CT | NG | 212 | 0.399 | 740075 | 333468 | EIA-923 Generator File | 2002 |  | 0 | 0 | 0 | 0 | 0 | 0 | 0 | 0 | 0 | 0 | 0 | 212 | 0 | 0 | 0 | 0 | 0 | 0 | 0 | 0 | 0 | 0 | 0 | 0 | 0 | 0 | 0 | 0 | 0 | 0
541 | 2398 | 2018 | CA | Delta Energy Center | 55333 | CTG2 | 0 | OP | CT | NG | 212 | 0.35 | 649572 | 290246 | EIA-923 Generator File | 2002 |  | 0 | 0 | 0 | 0 | 0 | 0 | 0 | 0 | 0 | 0 | 0 | 212 | 0 | 0 | 0 | 0 | 0 | 0 | 0 | 0 | 0 | 0 | 0 | 0 | 0 | 0 | 0 | 0 | 0 | 0
542 | 2399 | 2018 | CA | Delta Energy Center | 55333 | CTG3 | 0 | OP | CT | NG | 213.5 | 0.309 | 577446 | 251791 | EIA-923 Generator File | 2002 |  | 0 | 0 | 0 | 0 | 0 | 0 | 0 | 0 | 0 | 0 | 0 | 213.5 | 0 | 0 | 0 | 0 | 0 | 0 | 0 | 0 | 0 | 0 | 0 | 0 | 0 | 0 | 0 | 0 | 0 | 0
543 | 2400 | 2018 | CA | Delta Energy Center | 55333 | STG1 | 3 | OP | CA | NG | 306 | 0.416 | 1114571 | 505841 | EIA-923 Generator File | 2002 |  | 0 | 0 | 0 | 0 | 0 | 0 | 0 | 0 | 0 | 0 | 0 | 306 | 0 | 0 | 0 | 0 | 0 | 0 | 0 | 0 | 0 | 0 | 0 | 0 | 0 | 0 | 0 | 0 | 0 | 0
544 | 2401 | 2018 | CA | Depot Park Solar System | 58119 | DPSS | 0 | OP | PV | SUN | 3 | 0.232 | 6084 | 3311 | Distributed from 923 Generation And Fuel | 2010 |  | 0 | 0 | 0 | 0 | 0 | 0 | 0 | 0 | 0 | 0 | 0 | 0 | 0 | 0 | 0 | 0 | 0 | 0 | 0 | 0 | 0 | 0 | 0 | 3 | 0 | 0 | 0 | 0 | 0 | 0
545 | 2402 | 2018 | CA | Dept of General Services -FTB | 60861 | PV1 | 0 | OP | PV | SUN | 2.7 | 0.225 | 5321 | 2896 | Distributed from 923 Generation And Fuel | 2017 |  | 0 | 0 | 0 | 0 | 0 | 0 | 0 | 0 | 0 | 0 | 0 | 0 | 0 | 0 | 0 | 0 | 0 | 0 | 0 | 0 | 0 | 0 | 0 | 2.7 | 0 | 0 | 0 | 0 | 0 | 0
546 | 2403 | 2018 | CA | Desert Green Solar Farm LLC | 57959 | 1 | 0 | OP | PV | SUN | 6.3 | 0.244 | 13485 | 7338 | Distributed from 923 Generation And Fuel | 2014 |  | 0 | 0 | 0 | 0 | 0 | 0 | 0 | 0 | 0 | 0 | 0 | 0 | 0 | 0 | 0 | 0 | 0 | 0 | 0 | 0 | 0 | 0 | 0 | 6.3 | 0 | 0 | 0 | 0 | 0 | 0
547 | 2405 | 2018 | CA | Desert Hot Springs Solar | 58514 | DHCA | 0 | OP | PV | SUN | 2.3 | 0.309 | 6228 | 3389 | Distributed from 923 Generation And Fuel | 2013 |  | 0 | 0 | 0 | 0 | 0 | 0 | 0 | 0 | 0 | 0 | 0 | 0 | 0 | 0 | 0 | 0 | 0 | 0 | 0 | 0 | 0 | 0 | 0 | 2.3 | 0 | 0 | 0 | 0 | 0 | 0
548 | 2407 | 2018 | CA | Desert Sunlight 250, LLC | 58542 | DSL12 | 0 | OP | PV | SUN | 39.1 | 0.283 | 97072.131 | 52825.556 | Distributed from 923 Generation And Fuel | 2013 |  | 0 | 0 | 0 | 0 | 0 | 0 | 0 | 0 | 0 | 0 | 0 | 0 | 0 | 0 | 0 | 0 | 0 | 0 | 0 | 0 | 0 | 0 | 0 | 39.1 | 0 | 0 | 0 | 0 | 0 | 0
549 | 2408 | 2018 | CA | Desert Sunlight 250, LLC | 58542 | DSL13 | 0 | OP | PV | SUN | 39.1 | 0.283 | 97072.131 | 52825.556 | Distributed from 923 Generation And Fuel | 2014 |  | 0 | 0 | 0 | 0 | 0 | 0 | 0 | 0 | 0 | 0 | 0 | 0 | 0 | 0 | 0 | 0 | 0 | 0 | 0 | 0 | 0 | 0 | 0 | 39.1 | 0 | 0 | 0 | 0 | 0 | 0
550 | 2409 | 2018 | CA | Desert Sunlight 250, LLC | 58542 | DSL14 | 0 | OP | PV | SUN | 26.5 | 0.283 | 65790.575 | 35802.487 | Distributed from 923 Generation And Fuel | 2014 |  | 0 | 0 | 0 | 0 | 0 | 0 | 0 | 0 | 0 | 0 | 0 | 0 | 0 | 0 | 0 | 0 | 0 | 0 | 0 | 0 | 0 | 0 | 0 | 26.5 | 0 | 0 | 0 | 0 | 0 | 0
551 | 2410 | 2018 | CA | Desert Sunlight 250, LLC | 58542 | DSL15 | 0 | OP | PV | SUN | 13.9 | 0.283 | 34509.018 | 18779.418 | Distributed from 923 Generation And Fuel | 2014 |  | 0 | 0 | 0 | 0 | 0 | 0 | 0 | 0 | 0 | 0 | 0 | 0 | 0 | 0 | 0 | 0 | 0 | 0 | 0 | 0 | 0 | 0 | 0 | 13.9 | 0 | 0 | 0 | 0 | 0 | 0
552 | 2411 | 2018 | CA | Desert Sunlight 250, LLC | 58542 | DSL16 | 0 | OP | PV | SUN | 22.7 | 0.283 | 56356.455 | 30668.545 | Distributed from 923 Generation And Fuel | 2013 |  | 0 | 0 | 0 | 0 | 0 | 0 | 0 | 0 | 0 | 0 | 0 | 0 | 0 | 0 | 0 | 0 | 0 | 0 | 0 | 0 | 0 | 0 | 0 | 22.7 | 0 | 0 | 0 | 0 | 0 | 0
553 | 2412 | 2018 | CA | Desert Sunlight 250, LLC | 58542 | DSL17 | 0 | OP | PV | SUN | 29 | 0.283 | 71997.233 | 39180.08 | Distributed from 923 Generation And Fuel | 2013 |  | 0 | 0 | 0 | 0 | 0 | 0 | 0 | 0 | 0 | 0 | 0 | 0 | 0 | 0 | 0 | 0 | 0 | 0 | 0 | 0 | 0 | 0 | 0 | 29 | 0 | 0 | 0 | 0 | 0 | 0
554 | 2413 | 2018 | CA | Desert Sunlight 250, LLC | 58542 | DSL18 | 0 | OP | PV | SUN | 29 | 0.283 | 71997.233 | 39180.08 | Distributed from 923 Generation And Fuel | 2014 |  | 0 | 0 | 0 | 0 | 0 | 0 | 0 | 0 | 0 | 0 | 0 | 0 | 0 | 0 | 0 | 0 | 0 | 0 | 0 | 0 | 0 | 0 | 0 | 29 | 0 | 0 | 0 | 0 | 0 | 0
555 | 2414 | 2018 | CA | Desert Sunlight 250, LLC | 58542 | DSL19 | 0 | OP | PV | SUN | 25.2 | 0.283 | 62563.113 | 34046.139 | Distributed from 923 Generation And Fuel | 2014 |  | 0 | 0 | 0 | 0 | 0 | 0 | 0 | 0 | 0 | 0 | 0 | 0 | 0 | 0 | 0 | 0 | 0 | 0 | 0 | 0 | 0 | 0 | 0 | 25.2 | 0 | 0 | 0 | 0 | 0 | 0
556 | 2415 | 2018 | CA | Desert Sunlight 250, LLC | 58542 | DSL20 | 0 | OP | PV | SUN | 25.2 | 0.283 | 62563.113 | 34046.139 | Distributed from 923 Generation And Fuel | 2013 |  | 0 | 0 | 0 | 0 | 0 | 0 | 0 | 0 | 0 | 0 | 0 | 0 | 0 | 0 | 0 | 0 | 0 | 0 | 0 | 0 | 0 | 0 | 0 | 25.2 | 0 | 0 | 0 | 0 | 0 | 0
557 | 2416 | 2018 | CA | Desert Sunlight 300, LLC | 57993 | DSL1 | 0 | OP | PV | SUN | 40.3 | 0.264 | 93128.071 | 50679.209 | Distributed from 923 Generation And Fuel | 2013 |  | 0 | 0 | 0 | 0 | 0 | 0 | 0 | 0 | 0 | 0 | 0 | 0 | 0 | 0 | 0 | 0 | 0 | 0 | 0 | 0 | 0 | 0 | 0 | 40.3 | 0 | 0 | 0 | 0 | 0 | 0
558 | 2417 | 2018 | CA | Desert Sunlight 300, LLC | 57993 | DSL10 | 0 | OP | PV | SUN | 30.2 | 0.264 | 69788.282 | 37977.968 | Distributed from 923 Generation And Fuel | 2013 |  | 0 | 0 | 0 | 0 | 0 | 0 | 0 | 0 | 0 | 0 | 0 | 0 | 0 | 0 | 0 | 0 | 0 | 0 | 0 | 0 | 0 | 0 | 0 | 30.2 | 0 | 0 | 0 | 0 | 0 | 0
559 | 2418 | 2018 | CA | Desert Sunlight 300, LLC | 57993 | DSL11 | 0 | OP | PV | SUN | 20.2 | 0.264 | 46679.579 | 25402.482 | Distributed from 923 Generation And Fuel | 2013 |  | 0 | 0 | 0 | 0 | 0 | 0 | 0 | 0 | 0 | 0 | 0 | 0 | 0 | 0 | 0 | 0 | 0 | 0 | 0 | 0 | 0 | 0 | 0 | 20.2 | 0 | 0 | 0 | 0 | 0 | 0
560 | 2419 | 2018 | CA | Desert Sunlight 300, LLC | 57993 | DSL2 | 0 | OP | PV | SUN | 40.3 | 0.264 | 93128.071 | 50679.209 | Distributed from 923 Generation And Fuel | 2013 |  | 0 | 0 | 0 | 0 | 0 | 0 | 0 | 0 | 0 | 0 | 0 | 0 | 0 | 0 | 0 | 0 | 0 | 0 | 0 | 0 | 0 | 0 | 0 | 40.3 | 0 | 0 | 0 | 0 | 0 | 0
561 | 2420 | 2018 | CA | Desert Sunlight 300, LLC | 57993 | DSL3 | 0 | OP | PV | SUN | 40.3 | 0.264 | 93128.071 | 50679.209 | Distributed from 923 Generation And Fuel | 2013 |  | 0 | 0 | 0 | 0 | 0 | 0 | 0 | 0 | 0 | 0 | 0 | 0 | 0 | 0 | 0 | 0 | 0 | 0 | 0 | 0 | 0 | 0 | 0 | 40.3 | 0 | 0 | 0 | 0 | 0 | 0
562 | 2421 | 2018 | CA | Desert Sunlight 300, LLC | 57993 | DSL4 | 0 | OP | PV | SUN | 30.2 | 0.264 | 69788.282 | 37977.968 | Distributed from 923 Generation And Fuel | 2013 |  | 0 | 0 | 0 | 0 | 0 | 0 | 0 | 0 | 0 | 0 | 0 | 0 | 0 | 0 | 0 | 0 | 0 | 0 | 0 | 0 | 0 | 0 | 0 | 30.2 | 0 | 0 | 0 | 0 | 0 | 0
563 | 2422 | 2018 | CA | Desert Sunlight 300, LLC | 57993 | DSL5 | 0 | OP | PV | SUN | 25.2 | 0.264 | 58233.931 | 31690.225 | Distributed from 923 Generation And Fuel | 2014 |  | 0 | 0 | 0 | 0 | 0 | 0 | 0 | 0 | 0 | 0 | 0 | 0 | 0 | 0 | 0 | 0 | 0 | 0 | 0 | 0 | 0 | 0 | 0 | 25.2 | 0 | 0 | 0 | 0 | 0 | 0
564 | 2423 | 2018 | CA | Desert Sunlight 300, LLC | 57993 | DSL6 | 0 | OP | PV | SUN | 25.2 | 0.264 | 58233.931 | 31690.225 | Distributed from 923 Generation And Fuel | 2014 |  | 0 | 0 | 0 | 0 | 0 | 0 | 0 | 0 | 0 | 0 | 0 | 0 | 0 | 0 | 0 | 0 | 0 | 0 | 0 | 0 | 0 | 0 | 0 | 25.2 | 0 | 0 | 0 | 0 | 0 | 0
565 | 2424 | 2018 | CA | Desert Sunlight 300, LLC | 57993 | DSL7 | 0 | OP | PV | SUN | 20.2 | 0.264 | 46679.579 | 25402.482 | Distributed from 923 Generation And Fuel | 2014 |  | 0 | 0 | 0 | 0 | 0 | 0 | 0 | 0 | 0 | 0 | 0 | 0 | 0 | 0 | 0 | 0 | 0 | 0 | 0 | 0 | 0 | 0 | 0 | 20.2 | 0 | 0 | 0 | 0 | 0 | 0
566 | 2425 | 2018 | CA | Desert Sunlight 300, LLC | 57993 | DSL8 | 0 | OP | PV | SUN | 18.9 | 0.264 | 43675.448 | 23767.669 | Distributed from 923 Generation And Fuel | 2014 |  | 0 | 0 | 0 | 0 | 0 | 0 | 0 | 0 | 0 | 0 | 0 | 0 | 0 | 0 | 0 | 0 | 0 | 0 | 0 | 0 | 0 | 0 | 0 | 18.9 | 0 | 0 | 0 | 0 | 0 | 0
567 | 2426 | 2018 | CA | Desert Sunlight 300, LLC | 57993 | DSL9 | 0 | OP | PV | SUN | 22.7 | 0.264 | 52456.755 | 28546.354 | Distributed from 923 Generation And Fuel | 2014 |  | 0 | 0 | 0 | 0 | 0 | 0 | 0 | 0 | 0 | 0 | 0 | 0 | 0 | 0 | 0 | 0 | 0 | 0 | 0 | 0 | 0 | 0 | 0 | 22.7 | 0 | 0 | 0 | 0 | 0 | 0
568 | 2427 | 2018 | CA | Desert View Power | 10300 | GEN1 | 2 | OP | ST | WDS | 55.5 | 0.678 | 329771 | 142391 | EIA-923 Generator File | 1991 |  | 0 | 0 | 0 | 0 | 0 | 0 | 0 | 0 | 0 | 0 | 0 | 0 | 0 | 0 | 0 | 0 | 0 | 0 | 0 | 0 | 0 | 0 | 0 | 0 | 0 | 0 | 0 | 55.5 | 0 | 0
569 | 2430 | 2018 | CA | Devil Canyon | 436 | 1 | 0 | OP | HY | WAT | 59.8 | 0.325 | 170483.911 | 72068.093 | Distributed from 923 Generation And Fuel | 1972 |  | 0 | 0 | 0 | 0 | 0 | 0 | 0 | 0 | 0 | 0 | 0 | 0 | 0 | 0 | 0 | 0 | 0 | 0 | 0 | 0 | 0 | 0 | 0 | 0 | 59.8 | 0 | 0 | 0 | 0 | 0
570 | 2431 | 2018 | CA | Devil Canyon | 436 | 2 | 0 | OP | HY | WAT | 59.8 | 0.325 | 170483.911 | 72068.093 | Distributed from 923 Generation And Fuel | 1976 |  | 0 | 0 | 0 | 0 | 0 | 0 | 0 | 0 | 0 | 0 | 0 | 0 | 0 | 0 | 0 | 0 | 0 | 0 | 0 | 0 | 0 | 0 | 0 | 0 | 59.8 | 0 | 0 | 0 | 0 | 0
571 | 2432 | 2018 | CA | Devil Canyon | 436 | 3 | 0 | OP | HY | WAT | 78.3 | 0.325 | 223225.589 | 94363.407 | Distributed from 923 Generation And Fuel | 1994 |  | 0 | 0 | 0 | 0 | 0 | 0 | 0 | 0 | 0 | 0 | 0 | 0 | 0 | 0 | 0 | 0 | 0 | 0 | 0 | 0 | 0 | 0 | 0 | 0 | 78.3 | 0 | 0 | 0 | 0 | 0
572 | 2433 | 2018 | CA | Devil Canyon | 436 | 4 | 0 | OP | HY | WAT | 78.3 | 0.325 | 223225.589 | 94363.407 | Distributed from 923 Generation And Fuel | 1992 |  | 0 | 0 | 0 | 0 | 0 | 0 | 0 | 0 | 0 | 0 | 0 | 0 | 0 | 0 | 0 | 0 | 0 | 0 | 0 | 0 | 0 | 0 | 0 | 0 | 78.3 | 0 | 0 | 0 | 0 | 0
573 | 2437 | 2018 | CA | Diablo Canyon | 6099 | 1 | 1 | OP | ST | NUC | 1159 | 0.895 | 9087158.21 | 4112092.585 | Distributed from 923 Generation And Fuel | 1985 | 2024 | 0 | 0 | 0 | 0 | 0 | 0 | 0 | 0 | 0 | 0 | 0 | 0 | 1159 | 0 | 0 | 0 | 0 | 0 | 0 | 0 | 0 | 0 | 0 | 0 | 0 | 0 | 0 | 0 | 0 | 0
574 | 2438 | 2018 | CA | Diablo Canyon | 6099 | 2 | 1 | OP | ST | NUC | 1164 | 0.895 | 9126360.79 | 4129832.415 | Distributed from 923 Generation And Fuel | 1986 | 2025 | 0 | 0 | 0 | 0 | 0 | 0 | 0 | 0 | 0 | 0 | 0 | 0 | 1164 | 0 | 0 | 0 | 0 | 0 | 0 | 0 | 0 | 0 | 0 | 0 | 0 | 0 | 0 | 0 | 0 | 0
575 | 2440 | 2018 | CA | Diablo Winds LLC | 56271 | VEST | 0 | OP | WT | WND | 18 | 0.401 | 63301 | 36965 | Distributed from 923 Generation And Fuel | 2004 |  | 0 | 0 | 0 | 0 | 0 | 0 | 0 | 0 | 0 | 0 | 0 | 0 | 0 | 0 | 0 | 0 | 0 | 0 | 0 | 0 | 0 | 0 | 0 | 0 | 0 | 0 | 0 | 0 | 0 | 18
576 | 2441 | 2018 | CA | Diamond Valley Lake | 7942 | 10 | 0 | OP | HY | WAT | 3.3 | 0.014 | 413.889 | 221.667 | Distributed from 923 Generation And Fuel | 2001 |  | 0 | 0 | 0 | 0 | 0 | 0 | 0 | 0 | 0 | 0 | 0 | 0 | 0 | 0 | 0 | 0 | 0 | 0 | 0 | 0 | 0 | 0 | 0 | 0 | 3.3 | 0 | 0 | 0 | 0 | 0
577 | 2442 | 2018 | CA | Diamond Valley Lake | 7942 | 11 | 0 | OP | HY | WAT | 3.3 | 0.014 | 413.889 | 221.667 | Distributed from 923 Generation And Fuel | 2001 |  | 0 | 0 | 0 | 0 | 0 | 0 | 0 | 0 | 0 | 0 | 0 | 0 | 0 | 0 | 0 | 0 | 0 | 0 | 0 | 0 | 0 | 0 | 0 | 0 | 3.3 | 0 | 0 | 0 | 0 | 0
578 | 2443 | 2018 | CA | Diamond Valley Lake | 7942 | 12 | 0 | OP | HY | WAT | 3.3 | 0.014 | 413.889 | 221.667 | Distributed from 923 Generation And Fuel | 2001 |  | 0 | 0 | 0 | 0 | 0 | 0 | 0 | 0 | 0 | 0 | 0 | 0 | 0 | 0 | 0 | 0 | 0 | 0 | 0 | 0 | 0 | 0 | 0 | 0 | 3.3 | 0 | 0 | 0 | 0 | 0
579 | 2444 | 2018 | CA | Diamond Valley Lake | 7942 | 2 | 0 | OP | HY | WAT | 3.3 | 0.014 | 413.889 | 221.667 | Distributed from 923 Generation And Fuel | 2001 |  | 0 | 0 | 0 | 0 | 0 | 0 | 0 | 0 | 0 | 0 | 0 | 0 | 0 | 0 | 0 | 0 | 0 | 0 | 0 | 0 | 0 | 0 | 0 | 0 | 3.3 | 0 | 0 | 0 | 0 | 0
580 | 2445 | 2018 | CA | Diamond Valley Lake | 7942 | 3 | 0 | OP | HY | WAT | 3.3 | 0.014 | 413.889 | 221.667 | Distributed from 923 Generation And Fuel | 2001 |  | 0 | 0 | 0 | 0 | 0 | 0 | 0 | 0 | 0 | 0 | 0 | 0 | 0 | 0 | 0 | 0 | 0 | 0 | 0 | 0 | 0 | 0 | 0 | 0 | 3.3 | 0 | 0 | 0 | 0 | 0
581 | 2446 | 2018 | CA | Diamond Valley Lake | 7942 | 4 | 0 | OP | HY | WAT | 3.3 | 0.014 | 413.889 | 221.667 | Distributed from 923 Generation And Fuel | 2001 |  | 0 | 0 | 0 | 0 | 0 | 0 | 0 | 0 | 0 | 0 | 0 | 0 | 0 | 0 | 0 | 0 | 0 | 0 | 0 | 0 | 0 | 0 | 0 | 0 | 3.3 | 0 | 0 | 0 | 0 | 0
582 | 2447 | 2018 | CA | Diamond Valley Lake | 7942 | 6 | 0 | OP | HY | WAT | 3.3 | 0.014 | 413.889 | 221.667 | Distributed from 923 Generation And Fuel | 2001 |  | 0 | 0 | 0 | 0 | 0 | 0 | 0 | 0 | 0 | 0 | 0 | 0 | 0 | 0 | 0 | 0 | 0 | 0 | 0 | 0 | 0 | 0 | 0 | 0 | 3.3 | 0 | 0 | 0 | 0 | 0
583 | 2448 | 2018 | CA | Diamond Valley Lake | 7942 | 7 | 0 | OP | HY | WAT | 3.3 | 0.014 | 413.889 | 221.667 | Distributed from 923 Generation And Fuel | 2001 |  | 0 | 0 | 0 | 0 | 0 | 0 | 0 | 0 | 0 | 0 | 0 | 0 | 0 | 0 | 0 | 0 | 0 | 0 | 0 | 0 | 0 | 0 | 0 | 0 | 3.3 | 0 | 0 | 0 | 0 | 0
584 | 2449 | 2018 | CA | Diamond Valley Lake | 7942 | 8 | 0 | OP | HY | WAT | 3.3 | 0.014 | 413.889 | 221.667 | Distributed from 923 Generation And Fuel | 2001 |  | 0 | 0 | 0 | 0 | 0 | 0 | 0 | 0 | 0 | 0 | 0 | 0 | 0 | 0 | 0 | 0 | 0 | 0 | 0 | 0 | 0 | 0 | 0 | 0 | 3.3 | 0 | 0 | 0 | 0 | 0
585 | 2453 | 2018 | CA | Diamond Valley Solar Project | 59405 | PV11 | 0 | OP | PV | SUN | 1.3 | 0.21 | 2396 | 1304 | Distributed from 923 Generation And Fuel | 2015 |  | 0 | 0 | 0 | 0 | 0 | 0 | 0 | 0 | 0 | 0 | 0 | 0 | 0 | 0 | 0 | 0 | 0 | 0 | 0 | 0 | 0 | 0 | 0 | 1.3 | 0 | 0 | 0 | 0 | 0 | 0
586 | 2454 | 2018 | CA | Difwind Farms Ltd I | 54681 | EXIS | 0 | OP | WT | WND | 7.3 | 0.109 | 6996 | 4085 | Distributed from 923 Generation And Fuel | 1986 |  | 0 | 0 | 0 | 0 | 0 | 0 | 0 | 0 | 0 | 0 | 0 | 0 | 0 | 0 | 0 | 0 | 0 | 0 | 0 | 0 | 0 | 0 | 0 | 0 | 0 | 0 | 0 | 0 | 0 | 7.3
587 | 2455 | 2018 | CA | Difwind Farms Ltd II | 54682 | EXIS | 0 | OP | WT | WND | 5.5 | 0.029 | 1398 | 816 | Distributed from 923 Generation And Fuel | 1986 |  | 0 | 0 | 0 | 0 | 0 | 0 | 0 | 0 | 0 | 0 | 0 | 0 | 0 | 0 | 0 | 0 | 0 | 0 | 0 | 0 | 0 | 0 | 0 | 0 | 0 | 0 | 0 | 0 | 0 | 5.5
588 | 2456 | 2018 | CA | Difwind Farms Ltd V | 54685 | EXIS | 0 | OP | WT | WND | 11.7 | 0.086 | 8793 | 5135 | Distributed from 923 Generation And Fuel | 1987 |  | 0 | 0 | 0 | 0 | 0 | 0 | 0 | 0 | 0 | 0 | 0 | 0 | 0 | 0 | 0 | 0 | 0 | 0 | 0 | 0 | 0 | 0 | 0 | 0 | 0 | 0 | 0 | 0 | 0 | 11.7
589 | 2457 | 2018 | CA | Difwind Farms Ltd VI | 54686 | EXIS | 0 | OP | WT | WND | 27.1 | 0.147 | 34847 | 20349 | Distributed from 923 Generation And Fuel | 1987 |  | 0 | 0 | 0 | 0 | 0 | 0 | 0 | 0 | 0 | 0 | 0 | 0 | 0 | 0 | 0 | 0 | 0 | 0 | 0 | 0 | 0 | 0 | 0 | 0 | 0 | 0 | 0 | 0 | 0 | 27.1
590 | 2460 | 2018 | CA | Dillon Wind LLC | 56791 | 1 | 0 | OP | WT | WND | 45 | 0.372 | 146670 | 85649 | Distributed from 923 Generation And Fuel | 2008 |  | 0 | 0 | 0 | 0 | 0 | 0 | 0 | 0 | 0 | 0 | 0 | 0 | 0 | 0 | 0 | 0 | 0 | 0 | 0 | 0 | 0 | 0 | 0 | 0 | 0 | 0 | 0 | 0 | 0 | 45
591 | 2463 | 2018 | CA | Dinuba Wastewater Treatment Plant | 57827 | DSPV | 0 | OP | PV | SUN | 1 | 0.207 | 1812 | 986 | Distributed from 923 Generation And Fuel | 2011 |  | 0 | 0 | 0 | 0 | 0 | 0 | 0 | 0 | 0 | 0 | 0 | 0 | 0 | 0 | 0 | 0 | 0 | 0 | 0 | 0 | 0 | 0 | 0 | 1 | 0 | 0 | 0 | 0 | 0 | 0
592 | 2464 | 2018 | CA | Dion R Holm | 380 | 1 | 0 | OP | HY | WAT | 78.4 | 0.181 | 124029.5 | 78776 | Distributed from 923 Generation And Fuel | 1960 |  | 0 | 0 | 0 | 0 | 0 | 0 | 0 | 0 | 0 | 0 | 0 | 0 | 0 | 0 | 0 | 0 | 0 | 0 | 0 | 0 | 0 | 0 | 0 | 0 | 78.4 | 0 | 0 | 0 | 0 | 0
593 | 2465 | 2018 | CA | Dion R Holm | 380 | 2 | 0 | OP | HY | WAT | 78.4 | 0.181 | 124029.5 | 78776 | Distributed from 923 Generation And Fuel | 1960 |  | 0 | 0 | 0 | 0 | 0 | 0 | 0 | 0 | 0 | 0 | 0 | 0 | 0 | 0 | 0 | 0 | 0 | 0 | 0 | 0 | 0 | 0 | 0 | 0 | 78.4 | 0 | 0 | 0 | 0 | 0
594 | 2466 | 2018 | CA | Disney Prospect | 62571 | DSY01 | 0 | OP | FC | NG | 1 | 0 | 0 | 0 | Distributed from 923 Generation And Fuel | 2017 |  | 0 | 0 | 0 | 0 | 0 | 0 | 0 | 0 | 0 | 0 | 0 | 1 | 0 | 0 | 0 | 0 | 0 | 0 | 0 | 0 | 0 | 0 | 0 | 0 | 0 | 0 | 0 | 0 | 0 | 0
595 | 2468 | 2018 | CA | Division 1 | 59094 | GEN 1 | 0 | OP | PV | SUN | 1.5 | 0.21 | 2764 | 1504 | Distributed from 923 Generation And Fuel | 2014 |  | 0 | 0 | 0 | 0 | 0 | 0 | 0 | 0 | 0 | 0 | 0 | 0 | 0 | 0 | 0 | 0 | 0 | 0 | 0 | 0 | 0 | 0 | 0 | 1.5 | 0 | 0 | 0 | 0 | 0 | 0
596 | 2469 | 2018 | CA | Division 2 | 59095 | GEN 1 | 0 | OP | PV | SUN | 1 | 0.222 | 1947 | 1060 | Distributed from 923 Generation And Fuel | 2014 |  | 0 | 0 | 0 | 0 | 0 | 0 | 0 | 0 | 0 | 0 | 0 | 0 | 0 | 0 | 0 | 0 | 0 | 0 | 0 | 0 | 0 | 0 | 0 | 1 | 0 | 0 | 0 | 0 | 0 | 0
597 | 2470 | 2018 | CA | Division 3 | 59096 | GEN1 | 0 | OP | PV | SUN | 1 | 0.236 | 2063 | 1123 | Distributed from 923 Generation And Fuel | 2014 |  | 0 | 0 | 0 | 0 | 0 | 0 | 0 | 0 | 0 | 0 | 0 | 0 | 0 | 0 | 0 | 0 | 0 | 0 | 0 | 0 | 0 | 0 | 0 | 1 | 0 | 0 | 0 | 0 | 0 | 0
598 | 2471 | 2018 | CA | Dome Project | 54449 | T1 | 0 | OP | GT | NG | 3 | 0.721 | 18960.5 | 8354.5 | Distributed from 923 Generation And Fuel | 1988 |  | 0 | 0 | 0 | 0 | 0 | 0 | 0 | 0 | 0 | 0 | 0 | 3 | 0 | 0 | 0 | 0 | 0 | 0 | 0 | 0 | 0 | 0 | 0 | 0 | 0 | 0 | 0 | 0 | 0 | 0
599 | 2472 | 2018 | CA | Dome Project | 54449 | T2 | 0 | OP | GT | NG | 3 | 0.721 | 18960.5 | 8354.5 | Distributed from 923 Generation And Fuel | 1988 |  | 0 | 0 | 0 | 0 | 0 | 0 | 0 | 0 | 0 | 0 | 0 | 3 | 0 | 0 | 0 | 0 | 0 | 0 | 0 | 0 | 0 | 0 | 0 | 0 | 0 | 0 | 0 | 0 | 0 | 0
600 | 2473 | 2018 | CA | Dominguez Plant | 52064 | GEN1 | 0 | OP | ST | WH | 5 | 0.281 | 12289 | 5421 | Distributed from 923 Generation And Fuel | 1976 |  | 0 | 0 | 0 | 0 | 0 | 0 | 0 | 0 | 0 | 0 | 0 | 0 | 0 | 0 | 0 | 0 | 0 | 0 | 0 | 0 | 0 | 0 | 0 | 0 | 0 | 0 | 0 | 0 | 5 | 0
601 | 2475 | 2018 | CA | Don Pedro | 439 | 1 | 0 | OP | HY | WAT | 45.5 | 0.196 | 78223.238 | 57863.586 | Distributed from 923 Generation And Fuel | 1971 |  | 0 | 0 | 0 | 0 | 0 | 0 | 0 | 0 | 0 | 0 | 0 | 0 | 0 | 0 | 0 | 0 | 0 | 0 | 0 | 0 | 0 | 0 | 0 | 0 | 45.5 | 0 | 0 | 0 | 0 | 0
602 | 2476 | 2018 | CA | Don Pedro | 439 | 2 | 0 | OP | HY | WAT | 45.5 | 0.196 | 78223.238 | 57863.586 | Distributed from 923 Generation And Fuel | 1971 |  | 0 | 0 | 0 | 0 | 0 | 0 | 0 | 0 | 0 | 0 | 0 | 0 | 0 | 0 | 0 | 0 | 0 | 0 | 0 | 0 | 0 | 0 | 0 | 0 | 45.5 | 0 | 0 | 0 | 0 | 0
603 | 2477 | 2018 | CA | Don Pedro | 439 | 3 | 0 | OP | HY | WAT | 45.5 | 0.196 | 78223.238 | 57863.586 | Distributed from 923 Generation And Fuel | 1971 |  | 0 | 0 | 0 | 0 | 0 | 0 | 0 | 0 | 0 | 0 | 0 | 0 | 0 | 0 | 0 | 0 | 0 | 0 | 0 | 0 | 0 | 0 | 0 | 0 | 45.5 | 0 | 0 | 0 | 0 | 0
604 | 2478 | 2018 | CA | Don Pedro | 439 | 4 | 0 | OP | HY | WAT | 34.3 | 0.196 | 58968.287 | 43620.242 | Distributed from 923 Generation And Fuel | 1989 |  | 0 | 0 | 0 | 0 | 0 | 0 | 0 | 0 | 0 | 0 | 0 | 0 | 0 | 0 | 0 | 0 | 0 | 0 | 0 | 0 | 0 | 0 | 0 | 0 | 34.3 | 0 | 0 | 0 | 0 | 0
605 | 2479 | 2018 | CA | Donald Von Raesfeld Power Plant | 56026 | CTG1 | 0 | OP | CT | NG | 50 | 0.758 | 331786 | 134279 | EIA-923 Generator File | 2005 |  | 0 | 0 | 0 | 0 | 0 | 0 | 0 | 0 | 0 | 0 | 0 | 50 | 0 | 0 | 0 | 0 | 0 | 0 | 0 | 0 | 0 | 0 | 0 | 0 | 0 | 0 | 0 | 0 | 0 | 0
606 | 2480 | 2018 | CA | Donald Von Raesfeld Power Plant | 56026 | CTG2 | 0 | OP | CT | NG | 50 | 0.755 | 330834 | 135570 | EIA-923 Generator File | 2005 |  | 0 | 0 | 0 | 0 | 0 | 0 | 0 | 0 | 0 | 0 | 0 | 50 | 0 | 0 | 0 | 0 | 0 | 0 | 0 | 0 | 0 | 0 | 0 | 0 | 0 | 0 | 0 | 0 | 0 | 0
607 | 2481 | 2018 | CA | Donald Von Raesfeld Power Plant | 56026 | STG | 2 | OP | CA | NG | 54 | 0.42 | 198721 | 85594 | EIA-923 Generator File | 2005 |  | 0 | 0 | 0 | 0 | 0 | 0 | 0 | 0 | 0 | 0 | 0 | 54 | 0 | 0 | 0 | 0 | 0 | 0 | 0 | 0 | 0 | 0 | 0 | 0 | 0 | 0 | 0 | 0 | 0 | 0
608 | 2482 | 2018 | CA | Donnells | 415 | H1 | 0 | OP | HY | WAT | 72 | 0.205 | 129198 | 69190 | Distributed from 923 Generation And Fuel | 1957 |  | 0 | 0 | 0 | 0 | 0 | 0 | 0 | 0 | 0 | 0 | 0 | 0 | 0 | 0 | 0 | 0 | 0 | 0 | 0 | 0 | 0 | 0 | 0 | 0 | 72 | 0 | 0 | 0 | 0 | 0
609 | 2483 | 2018 | CA | Double C Generation Limited Partnership | 50493 | DC1 | 0 | OP | GT | NG | 24.9 | 0.061 | 13232.5 | 5830.5 | Distributed from 923 Generation And Fuel | 1989 |  | 0 | 0 | 0 | 0 | 0 | 0 | 0 | 0 | 0 | 0 | 0 | 24.9 | 0 | 0 | 0 | 0 | 0 | 0 | 0 | 0 | 0 | 0 | 0 | 0 | 0 | 0 | 0 | 0 | 0 | 0
610 | 2484 | 2018 | CA | Double C Generation Limited Partnership | 50493 | DC2 | 0 | OP | GT | NG | 24.9 | 0.061 | 13232.5 | 5830.5 | Distributed from 923 Generation And Fuel | 1989 |  | 0 | 0 | 0 | 0 | 0 | 0 | 0 | 0 | 0 | 0 | 0 | 24.9 | 0 | 0 | 0 | 0 | 0 | 0 | 0 | 0 | 0 | 0 | 0 | 0 | 0 | 0 | 0 | 0 | 0 | 0
611 | 2485 | 2018 | CA | Drews Generating Facility | 55935 | D1 | 0 | OP | GT | NG | 11.2 | 0.002 | 194.25 | 85.5 | Distributed from 923 Generation And Fuel | 2001 |  | 0 | 0 | 0 | 0 | 0 | 0 | 0 | 0 | 0 | 0 | 0 | 11.2 | 0 | 0 | 0 | 0 | 0 | 0 | 0 | 0 | 0 | 0 | 0 | 0 | 0 | 0 | 0 | 0 | 0 | 0
612 | 2486 | 2018 | CA | Drews Generating Facility | 55935 | D2 | 0 | OP | GT | NG | 11.2 | 0.002 | 194.25 | 85.5 | Distributed from 923 Generation And Fuel | 2001 |  | 0 | 0 | 0 | 0 | 0 | 0 | 0 | 0 | 0 | 0 | 0 | 11.2 | 0 | 0 | 0 | 0 | 0 | 0 | 0 | 0 | 0 | 0 | 0 | 0 | 0 | 0 | 0 | 0 | 0 | 0
613 | 2487 | 2018 | CA | Drews Generating Facility | 55935 | D3 | 0 | OP | GT | NG | 11.2 | 0.002 | 194.25 | 85.5 | Distributed from 923 Generation And Fuel | 2001 |  | 0 | 0 | 0 | 0 | 0 | 0 | 0 | 0 | 0 | 0 | 0 | 11.2 | 0 | 0 | 0 | 0 | 0 | 0 | 0 | 0 | 0 | 0 | 0 | 0 | 0 | 0 | 0 | 0 | 0 | 0
614 | 2488 | 2018 | CA | Drews Generating Facility | 55935 | D4 | 0 | OP | GT | NG | 11.2 | 0.002 | 194.25 | 85.5 | Distributed from 923 Generation And Fuel | 2001 |  | 0 | 0 | 0 | 0 | 0 | 0 | 0 | 0 | 0 | 0 | 0 | 11.2 | 0 | 0 | 0 | 0 | 0 | 0 | 0 | 0 | 0 | 0 | 0 | 0 | 0 | 0 | 0 | 0 | 0 | 0
615 | 2489 | 2018 | CA | Drop 1 | 585 | 1 | 0 | OP | HY | WAT | 1.9 | 0.033 | 554.667 | 297 | Distributed from 923 Generation And Fuel | 1984 |  | 0 | 0 | 0 | 0 | 0 | 0 | 0 | 0 | 0 | 0 | 0 | 0 | 0 | 0 | 0 | 0 | 0 | 0 | 0 | 0 | 0 | 0 | 0 | 0 | 1.9 | 0 | 0 | 0 | 0 | 0
616 | 2490 | 2018 | CA | Drop 1 | 585 | 2 | 0 | OP | HY | WAT | 1.9 | 0.033 | 554.667 | 297 | Distributed from 923 Generation And Fuel | 1984 |  | 0 | 0 | 0 | 0 | 0 | 0 | 0 | 0 | 0 | 0 | 0 | 0 | 0 | 0 | 0 | 0 | 0 | 0 | 0 | 0 | 0 | 0 | 0 | 0 | 1.9 | 0 | 0 | 0 | 0 | 0
617 | 2491 | 2018 | CA | Drop 1 | 585 | 3 | 0 | OP | HY | WAT | 1.9 | 0.033 | 554.667 | 297 | Distributed from 923 Generation And Fuel | 1984 |  | 0 | 0 | 0 | 0 | 0 | 0 | 0 | 0 | 0 | 0 | 0 | 0 | 0 | 0 | 0 | 0 | 0 | 0 | 0 | 0 | 0 | 0 | 0 | 0 | 1.9 | 0 | 0 | 0 | 0 | 0
618 | 2492 | 2018 | CA | Drop 2 (CA) | 385 | 1 | 0 | OP | HY | WAT | 5 | 0.496 | 21717 | 11630.5 | Distributed from 923 Generation And Fuel | 1953 |  | 0 | 0 | 0 | 0 | 0 | 0 | 0 | 0 | 0 | 0 | 0 | 0 | 0 | 0 | 0 | 0 | 0 | 0 | 0 | 0 | 0 | 0 | 0 | 0 | 5 | 0 | 0 | 0 | 0 | 0
619 | 2493 | 2018 | CA | Drop 2 (CA) | 385 | 2 | 0 | OP | HY | WAT | 5 | 0.496 | 21717 | 11630.5 | Distributed from 923 Generation And Fuel | 1953 |  | 0 | 0 | 0 | 0 | 0 | 0 | 0 | 0 | 0 | 0 | 0 | 0 | 0 | 0 | 0 | 0 | 0 | 0 | 0 | 0 | 0 | 0 | 0 | 0 | 5 | 0 | 0 | 0 | 0 | 0
620 | 2494 | 2018 | CA | Drop 3 (CA) | 386 | 1 | 0 | OP | HY | WAT | 4.8 | 0.52 | 21862.957 | 11708.348 | Distributed from 923 Generation And Fuel | 1941 |  | 0 | 0 | 0 | 0 | 0 | 0 | 0 | 0 | 0 | 0 | 0 | 0 | 0 | 0 | 0 | 0 | 0 | 0 | 0 | 0 | 0 | 0 | 0 | 0 | 4.8 | 0 | 0 | 0 | 0 | 0
621 | 2495 | 2018 | CA | Drop 3 (CA) | 386 | 2 | 0 | OP | HY | WAT | 4.4 | 0.52 | 20041.043 | 10732.652 | Distributed from 923 Generation And Fuel | 1966 |  | 0 | 0 | 0 | 0 | 0 | 0 | 0 | 0 | 0 | 0 | 0 | 0 | 0 | 0 | 0 | 0 | 0 | 0 | 0 | 0 | 0 | 0 | 0 | 0 | 4.4 | 0 | 0 | 0 | 0 | 0
622 | 2496 | 2018 | CA | Drop 4 | 387 | 1 | 0 | OP | HY | WAT | 10 | 0.019 | 1675 | 896.939 | Distributed from 923 Generation And Fuel | 1950 |  | 0 | 0 | 0 | 0 | 0 | 0 | 0 | 0 | 0 | 0 | 0 | 0 | 0 | 0 | 0 | 0 | 0 | 0 | 0 | 0 | 0 | 0 | 0 | 0 | 10 | 0 | 0 | 0 | 0 | 0
623 | 2497 | 2018 | CA | Drop 4 | 387 | 2 | 0 | OP | HY | WAT | 9.6 | 0.019 | 1608 | 861.061 | Distributed from 923 Generation And Fuel | 1941 |  | 0 | 0 | 0 | 0 | 0 | 0 | 0 | 0 | 0 | 0 | 0 | 0 | 0 | 0 | 0 | 0 | 0 | 0 | 0 | 0 | 0 | 0 | 0 | 0 | 9.6 | 0 | 0 | 0 | 0 | 0
624 | 2499 | 2018 | CA | Drop 5 | 314 | 2 | 0 | OP | HY | WAT | 2 | 0.321 | 5632 | 3016 | Distributed from 923 Generation And Fuel | 1982 |  | 0 | 0 | 0 | 0 | 0 | 0 | 0 | 0 | 0 | 0 | 0 | 0 | 0 | 0 | 0 | 0 | 0 | 0 | 0 | 0 | 0 | 0 | 0 | 0 | 2 | 0 | 0 | 0 | 0 | 0
625 | 2500 | 2018 | CA | Drum 1 | 235 | 1 | 0 | OP | HY | WAT | 12 | 0.199 | 20952.195 | 11220.732 | Distributed from 923 Generation And Fuel | 1913 |  | 0 | 0 | 0 | 0 | 0 | 0 | 0 | 0 | 0 | 0 | 0 | 0 | 0 | 0 | 0 | 0 | 0 | 0 | 0 | 0 | 0 | 0 | 0 | 0 | 12 | 0 | 0 | 0 | 0 | 0
626 | 2501 | 2018 | CA | Drum 1 | 235 | 2 | 0 | OP | HY | WAT | 12 | 0.199 | 20952.195 | 11220.732 | Distributed from 923 Generation And Fuel | 1913 |  | 0 | 0 | 0 | 0 | 0 | 0 | 0 | 0 | 0 | 0 | 0 | 0 | 0 | 0 | 0 | 0 | 0 | 0 | 0 | 0 | 0 | 0 | 0 | 0 | 12 | 0 | 0 | 0 | 0 | 0
627 | 2502 | 2018 | CA | Drum 1 | 235 | 3 | 0 | OP | HY | WAT | 12 | 0.199 | 20952.195 | 11220.732 | Distributed from 923 Generation And Fuel | 1922 |  | 0 | 0 | 0 | 0 | 0 | 0 | 0 | 0 | 0 | 0 | 0 | 0 | 0 | 0 | 0 | 0 | 0 | 0 | 0 | 0 | 0 | 0 | 0 | 0 | 12 | 0 | 0 | 0 | 0 | 0
628 | 2503 | 2018 | CA | Drum 1 | 235 | 4 | 0 | OP | HY | WAT | 13.2 | 0.199 | 23047.415 | 12342.805 | Distributed from 923 Generation And Fuel | 1928 |  | 0 | 0 | 0 | 0 | 0 | 0 | 0 | 0 | 0 | 0 | 0 | 0 | 0 | 0 | 0 | 0 | 0 | 0 | 0 | 0 | 0 | 0 | 0 | 0 | 13.2 | 0 | 0 | 0 | 0 | 0
629 | 2504 | 2018 | CA | Drum 2 | 236 | 5 | 0 | OP | HY | WAT | 53.1 | 0.497 | 231243 | 123839 | Distributed from 923 Generation And Fuel | 1965 |  | 0 | 0 | 0 | 0 | 0 | 0 | 0 | 0 | 0 | 0 | 0 | 0 | 0 | 0 | 0 | 0 | 0 | 0 | 0 | 0 | 0 | 0 | 0 | 0 | 53.1 | 0 | 0 | 0 | 0 | 0
630 | 2505 | 2018 | CA | DSH (CA) - Coalinga State Hospital | 59746 | 1 | 0 | OP | PV | SUN | 2 | 0.28 | 4901 | 2667 | Distributed from 923 Generation And Fuel | 2014 |  | 0 | 0 | 0 | 0 | 0 | 0 | 0 | 0 | 0 | 0 | 0 | 0 | 0 | 0 | 0 | 0 | 0 | 0 | 0 | 0 | 0 | 0 | 0 | 2 | 0 | 0 | 0 | 0 | 0 | 0
631 | 2506 | 2018 | CA | Dulles | 60182 | DULLE | 0 | OP | PV | SUN | 2 | 0.183 | 3202 | 1742 | Distributed from 923 Generation And Fuel | 2016 |  | 0 | 0 | 0 | 0 | 0 | 0 | 0 | 0 | 0 | 0 | 0 | 0 | 0 | 0 | 0 | 0 | 0 | 0 | 0 | 0 | 0 | 0 | 0 | 2 | 0 | 0 | 0 | 0 | 0 | 0
632 | 2507 | 2018 | CA | Dutch Flat | 237 | 1 | 0 | OP | HY | WAT | 22 | 0.361 | 69559 | 37251 | Distributed from 923 Generation And Fuel | 1943 |  | 0 | 0 | 0 | 0 | 0 | 0 | 0 | 0 | 0 | 0 | 0 | 0 | 0 | 0 | 0 | 0 | 0 | 0 | 0 | 0 | 0 | 0 | 0 | 0 | 22 | 0 | 0 | 0 | 0 | 0
633 | 2508 | 2018 | CA | Dutch Flat 2 | 413 | 3P | 0 | OP | HY | WAT | 27.3 | 0.287 | 68557 | 36715 | Distributed from 923 Generation And Fuel | 1965 |  | 0 | 0 | 0 | 0 | 0 | 0 | 0 | 0 | 0 | 0 | 0 | 0 | 0 | 0 | 0 | 0 | 0 | 0 | 0 | 0 | 0 | 0 | 0 | 0 | 27.3 | 0 | 0 | 0 | 0 | 0
634 | 2509 | 2018 | CA | Dutch Wind Energy | 57301 | DEC | 0 | OP | WT | WND | 8 | 0.298 | 20903 | 12206 | Distributed from 923 Generation And Fuel | 1994 |  | 0 | 0 | 0 | 0 | 0 | 0 | 0 | 0 | 0 | 0 | 0 | 0 | 0 | 0 | 0 | 0 | 0 | 0 | 0 | 0 | 0 | 0 | 0 | 0 | 0 | 0 | 0 | 0 | 0 | 8
635 | 2511 | 2018 | CA | Dynegy Moss Landing Power Plant | 260 | CT1A | 0 | OP | CT | NG | 233 | 0.328 | 669261.61 | 332596 | EIA-923 Generator File | 2002 |  | 0 | 0 | 0 | 0 | 0 | 0 | 0 | 0 | 0 | 0 | 0 | 233 | 0 | 0 | 0 | 0 | 0 | 0 | 0 | 0 | 0 | 0 | 0 | 0 | 0 | 0 | 0 | 0 | 0 | 0
636 | 2512 | 2018 | CA | Dynegy Moss Landing Power Plant | 260 | CT1B | 0 | OP | CT | NG | 233 | 0.347 | 708333.87 | 335860 | EIA-923 Generator File | 2002 |  | 0 | 0 | 0 | 0 | 0 | 0 | 0 | 0 | 0 | 0 | 0 | 233 | 0 | 0 | 0 | 0 | 0 | 0 | 0 | 0 | 0 | 0 | 0 | 0 | 0 | 0 | 0 | 0 | 0 | 0
637 | 2513 | 2018 | CA | Dynegy Moss Landing Power Plant | 260 | CT2A | 0 | OP | CT | NG | 233 | 0.35 | 715140.77 | 290309 | EIA-923 Generator File | 2002 |  | 0 | 0 | 0 | 0 | 0 | 0 | 0 | 0 | 0 | 0 | 0 | 233 | 0 | 0 | 0 | 0 | 0 | 0 | 0 | 0 | 0 | 0 | 0 | 0 | 0 | 0 | 0 | 0 | 0 | 0
638 | 2514 | 2018 | CA | Dynegy Moss Landing Power Plant | 260 | CT2B | 0 | OP | CT | NG | 233 | 0.31 | 633112.93 | 257881 | EIA-923 Generator File | 2002 |  | 0 | 0 | 0 | 0 | 0 | 0 | 0 | 0 | 0 | 0 | 0 | 233 | 0 | 0 | 0 | 0 | 0 | 0 | 0 | 0 | 0 | 0 | 0 | 0 | 0 | 0 | 0 | 0 | 0 | 0
639 | 2515 | 2018 | CA | Dynegy Moss Landing Power Plant | 260 | ST1 | 2 | OP | CA | NG | 233 | 0.362 | 738625.57 | 361190 | EIA-923 Generator File | 2002 |  | 0 | 0 | 0 | 0 | 0 | 0 | 0 | 0 | 0 | 0 | 0 | 233 | 0 | 0 | 0 | 0 | 0 | 0 | 0 | 0 | 0 | 0 | 0 | 0 | 0 | 0 | 0 | 0 | 0 | 0
640 | 2516 | 2018 | CA | Dynegy Moss Landing Power Plant | 260 | ST2 | 2 | OP | CA | NG | 233 | 0.35 | 714307.09 | 289740 | EIA-923 Generator File | 2002 |  | 0 | 0 | 0 | 0 | 0 | 0 | 0 | 0 | 0 | 0 | 0 | 233 | 0 | 0 | 0 | 0 | 0 | 0 | 0 | 0 | 0 | 0 | 0 | 0 | 0 | 0 | 0 | 0 | 0 | 0
641 | 2520 | 2018 | CA | Dynegy Oakland Power Plant | 6211 | GEN1 | 0 | OP | GT | JF | 74.5 | 0.002 | 1284 | 1099.333 | Distributed from 923 Generation And Fuel | 1978 |  | 0 | 0 | 0 | 0 | 0 | 0 | 74.5 | 0 | 0 | 0 | 0 | 0 | 0 | 0 | 0 | 0 | 0 | 0 | 0 | 0 | 0 | 0 | 0 | 0 | 0 | 0 | 0 | 0 | 0 | 0
642 | 2521 | 2018 | CA | Dynegy Oakland Power Plant | 6211 | GEN2 | 0 | OP | GT | JF | 74.5 | 0.002 | 1284 | 1099.333 | Distributed from 923 Generation And Fuel | 1978 |  | 0 | 0 | 0 | 0 | 0 | 0 | 74.5 | 0 | 0 | 0 | 0 | 0 | 0 | 0 | 0 | 0 | 0 | 0 | 0 | 0 | 0 | 0 | 0 | 0 | 0 | 0 | 0 | 0 | 0 | 0
643 | 2522 | 2018 | CA | Dynegy Oakland Power Plant | 6211 | GEN3 | 0 | OP | GT | JF | 74.5 | 0.002 | 1284 | 1099.333 | Distributed from 923 Generation And Fuel | 1978 |  | 0 | 0 | 0 | 0 | 0 | 0 | 74.5 | 0 | 0 | 0 | 0 | 0 | 0 | 0 | 0 | 0 | 0 | 0 | 0 | 0 | 0 | 0 | 0 | 0 | 0 | 0 | 0 | 0 | 0 | 0
644 | 2523 | 2018 | CA | E F Oxnard Energy Facility | 10776 | GTG | 0 | OP | GT | NG | 48.5 | 0.37 | 157062 | 74260 | Distributed from 923 Generation And Fuel | 1990 |  | 0 | 0 | 0 | 0 | 0 | 0 | 0 | 0 | 0 | 0 | 0 | 48.5 | 0 | 0 | 0 | 0 | 0 | 0 | 0 | 0 | 0 | 0 | 0 | 0 | 0 | 0 | 0 | 0 | 0 | 0
645 | 2524 | 2018 | CA | E&B Resources | 60446 | PVEB | 0 | OP | PV | SUN | 1 | 0.262 | 2292 | 1247 | Distributed from 923 Generation And Fuel | 2013 |  | 0 | 0 | 0 | 0 | 0 | 0 | 0 | 0 | 0 | 0 | 0 | 0 | 0 | 0 | 0 | 0 | 0 | 0 | 0 | 0 | 0 | 0 | 0 | 1 | 0 | 0 | 0 | 0 | 0 | 0
646 | 2525 | 2018 | CA | EAFB - North Base | 59132 | 57449 | 0 | OP | PV | SUN | 1.1 | 0.263 | 2535 | 1380 | Distributed from 923 Generation And Fuel | 2012 |  | 0 | 0 | 0 | 0 | 0 | 0 | 0 | 0 | 0 | 0 | 0 | 0 | 0 | 0 | 0 | 0 | 0 | 0 | 0 | 0 | 0 | 0 | 0 | 1.1 | 0 | 0 | 0 | 0 | 0 | 0
647 | 2526 | 2018 | CA | EAFB - South Base | 59133 | 57449 | 0 | OP | PV | SUN | 1.1 | 0.255 | 2453 | 1335 | Distributed from 923 Generation And Fuel | 2012 |  | 0 | 0 | 0 | 0 | 0 | 0 | 0 | 0 | 0 | 0 | 0 | 0 | 0 | 0 | 0 | 0 | 0 | 0 | 0 | 0 | 0 | 0 | 0 | 1.1 | 0 | 0 | 0 | 0 | 0 | 0
648 | 2527 | 2018 | CA | East Highline | 586 | 1 | 0 | OP | HY | WAT | 2.4 | 0.192 | 4047 | 2167 | Distributed from 923 Generation And Fuel | 1984 |  | 0 | 0 | 0 | 0 | 0 | 0 | 0 | 0 | 0 | 0 | 0 | 0 | 0 | 0 | 0 | 0 | 0 | 0 | 0 | 0 | 0 | 0 | 0 | 0 | 2.4 | 0 | 0 | 0 | 0 | 0
649 | 2528 | 2018 | CA | East Portal Generator | 50375 | GEN1 | 0 | OP | HY | WAT | 1.2 | 0.529 | 5559 | 2977 | Distributed from 923 Generation And Fuel | 1987 |  | 0 | 0 | 0 | 0 | 0 | 0 | 0 | 0 | 0 | 0 | 0 | 0 | 0 | 0 | 0 | 0 | 0 | 0 | 0 | 0 | 0 | 0 | 0 | 0 | 1.2 | 0 | 0 | 0 | 0 | 0
650 | 2529 | 2018 | CA | East Winds Project | 50820 | GEN1 | 0 | OP | WT | WND | 3 | 0.283 | 7425 | 4336 | Distributed from 923 Generation And Fuel | 1985 |  | 0 | 0 | 0 | 0 | 0 | 0 | 0 | 0 | 0 | 0 | 0 | 0 | 0 | 0 | 0 | 0 | 0 | 0 | 0 | 0 | 0 | 0 | 0 | 0 | 0 | 0 | 0 | 0 | 0 | 3
651 | 2530 | 2018 | CA | EDF Renewable Windfarm V Inc | 54453 | GEN2 | 0 | OP | WT | WND | 15.5 | 0.026 | 3484 | 2035 | Distributed from 923 Generation And Fuel | 1990 |  | 0 | 0 | 0 | 0 | 0 | 0 | 0 | 0 | 0 | 0 | 0 | 0 | 0 | 0 | 0 | 0 | 0 | 0 | 0 | 0 | 0 | 0 | 0 | 0 | 0 | 0 | 0 | 0 | 0 | 15.5
652 | 2531 | 2018 | CA | Edom Hills Project 1 LLC | 50553 | 1 | 0 | OP | WT | WND | 20 | 0.215 | 37618 | 21967 | Distributed from 923 Generation And Fuel | 2008 |  | 0 | 0 | 0 | 0 | 0 | 0 | 0 | 0 | 0 | 0 | 0 | 0 | 0 | 0 | 0 | 0 | 0 | 0 | 0 | 0 | 0 | 0 | 0 | 0 | 0 | 0 | 0 | 0 | 0 | 20
653 | 2535 | 2018 | CA | Edward C Hyatt | 437 | 1 | 0 | OP | HY | WAT | 117 | 0.42 | 430462.333 | 294377.333 | Distributed from 923 Generation And Fuel | 1968 |  | 0 | 0 | 0 | 0 | 0 | 0 | 0 | 0 | 0 | 0 | 0 | 0 | 0 | 0 | 0 | 0 | 0 | 0 | 0 | 0 | 0 | 0 | 0 | 0 | 117 | 0 | 0 | 0 | 0 | 0
654 | 2536 | 2018 | CA | Edward C Hyatt | 437 | 2 | 0 | OP | PS | WAT | 97.7 | 0 | 0 | 0 | Distributed from 923 Generation And Fuel | 1968 |  | 0 | 0 | 0 | 0 | 0 | 0 | 0 | 0 | 0 | 0 | 0 | 0 | 0 | 0 | 0 | 0 | 0 | 0 | 0 | 0 | 0 | 0 | 0 | 0 | 97.7 | 0 | 0 | 0 | 0 | 0
655 | 2537 | 2018 | CA | Edward C Hyatt | 437 | 3 | 0 | OP | HY | WAT | 117 | 0.42 | 430462.333 | 294377.333 | Distributed from 923 Generation And Fuel | 1968 |  | 0 | 0 | 0 | 0 | 0 | 0 | 0 | 0 | 0 | 0 | 0 | 0 | 0 | 0 | 0 | 0 | 0 | 0 | 0 | 0 | 0 | 0 | 0 | 0 | 117 | 0 | 0 | 0 | 0 | 0
656 | 2538 | 2018 | CA | Edward C Hyatt | 437 | 4 | 0 | OP | PS | WAT | 97.7 | 0 | 0 | 0 | Distributed from 923 Generation And Fuel | 1968 |  | 0 | 0 | 0 | 0 | 0 | 0 | 0 | 0 | 0 | 0 | 0 | 0 | 0 | 0 | 0 | 0 | 0 | 0 | 0 | 0 | 0 | 0 | 0 | 0 | 97.7 | 0 | 0 | 0 | 0 | 0
657 | 2539 | 2018 | CA | Edward C Hyatt | 437 | 5 | 0 | OP | HY | WAT | 117 | 0.42 | 430462.333 | 294377.333 | Distributed from 923 Generation And Fuel | 1968 |  | 0 | 0 | 0 | 0 | 0 | 0 | 0 | 0 | 0 | 0 | 0 | 0 | 0 | 0 | 0 | 0 | 0 | 0 | 0 | 0 | 0 | 0 | 0 | 0 | 117 | 0 | 0 | 0 | 0 | 0
658 | 2540 | 2018 | CA | Edward C Hyatt | 437 | 6 | 0 | OP | PS | WAT | 97.7 | 0 | 0 | 0 | Distributed from 923 Generation And Fuel | 1969 |  | 0 | 0 | 0 | 0 | 0 | 0 | 0 | 0 | 0 | 0 | 0 | 0 | 0 | 0 | 0 | 0 | 0 | 0 | 0 | 0 | 0 | 0 | 0 | 0 | 97.7 | 0 | 0 | 0 | 0 | 0
659 | 2541 | 2018 | CA | Edwards Air Force Base | 58076 | 1 | 0 | OP | PV | SUN | 1 | 0.085 | 746.667 | 406.333 | Distributed from 923 Generation And Fuel | 2011 |  | 0 | 0 | 0 | 0 | 0 | 0 | 0 | 0 | 0 | 0 | 0 | 0 | 0 | 0 | 0 | 0 | 0 | 0 | 0 | 0 | 0 | 0 | 0 | 1 | 0 | 0 | 0 | 0 | 0 | 0
660 | 2542 | 2018 | CA | Edwards Air Force Base | 58076 | 2 | 0 | OP | PV | SUN | 1 | 0.085 | 746.667 | 406.333 | Distributed from 923 Generation And Fuel | 2011 |  | 0 | 0 | 0 | 0 | 0 | 0 | 0 | 0 | 0 | 0 | 0 | 0 | 0 | 0 | 0 | 0 | 0 | 0 | 0 | 0 | 0 | 0 | 0 | 1 | 0 | 0 | 0 | 0 | 0 | 0
661 | 2543 | 2018 | CA | Edwards Air Force Base | 58076 | 3 | 0 | OP | PV | SUN | 1 | 0.085 | 746.667 | 406.333 | Distributed from 923 Generation And Fuel | 2011 |  | 0 | 0 | 0 | 0 | 0 | 0 | 0 | 0 | 0 | 0 | 0 | 0 | 0 | 0 | 0 | 0 | 0 | 0 | 0 | 0 | 0 | 0 | 0 | 1 | 0 | 0 | 0 | 0 | 0 | 0
662 | 2545 | 2018 | CA | El Cajon Energy Center | 57001 | GEN1 | 0 | OP | GT | NG | 49.9 | 0.038 | 16736 | 7374 | Distributed from 923 Generation And Fuel | 2010 |  | 0 | 0 | 0 | 0 | 0 | 0 | 0 | 0 | 0 | 0 | 0 | 49.9 | 0 | 0 | 0 | 0 | 0 | 0 | 0 | 0 | 0 | 0 | 0 | 0 | 0 | 0 | 0 | 0 | 0 | 0
663 | 2546 | 2018 | CA | El Cajon Energy Storage | 60569 | SES | 0 | OP | BA | MWH | 7.5 | -0.018 | -1164 | -509 | Distributed from 923 Generation And Fuel | 2017 |  | 0 | 0 | 0 | 0 | 0 | 0 | 0 | 0 | 0 | 0 | 7.5 | 0 | 0 | 0 | 0 | 0 | 0 | 0 | 0 | 0 | 0 | 0 | 0 | 0 | 0 | 0 | 0 | 0 | 0 | 0
664 | 2547 | 2018 | CA | El Centro | 389 | 2 | 1 | OP | CA | NG | 34.5 | 0.18 | 54338 | 49130 | EIA-923 Generator File | 1952 |  | 0 | 0 | 0 | 0 | 0 | 0 | 0 | 0 | 0 | 0 | 0 | 34.5 | 0 | 0 | 0 | 0 | 0 | 0 | 0 | 0 | 0 | 0 | 0 | 0 | 0 | 0 | 0 | 0 | 0 | 0
665 | 2548 | 2018 | CA | El Centro | 389 | 2A | 0 | OP | CT | NG | 89.9 | 0.155 | 122184 | 109322 | EIA-923 Generator File | 1993 |  | 0 | 0 | 0 | 0 | 0 | 0 | 0 | 0 | 0 | 0 | 0 | 89.9 | 0 | 0 | 0 | 0 | 0 | 0 | 0 | 0 | 0 | 0 | 0 | 0 | 0 | 0 | 0 | 0 | 0 | 0
666 | 2549 | 2018 | CA | El Centro | 389 | 30 | 2 | OP | CA | NG | 65.9 | 0.34 | 196538 | 106029 | EIA-923 Generator File | 2012 |  | 0 | 0 | 0 | 0 | 0 | 0 | 0 | 0 | 0 | 0 | 0 | 65.9 | 0 | 0 | 0 | 0 | 0 | 0 | 0 | 0 | 0 | 0 | 0 | 0 | 0 | 0 | 0 | 0 | 0 | 0
667 | 2550 | 2018 | CA | El Centro | 389 | 31 | 0 | OP | CT | NG | 43.2 | 0.571 | 216050 | 107579 | EIA-923 Generator File | 2012 |  | 0 | 0 | 0 | 0 | 0 | 0 | 0 | 0 | 0 | 0 | 0 | 43.2 | 0 | 0 | 0 | 0 | 0 | 0 | 0 | 0 | 0 | 0 | 0 | 0 | 0 | 0 | 0 | 0 | 0 | 0
668 | 2551 | 2018 | CA | El Centro | 389 | 32 | 0 | OP | CT | NG | 43.2 | 0.43 | 162681 | 94004 | EIA-923 Generator File | 2012 |  | 0 | 0 | 0 | 0 | 0 | 0 | 0 | 0 | 0 | 0 | 0 | 43.2 | 0 | 0 | 0 | 0 | 0 | 0 | 0 | 0 | 0 | 0 | 0 | 0 | 0 | 0 | 0 | 0 | 0 | 0
669 | 2552 | 2018 | CA | El Centro | 389 | 4 | 1 | OP | ST | NG | 81.6 | 0.003 | 1831 | 2322 | EIA-923 Generator File | 1968 |  | 0 | 0 | 0 | 0 | 0 | 0 | 0 | 0 | 0 | 0 | 0 | 81.6 | 0 | 0 | 0 | 0 | 0 | 0 | 0 | 0 | 0 | 0 | 0 | 0 | 0 | 0 | 0 | 0 | 0 | 0
670 | 2553 | 2018 | CA | El Centro | 389 | BESS | 0 | OP | BA | MWH | 30 | -0.012 | -3159 | -1230 | Distributed from 923 Generation And Fuel | 2016 |  | 0 | 0 | 0 | 0 | 0 | 0 | 0 | 0 | 0 | 0 | 30 | 0 | 0 | 0 | 0 | 0 | 0 | 0 | 0 | 0 | 0 | 0 | 0 | 0 | 0 | 0 | 0 | 0 | 0 | 0
671 | 2555 | 2018 | CA | El Dorado | 238 | 1 | 0 | OP | HY | WAT | 10 | 0.338 | 29592.5 | 15848 | Distributed from 923 Generation And Fuel | 1924 |  | 0 | 0 | 0 | 0 | 0 | 0 | 0 | 0 | 0 | 0 | 0 | 0 | 0 | 0 | 0 | 0 | 0 | 0 | 0 | 0 | 0 | 0 | 0 | 0 | 10 | 0 | 0 | 0 | 0 | 0
672 | 2556 | 2018 | CA | El Dorado | 238 | 2 | 0 | OP | HY | WAT | 10 | 0.338 | 29592.5 | 15848 | Distributed from 923 Generation And Fuel | 1924 |  | 0 | 0 | 0 | 0 | 0 | 0 | 0 | 0 | 0 | 0 | 0 | 0 | 0 | 0 | 0 | 0 | 0 | 0 | 0 | 0 | 0 | 0 | 0 | 0 | 10 | 0 | 0 | 0 | 0 | 0
673 | 2557 | 2018 | CA | El Nido Facility | 56707 | AMPC | 1 | OP | ST | WDS | 12.5 | 0.578 | 63343 | 32733 | EIA-923 Generator File | 2008 |  | 0 | 0 | 0 | 0 | 0 | 0 | 0 | 0 | 0 | 0 | 0 | 0 | 0 | 0 | 0 | 0 | 0 | 0 | 0 | 0 | 0 | 0 | 0 | 0 | 0 | 0 | 0 | 12.5 | 0 | 0
674 | 2558 | 2018 | CA | El Segundo | 330 | 5 | 0 | OP | CT | NG | 198 | 0.227 | 393534 | 174205 | EIA-923 Generator File | 2013 |  | 0 | 0 | 0 | 0 | 0 | 0 | 0 | 0 | 0 | 0 | 0 | 198 | 0 | 0 | 0 | 0 | 0 | 0 | 0 | 0 | 0 | 0 | 0 | 0 | 0 | 0 | 0 | 0 | 0 | 0
675 | 2559 | 2018 | CA | El Segundo | 330 | 6 | 1 | OP | CA | NG | 70.7 | 0.233 | 144044 | 64126 | EIA-923 Generator File | 2013 |  | 0 | 0 | 0 | 0 | 0 | 0 | 0 | 0 | 0 | 0 | 0 | 70.7 | 0 | 0 | 0 | 0 | 0 | 0 | 0 | 0 | 0 | 0 | 0 | 0 | 0 | 0 | 0 | 0 | 0 | 0
676 | 2560 | 2018 | CA | El Segundo | 330 | 7 | 0 | OP | CT | NG | 198 | 0.217 | 376272 | 183680 | EIA-923 Generator File | 2013 |  | 0 | 0 | 0 | 0 | 0 | 0 | 0 | 0 | 0 | 0 | 0 | 198 | 0 | 0 | 0 | 0 | 0 | 0 | 0 | 0 | 0 | 0 | 0 | 0 | 0 | 0 | 0 | 0 | 0 | 0
677 | 2561 | 2018 | CA | El Segundo | 330 | 8 | 1 | OP | CA | NG | 70.7 | 0.228 | 140928 | 69643 | EIA-923 Generator File | 2013 |  | 0 | 0 | 0 | 0 | 0 | 0 | 0 | 0 | 0 | 0 | 0 | 70.7 | 0 | 0 | 0 | 0 | 0 | 0 | 0 | 0 | 0 | 0 | 0 | 0 | 0 | 0 | 0 | 0 | 0 | 0
678 | 2566 | 2018 | CA | El Segundo Cogen | 10213 | GEN1 | 0 | OP | CT | NG | 42.4 | 0.721 | 267720 | 131983 | EIA-923 Generator File | 1987 |  | 0 | 0 | 0 | 0 | 0 | 0 | 0 | 0 | 0 | 0 | 0 | 42.4 | 0 | 0 | 0 | 0 | 0 | 0 | 0 | 0 | 0 | 0 | 0 | 0 | 0 | 0 | 0 | 0 | 0 | 0
679 | 2567 | 2018 | CA | El Segundo Cogen | 10213 | GEN2 | 0 | OP | CT | NG | 42.4 | 0.741 | 275117 | 129564 | EIA-923 Generator File | 1987 |  | 0 | 0 | 0 | 0 | 0 | 0 | 0 | 0 | 0 | 0 | 0 | 42.4 | 0 | 0 | 0 | 0 | 0 | 0 | 0 | 0 | 0 | 0 | 0 | 0 | 0 | 0 | 0 | 0 | 0 | 0
680 | 2568 | 2018 | CA | El Segundo Cogen | 10213 | GEN5 | 0 | OP | CT | NG | 40.3 | 0.953 | 336366 | 140453 | EIA-923 Generator File | 1996 |  | 0 | 0 | 0 | 0 | 0 | 0 | 0 | 0 | 0 | 0 | 0 | 40.3 | 0 | 0 | 0 | 0 | 0 | 0 | 0 | 0 | 0 | 0 | 0 | 0 | 0 | 0 | 0 | 0 | 0 | 0
681 | 2569 | 2018 | CA | El Segundo Cogen | 10213 | GEN6 | 4 | OP | CA | NG | 9.1 | 0.702 | 55974 | 21601 | EIA-923 Generator File | 1996 |  | 0 | 0 | 0 | 0 | 0 | 0 | 0 | 0 | 0 | 0 | 0 | 9.1 | 0 | 0 | 0 | 0 | 0 | 0 | 0 | 0 | 0 | 0 | 0 | 0 | 0 | 0 | 0 | 0 | 0 | 0
682 | 2570 | 2018 | CA | El Segundo Cogen | 10213 | GEN7 | 0 | OP | CT | NG | 40.7 | 0.861 | 307134 | 140866 | EIA-923 Generator File | 2013 |  | 0 | 0 | 0 | 0 | 0 | 0 | 0 | 0 | 0 | 0 | 0 | 40.7 | 0 | 0 | 0 | 0 | 0 | 0 | 0 | 0 | 0 | 0 | 0 | 0 | 0 | 0 | 0 | 0 | 0 | 0
683 | 2571 | 2018 | CA | El Segundo Cogen | 10213 | GEN8 | 4 | OP | CA | NG | 5.2 | 0.505 | 23014 | 12513 | EIA-923 Generator File | 2013 |  | 0 | 0 | 0 | 0 | 0 | 0 | 0 | 0 | 0 | 0 | 0 | 5.2 | 0 | 0 | 0 | 0 | 0 | 0 | 0 | 0 | 0 | 0 | 0 | 0 | 0 | 0 | 0 | 0 | 0 | 0
684 | 2574 | 2018 | CA | ELACC Photovoltaic Power Facility | 56814 | PV1 | 0 | OP | PV | SUN | 0.5 |  |  |  |  | 2008 |  | 0 | 0 | 0 | 0 | 0 | 0 | 0 | 0 | 0 | 0 | 0 | 0 | 0 | 0 | 0 | 0 | 0 | 0 | 0 | 0 | 0 | 0 | 0 | 0.5 | 0 | 0 | 0 | 0 | 0 | 0
685 | 2575 | 2018 | CA | ELACC Photovoltaic Power Facility | 56814 | PV2 | 0 | OP | PV | SUN | 0.5 |  |  |  |  | 2008 |  | 0 | 0 | 0 | 0 | 0 | 0 | 0 | 0 | 0 | 0 | 0 | 0 | 0 | 0 | 0 | 0 | 0 | 0 | 0 | 0 | 0 | 0 | 0 | 0.5 | 0 | 0 | 0 | 0 | 0 | 0
686 | 2580 | 2018 | CA | Electra | 239 | 1 | 0 | OP | HY | WAT | 32.3 | 0.353 | 99747.127 | 47555.999 | Distributed from 923 Generation And Fuel | 1948 |  | 0 | 0 | 0 | 0 | 0 | 0 | 0 | 0 | 0 | 0 | 0 | 0 | 0 | 0 | 0 | 0 | 0 | 0 | 0 | 0 | 0 | 0 | 0 | 0 | 32.3 | 0 | 0 | 0 | 0 | 0
687 | 2581 | 2018 | CA | Electra | 239 | 2 | 0 | OP | HY | WAT | 35.1 | 0.353 | 108393.937 | 51678.5 | Distributed from 923 Generation And Fuel | 1948 |  | 0 | 0 | 0 | 0 | 0 | 0 | 0 | 0 | 0 | 0 | 0 | 0 | 0 | 0 | 0 | 0 | 0 | 0 | 0 | 0 | 0 | 0 | 0 | 0 | 35.1 | 0 | 0 | 0 | 0 | 0
688 | 2582 | 2018 | CA | Electra | 239 | 3 | 0 | OP | HY | WAT | 35.1 | 0.353 | 108393.937 | 51678.5 | Distributed from 923 Generation And Fuel | 1948 |  | 0 | 0 | 0 | 0 | 0 | 0 | 0 | 0 | 0 | 0 | 0 | 0 | 0 | 0 | 0 | 0 | 0 | 0 | 0 | 0 | 0 | 0 | 0 | 0 | 35.1 | 0 | 0 | 0 | 0 | 0
689 | 2583 | 2018 | CA | Elevation Solar C | 59964 | ELVSC | 0 | OP | PV | SUN | 40 | 0.331 | 115937 | 61868 | Distributed from 923 Generation And Fuel | 2016 |  | 0 | 0 | 0 | 0 | 0 | 0 | 0 | 0 | 0 | 0 | 0 | 0 | 0 | 0 | 0 | 0 | 0 | 0 | 0 | 0 | 0 | 0 | 0 | 40 | 0 | 0 | 0 | 0 | 0 | 0
690 | 2586 | 2018 | CA | Elk Hills Power LLC | 55400 | CTG1 | 0 | OP | CT | NG | 199 | 0.693 | 1208428 | 511254 | EIA-923 Generator File | 2003 |  | 0 | 0 | 0 | 0 | 0 | 0 | 0 | 0 | 0 | 0 | 0 | 199 | 0 | 0 | 0 | 0 | 0 | 0 | 0 | 0 | 0 | 0 | 0 | 0 | 0 | 0 | 0 | 0 | 0 | 0
691 | 2587 | 2018 | CA | Elk Hills Power LLC | 55400 | CTG2 | 0 | OP | CT | NG | 199 | 0.692 | 1206035 | 512238 | EIA-923 Generator File | 2003 |  | 0 | 0 | 0 | 0 | 0 | 0 | 0 | 0 | 0 | 0 | 0 | 199 | 0 | 0 | 0 | 0 | 0 | 0 | 0 | 0 | 0 | 0 | 0 | 0 | 0 | 0 | 0 | 0 | 0 | 0
692 | 2588 | 2018 | CA | Elk Hills Power LLC | 55400 | STG | 2 | OP | CA | NG | 225 | 0.702 | 1383088 | 604690 | EIA-923 Generator File | 2003 |  | 0 | 0 | 0 | 0 | 0 | 0 | 0 | 0 | 0 | 0 | 0 | 225 | 0 | 0 | 0 | 0 | 0 | 0 | 0 | 0 | 0 | 0 | 0 | 0 | 0 | 0 | 0 | 0 | 0 | 0
693 | 2590 | 2018 | CA | Ellwood | 8076 | 01 | 0 | OP | GT | NG | 58 | 0.012 | 6212 | 2737 | Distributed from 923 Generation And Fuel | 1974 | 2020 | 0 | 0 | 0 | 0 | 0 | 0 | 0 | 0 | 0 | 0 | 0 | 58 | 0 | 0 | 0 | 0 | 0 | 0 | 0 | 0 | 0 | 0 | 0 | 0 | 0 | 0 | 0 | 0 | 0 | 0
694 | 2591 | 2018 | CA | Elmore Company | 10634 | GEN1 | 0 | OP | ST | GEO | 45.5 | 0.774 | 308650 | 131586 | Distributed from 923 Generation And Fuel | 1988 |  | 0 | 0 | 0 | 0 | 0 | 45.5 | 0 | 0 | 0 | 0 | 0 | 0 | 0 | 0 | 0 | 0 | 0 | 0 | 0 | 0 | 0 | 0 | 0 | 0 | 0 | 0 | 0 | 0 | 0 | 0
695 | 2598 | 2018 | CA | Encina Water Pollution Control | 10026 | EG10 | 0 | OP | IC | OBG | 0.8 | 0.535 | 3747 | 1557.5 | Distributed from 923 Generation And Fuel | 2008 |  | 0 | 0 | 0 | 0 | 0 | 0 | 0 | 0 | 0 | 0 | 0 | 0 | 0 | 0.8 | 0 | 0 | 0 | 0 | 0 | 0 | 0 | 0 | 0 | 0 | 0 | 0 | 0 | 0 | 0 | 0
696 | 2599 | 2018 | CA | Encina Water Pollution Control | 10026 | EG20 | 0 | OP | IC | OBG | 0.8 | 0.535 | 3747 | 1557.5 | Distributed from 923 Generation And Fuel | 2008 |  | 0 | 0 | 0 | 0 | 0 | 0 | 0 | 0 | 0 | 0 | 0 | 0 | 0 | 0.8 | 0 | 0 | 0 | 0 | 0 | 0 | 0 | 0 | 0 | 0 | 0 | 0 | 0 | 0 | 0 | 0
697 | 2600 | 2018 | CA | Encina Water Pollution Control | 10026 | EG30 | 0 | OP | IC | OBG | 0.8 | 0.535 | 3747 | 1557.5 | Distributed from 923 Generation And Fuel | 2009 |  | 0 | 0 | 0 | 0 | 0 | 0 | 0 | 0 | 0 | 0 | 0 | 0 | 0 | 0.8 | 0 | 0 | 0 | 0 | 0 | 0 | 0 | 0 | 0 | 0 | 0 | 0 | 0 | 0 | 0 | 0
698 | 2601 | 2018 | CA | Encina Water Pollution Control | 10026 | EG40 | 0 | OP | IC | OBG | 0.8 | 0.535 | 3747 | 1557.5 | Distributed from 923 Generation And Fuel | 2009 |  | 0 | 0 | 0 | 0 | 0 | 0 | 0 | 0 | 0 | 0 | 0 | 0 | 0 | 0.8 | 0 | 0 | 0 | 0 | 0 | 0 | 0 | 0 | 0 | 0 | 0 | 0 | 0 | 0 | 0 | 0
699 | 2610 | 2018 | CA | Enerparc CA1 LLC | 59122 | ECA11 | 0 | OP | PV | SUN | 1.5 | 0.279 | 3664 | 1994 | Distributed from 923 Generation And Fuel | 2014 |  | 0 | 0 | 0 | 0 | 0 | 0 | 0 | 0 | 0 | 0 | 0 | 0 | 0 | 0 | 0 | 0 | 0 | 0 | 0 | 0 | 0 | 0 | 0 | 1.5 | 0 | 0 | 0 | 0 | 0 | 0
700 | 2611 | 2018 | CA | Enerparc CA2, LLC | 59978 | ECA22 | 0 | OP | PV | SUN | 1.5 | 0.262 | 3448 | 1876 | Distributed from 923 Generation And Fuel | 2016 |  | 0 | 0 | 0 | 0 | 0 | 0 | 0 | 0 | 0 | 0 | 0 | 0 | 0 | 0 | 0 | 0 | 0 | 0 | 0 | 0 | 0 | 0 | 0 | 1.5 | 0 | 0 | 0 | 0 | 0 | 0
701 | 2612 | 2018 | CA | Equilon Los Angeles Refining | 50530 | GEN1 | 0 | OP | GT | PRG | 30 | 0.703 | 184656 | 78582 | Distributed from 923 Generation And Fuel | 1982 |  | 0 | 0 | 0 | 0 | 0 | 0 | 0 | 0 | 0 | 0 | 0 | 0 | 0 | 0 | 0 | 0 | 0 | 0 | 0 | 30 | 0 | 0 | 0 | 0 | 0 | 0 | 0 | 0 | 0 | 0
702 | 2613 | 2018 | CA | Equilon Los Angeles Refining | 50530 | GEN2 | 0 | OP | GT | PRG | 30 | 0.703 | 184656 | 78582 | Distributed from 923 Generation And Fuel | 1982 |  | 0 | 0 | 0 | 0 | 0 | 0 | 0 | 0 | 0 | 0 | 0 | 0 | 0 | 0 | 0 | 0 | 0 | 0 | 0 | 30 | 0 | 0 | 0 | 0 | 0 | 0 | 0 | 0 | 0 | 0
703 | 2615 | 2018 | CA | Equinix Caspian Dr. Fuel Cell | 62671 | EQX1A | 0 | OP | FC | NG | 2 | 0 | 0 | 0 | Distributed from 923 Generation And Fuel | 2017 |  | 0 | 0 | 0 | 0 | 0 | 0 | 0 | 0 | 0 | 0 | 0 | 2 | 0 | 0 | 0 | 0 | 0 | 0 | 0 | 0 | 0 | 0 | 0 | 0 | 0 | 0 | 0 | 0 | 0 | 0
704 | 2616 | 2018 | CA | Equinix Caspian Dr. Fuel Cell | 62671 | EQX1B | 0 | OP | FC | NG | 2.8 | 0 | 0 | 0 | Distributed from 923 Generation And Fuel | 2017 |  | 0 | 0 | 0 | 0 | 0 | 0 | 0 | 0 | 0 | 0 | 0 | 2.8 | 0 | 0 | 0 | 0 | 0 | 0 | 0 | 0 | 0 | 0 | 0 | 0 | 0 | 0 | 0 | 0 | 0 | 0
705 | 2617 | 2018 | CA | Equinix Douglas St. Fuel Cell | 62704 | EQX09 | 0 | OP | FC | NG | 1.5 | 0 | 0 | 0 | Distributed from 923 Generation And Fuel | 2017 |  | 0 | 0 | 0 | 0 | 0 | 0 | 0 | 0 | 0 | 0 | 0 | 1.5 | 0 | 0 | 0 | 0 | 0 | 0 | 0 | 0 | 0 | 0 | 0 | 0 | 0 | 0 | 0 | 0 | 0 | 0
706 | 2618 | 2018 | CA | Equinix Great Oaks Blvd. Fuel Cell | 62702 | EQ14A | 0 | OP | FC | NG | 2.4 | 0 | 0 | 0 | Distributed from 923 Generation And Fuel | 2017 |  | 0 | 0 | 0 | 0 | 0 | 0 | 0 | 0 | 0 | 0 | 0 | 2.4 | 0 | 0 | 0 | 0 | 0 | 0 | 0 | 0 | 0 | 0 | 0 | 0 | 0 | 0 | 0 | 0 | 0 | 0
707 | 2619 | 2018 | CA | Equinix Great Oaks Blvd. Fuel Cell | 62702 | EQ14B | 0 | OP | FC | NG | 2.1 | 0 | 0 | 0 | Distributed from 923 Generation And Fuel | 2017 |  | 0 | 0 | 0 | 0 | 0 | 0 | 0 | 0 | 0 | 0 | 0 | 2.1 | 0 | 0 | 0 | 0 | 0 | 0 | 0 | 0 | 0 | 0 | 0 | 0 | 0 | 0 | 0 | 0 | 0 | 0
708 | 2620 | 2018 | CA | Equinix Lundy Ave. Fuel Cell | 62703 | EQ13A | 0 | OP | FC | NG | 1.8 | 0 | 0 | 0 | Distributed from 923 Generation And Fuel | 2017 |  | 0 | 0 | 0 | 0 | 0 | 0 | 0 | 0 | 0 | 0 | 0 | 1.8 | 0 | 0 | 0 | 0 | 0 | 0 | 0 | 0 | 0 | 0 | 0 | 0 | 0 | 0 | 0 | 0 | 0 | 0
709 | 2621 | 2018 | CA | Equinix Lundy Ave. Fuel Cell | 62703 | EQ13B | 0 | OP | FC | NG | 2 | 0 | 0 | 0 | Distributed from 923 Generation And Fuel | 2017 |  | 0 | 0 | 0 | 0 | 0 | 0 | 0 | 0 | 0 | 0 | 0 | 2 | 0 | 0 | 0 | 0 | 0 | 0 | 0 | 0 | 0 | 0 | 0 | 0 | 0 | 0 | 0 | 0 | 0 | 0
710 | 2622 | 2018 | CA | Equinix Maple Ave. Fuel Cell | 62705 | EQX08 | 0 | OP | FC | NG | 2 | 0 | 0 | 0 | Distributed from 923 Generation And Fuel | 2017 |  | 0 | 0 | 0 | 0 | 0 | 0 | 0 | 0 | 0 | 0 | 0 | 2 | 0 | 0 | 0 | 0 | 0 | 0 | 0 | 0 | 0 | 0 | 0 | 0 | 0 | 0 | 0 | 0 | 0 | 0
711 | 2623 | 2018 | CA | Equinix San Jose | 60223 | EQXOO | 0 | OP | FC | NG | 1.1 | 0.817 | 7872 | 3469 | Distributed from 923 Generation And Fuel | 2015 |  | 0 | 0 | 0 | 0 | 0 | 0 | 0 | 0 | 0 | 0 | 0 | 1.1 | 0 | 0 | 0 | 0 | 0 | 0 | 0 | 0 | 0 | 0 | 0 | 0 | 0 | 0 | 0 | 0 | 0 | 0
712 | 2624 | 2018 | CA | Escondido Energy Center | 55538 | CTG1 | 0 | OP | GT | NG | 49.9 | 0.058 | 25261 | 11131 | Distributed from 923 Generation And Fuel | 2014 |  | 0 | 0 | 0 | 0 | 0 | 0 | 0 | 0 | 0 | 0 | 0 | 49.9 | 0 | 0 | 0 | 0 | 0 | 0 | 0 | 0 | 0 | 0 | 0 | 0 | 0 | 0 | 0 | 0 | 0 | 0
713 | 2626 | 2018 | CA | Escondido Energy Storage | 60570 | SES | 0 | OP | BA | MWH | 30 | -0.022 | -5662 | -2462 | Distributed from 923 Generation And Fuel | 2017 |  | 0 | 0 | 0 | 0 | 0 | 0 | 0 | 0 | 0 | 0 | 30 | 0 | 0 | 0 | 0 | 0 | 0 | 0 | 0 | 0 | 0 | 0 | 0 | 0 | 0 | 0 | 0 | 0 | 0 | 0
714 | 2628 | 2018 | CA | Etiwanda | 745 | 1 | 0 | OP | HY | WAT | 23.9 | 0.268 | 56038 | 30010 | Distributed from 923 Generation And Fuel | 1994 |  | 0 | 0 | 0 | 0 | 0 | 0 | 0 | 0 | 0 | 0 | 0 | 0 | 0 | 0 | 0 | 0 | 0 | 0 | 0 | 0 | 0 | 0 | 0 | 0 | 23.9 | 0 | 0 | 0 | 0 | 0
715 | 2634 | 2018 | CA | Exchequer | 409 | 1 | 0 | OP | HY | WAT | 94.5 | 0.29 | 240272 | 128675 | Distributed from 923 Generation And Fuel | 1967 |  | 0 | 0 | 0 | 0 | 0 | 0 | 0 | 0 | 0 | 0 | 0 | 0 | 0 | 0 | 0 | 0 | 0 | 0 | 0 | 0 | 0 | 0 | 0 | 0 | 94.5 | 0 | 0 | 0 | 0 | 0
716 | 2635 | 2018 | CA | Exeter Solar | 58306 | 1 | 0 | OP | PV | SUN | 1 | 0.22 | 1924.571 | 1047.429 | Distributed from 923 Generation And Fuel | 2014 |  | 0 | 0 | 0 | 0 | 0 | 0 | 0 | 0 | 0 | 0 | 0 | 0 | 0 | 0 | 0 | 0 | 0 | 0 | 0 | 0 | 0 | 0 | 0 | 1 | 0 | 0 | 0 | 0 | 0 | 0
717 | 2636 | 2018 | CA | Exeter Solar | 58306 | 2 | 0 | OP | PV | SUN | 1 | 0.22 | 1924.571 | 1047.429 | Distributed from 923 Generation And Fuel | 2014 |  | 0 | 0 | 0 | 0 | 0 | 0 | 0 | 0 | 0 | 0 | 0 | 0 | 0 | 0 | 0 | 0 | 0 | 0 | 0 | 0 | 0 | 0 | 0 | 1 | 0 | 0 | 0 | 0 | 0 | 0
718 | 2637 | 2018 | CA | Exeter Solar | 58306 | 3 | 0 | OP | PV | SUN | 1.5 | 0.22 | 2886.857 | 1571.143 | Distributed from 923 Generation And Fuel | 2014 |  | 0 | 0 | 0 | 0 | 0 | 0 | 0 | 0 | 0 | 0 | 0 | 0 | 0 | 0 | 0 | 0 | 0 | 0 | 0 | 0 | 0 | 0 | 0 | 1.5 | 0 | 0 | 0 | 0 | 0 | 0
719 | 2638 | 2018 | CA | Expressway Solar A | 58761 | EXSA | 0 | OP | PV | SUN | 2 | 0.282 | 4934 | 2685 | Distributed from 923 Generation And Fuel | 2014 |  | 0 | 0 | 0 | 0 | 0 | 0 | 0 | 0 | 0 | 0 | 0 | 0 | 0 | 0 | 0 | 0 | 0 | 0 | 0 | 0 | 0 | 0 | 0 | 2 | 0 | 0 | 0 | 0 | 0 | 0
720 | 2639 | 2018 | CA | Expressway Solar B | 58762 | EXSB | 0 | OP | PV | SUN | 2 | 0.249 | 4358 | 2372 | Distributed from 923 Generation And Fuel | 2014 |  | 0 | 0 | 0 | 0 | 0 | 0 | 0 | 0 | 0 | 0 | 0 | 0 | 0 | 0 | 0 | 0 | 0 | 0 | 0 | 0 | 0 | 0 | 0 | 2 | 0 | 0 | 0 | 0 | 0 | 0
721 | 2640 | 2018 | CA | Expressway Solar C2 | 58763 | EXSC2 | 0 | OP | PV | SUN | 1.5 | 0.283 | 3713 | 2021 | Distributed from 923 Generation And Fuel | 2014 |  | 0 | 0 | 0 | 0 | 0 | 0 | 0 | 0 | 0 | 0 | 0 | 0 | 0 | 0 | 0 | 0 | 0 | 0 | 0 | 0 | 0 | 0 | 0 | 1.5 | 0 | 0 | 0 | 0 | 0 | 0
722 | 2643 | 2018 | CA | FAA NorCal TRACON | 58261 | 1 | 0 | OP | PV | SUN | 1 | 0.186 | 1630 | 887 | Distributed from 923 Generation And Fuel | 2012 |  | 0 | 0 | 0 | 0 | 0 | 0 | 0 | 0 | 0 | 0 | 0 | 0 | 0 | 0 | 0 | 0 | 0 | 0 | 0 | 0 | 0 | 0 | 0 | 1 | 0 | 0 | 0 | 0 | 0 | 0
723 | 2644 | 2018 | CA | Fairhaven Power | 10052 | GEN1 | 1 | OP | ST | WDS | 18.8 | 0.241 | 39619 | 21485 | EIA-923 Generator File | 1986 |  | 0 | 0 | 0 | 0 | 0 | 0 | 0 | 0 | 0 | 0 | 0 | 0 | 0 | 0 | 0 | 0 | 0 | 0 | 0 | 0 | 0 | 0 | 0 | 0 | 0 | 0 | 0 | 18.8 | 0 | 0
724 | 2645 | 2018 | CA | Fall Creek | 296 | 1 | 0 | OP | HY | WAT | 0.5 | 0.214 | 935.952 | 501.19 | Distributed from 923 Generation And Fuel | 1903 |  | 0 | 0 | 0 | 0 | 0 | 0 | 0 | 0 | 0 | 0 | 0 | 0 | 0 | 0 | 0 | 0 | 0 | 0 | 0 | 0 | 0 | 0 | 0 | 0 | 0.5 | 0 | 0 | 0 | 0 | 0
725 | 2646 | 2018 | CA | Fall Creek | 296 | 2 | 0 | OP | HY | WAT | 0.4 | 0.214 | 748.762 | 400.952 | Distributed from 923 Generation And Fuel | 1907 |  | 0 | 0 | 0 | 0 | 0 | 0 | 0 | 0 | 0 | 0 | 0 | 0 | 0 | 0 | 0 | 0 | 0 | 0 | 0 | 0 | 0 | 0 | 0 | 0 | 0.4 | 0 | 0 | 0 | 0 | 0
726 | 2647 | 2018 | CA | Fall Creek | 296 | 3 | 0 | OP | HY | WAT | 1.2 | 0.214 | 2246.286 | 1202.857 | Distributed from 923 Generation And Fuel | 1910 |  | 0 | 0 | 0 | 0 | 0 | 0 | 0 | 0 | 0 | 0 | 0 | 0 | 0 | 0 | 0 | 0 | 0 | 0 | 0 | 0 | 0 | 0 | 0 | 0 | 1.2 | 0 | 0 | 0 | 0 | 0
727 | 2651 | 2018 | CA | Farmersville | 59203 | PV1 | 0 | OP | PV | SUN | 1.5 | 0.202 | 2658.667 | 1446.667 | Distributed from 923 Generation And Fuel | 2014 |  | 0 | 0 | 0 | 0 | 0 | 0 | 0 | 0 | 0 | 0 | 0 | 0 | 0 | 0 | 0 | 0 | 0 | 0 | 0 | 0 | 0 | 0 | 0 | 1.5 | 0 | 0 | 0 | 0 | 0 | 0
728 | 2652 | 2018 | CA | Farmersville | 59203 | PV2 | 0 | OP | PV | SUN | 1.5 | 0.202 | 2658.667 | 1446.667 | Distributed from 923 Generation And Fuel | 2014 |  | 0 | 0 | 0 | 0 | 0 | 0 | 0 | 0 | 0 | 0 | 0 | 0 | 0 | 0 | 0 | 0 | 0 | 0 | 0 | 0 | 0 | 0 | 0 | 1.5 | 0 | 0 | 0 | 0 | 0 | 0
729 | 2653 | 2018 | CA | Farmersville | 59203 | PV3 | 0 | OP | PV | SUN | 1.5 | 0.202 | 2658.667 | 1446.667 | Distributed from 923 Generation And Fuel | 2014 |  | 0 | 0 | 0 | 0 | 0 | 0 | 0 | 0 | 0 | 0 | 0 | 0 | 0 | 0 | 0 | 0 | 0 | 0 | 0 | 0 | 0 | 0 | 0 | 1.5 | 0 | 0 | 0 | 0 | 0 | 0
730 | 2654 | 2018 | CA | Feather River Energy Center | 55847 | CTG1 | 0 | OP | GT | NG | 47 | 0.08 | 33113 | 14590 | Distributed from 923 Generation And Fuel | 2003 |  | 0 | 0 | 0 | 0 | 0 | 0 | 0 | 0 | 0 | 0 | 0 | 47 | 0 | 0 | 0 | 0 | 0 | 0 | 0 | 0 | 0 | 0 | 0 | 0 | 0 | 0 | 0 | 0 | 0 | 0
731 | 2655 | 2018 | CA | Five Points Solar Park | 59523 | FRFSP | 0 | OP | PV | SUN | 60 | 0.308 | 162129 | 88229 | Distributed from 923 Generation And Fuel | 2016 |  | 0 | 0 | 0 | 0 | 0 | 0 | 0 | 0 | 0 | 0 | 0 | 0 | 0 | 0 | 0 | 0 | 0 | 0 | 0 | 0 | 0 | 0 | 0 | 60 | 0 | 0 | 0 | 0 | 0 | 0
732 | 2656 | 2018 | CA | Five Points Solar Station | 57498 | 1 | 0 | OP | PV | SUN | 15 | 0.218 | 28699 | 15618 | Distributed from 923 Generation And Fuel | 2011 |  | 0 | 0 | 0 | 0 | 0 | 0 | 0 | 0 | 0 | 0 | 0 | 0 | 0 | 0 | 0 | 0 | 0 | 0 | 0 | 0 | 0 | 0 | 0 | 15 | 0 | 0 | 0 | 0 | 0 | 0
733 | 2657 | 2018 | CA | FLEX Gibraltar | 62575 | FLX01 | 0 | OP | FC | NG | 1 | 0 | 0 | 0 | Distributed from 923 Generation And Fuel | 2017 |  | 0 | 0 | 0 | 0 | 0 | 0 | 0 | 0 | 0 | 0 | 0 | 1 | 0 | 0 | 0 | 0 | 0 | 0 | 0 | 0 | 0 | 0 | 0 | 0 | 0 | 0 | 0 | 0 | 0 | 0
734 | 2658 | 2018 | CA | Folsom | 441 | 1 | 0 | OP | HY | WAT | 66.2 | 0.335 | 194456 | 91568 | Distributed from 923 Generation And Fuel | 1955 |  | 0 | 0 | 0 | 0 | 0 | 0 | 0 | 0 | 0 | 0 | 0 | 0 | 0 | 0 | 0 | 0 | 0 | 0 | 0 | 0 | 0 | 0 | 0 | 0 | 66.2 | 0 | 0 | 0 | 0 | 0
735 | 2659 | 2018 | CA | Folsom | 441 | 2 | 0 | OP | HY | WAT | 66.2 | 0.335 | 194456 | 91568 | Distributed from 923 Generation And Fuel | 1955 |  | 0 | 0 | 0 | 0 | 0 | 0 | 0 | 0 | 0 | 0 | 0 | 0 | 0 | 0 | 0 | 0 | 0 | 0 | 0 | 0 | 0 | 0 | 0 | 0 | 66.2 | 0 | 0 | 0 | 0 | 0
736 | 2660 | 2018 | CA | Folsom | 441 | 3 | 0 | OP | HY | WAT | 66.2 | 0.335 | 194456 | 91568 | Distributed from 923 Generation And Fuel | 1955 |  | 0 | 0 | 0 | 0 | 0 | 0 | 0 | 0 | 0 | 0 | 0 | 0 | 0 | 0 | 0 | 0 | 0 | 0 | 0 | 0 | 0 | 0 | 0 | 0 | 66.2 | 0 | 0 | 0 | 0 | 0
737 | 2662 | 2018 | CA | Fontana | 332 | 1 | 0 | OP | HY | WAT | 1.5 | 0.097 | 1272.5 | 681.5 | Distributed from 923 Generation And Fuel | 1917 |  | 0 | 0 | 0 | 0 | 0 | 0 | 0 | 0 | 0 | 0 | 0 | 0 | 0 | 0 | 0 | 0 | 0 | 0 | 0 | 0 | 0 | 0 | 0 | 0 | 1.5 | 0 | 0 | 0 | 0 | 0
738 | 2663 | 2018 | CA | Fontana | 332 | 2 | 0 | OP | HY | WAT | 1.5 | 0.097 | 1272.5 | 681.5 | Distributed from 923 Generation And Fuel | 1917 |  | 0 | 0 | 0 | 0 | 0 | 0 | 0 | 0 | 0 | 0 | 0 | 0 | 0 | 0 | 0 | 0 | 0 | 0 | 0 | 0 | 0 | 0 | 0 | 0 | 1.5 | 0 | 0 | 0 | 0 | 0
739 | 2664 | 2018 | CA | Foothill | 396 | 1 | 0 | OP | HY | WAT | 10.1 | -0.094 | -8344 | -4469 | Distributed from 923 Generation And Fuel | 1971 |  | 0 | 0 | 0 | 0 | 0 | 0 | 0 | 0 | 0 | 0 | 0 | 0 | 0 | 0 | 0 | 0 | 0 | 0 | 0 | 0 | 0 | 0 | 0 | 0 | 10.1 | 0 | 0 | 0 | 0 | 0
740 | 2665 | 2018 | CA | Foothill Feeder | 6645 | 1 | 0 | OP | HY | WAT | 4.5 | 0.616 | 24269.5 | 12997 | Distributed from 923 Generation And Fuel | 1981 |  | 0 | 0 | 0 | 0 | 0 | 0 | 0 | 0 | 0 | 0 | 0 | 0 | 0 | 0 | 0 | 0 | 0 | 0 | 0 | 0 | 0 | 0 | 0 | 0 | 4.5 | 0 | 0 | 0 | 0 | 0
741 | 2666 | 2018 | CA | Foothill Feeder | 6645 | 2 | 0 | OP | HY | WAT | 4.5 | 0.616 | 24269.5 | 12997 | Distributed from 923 Generation And Fuel | 1981 |  | 0 | 0 | 0 | 0 | 0 | 0 | 0 | 0 | 0 | 0 | 0 | 0 | 0 | 0 | 0 | 0 | 0 | 0 | 0 | 0 | 0 | 0 | 0 | 0 | 4.5 | 0 | 0 | 0 | 0 | 0
742 | 2668 | 2018 | CA | Forbestown | 417 | 1 | 0 | OP | HY | WAT | 41.9 | 0.23 | 84275 | 45132 | Distributed from 923 Generation And Fuel | 1963 |  | 0 | 0 | 0 | 0 | 0 | 0 | 0 | 0 | 0 | 0 | 0 | 0 | 0 | 0 | 0 | 0 | 0 | 0 | 0 | 0 | 0 | 0 | 0 | 0 | 41.9 | 0 | 0 | 0 | 0 | 0
743 | 2669 | 2018 | CA | Forever 21 Retail, Inc. | 59651 | W4161 | 0 | OP | PV | SUN | 1.6 | 0.111 | 1560 | 849 | Distributed from 923 Generation And Fuel | 2015 |  | 0 | 0 | 0 | 0 | 0 | 0 | 0 | 0 | 0 | 0 | 0 | 0 | 0 | 0 | 0 | 0 | 0 | 0 | 0 | 0 | 0 | 0 | 0 | 1.6 | 0 | 0 | 0 | 0 | 0 | 0
744 | 2670 | 2018 | CA | Forks of Butte Hydro Project | 50350 | GEN1 | 0 | OP | HY | WAT | 14.5 | 0.234 | 29769 | 15942 | Distributed from 923 Generation And Fuel | 1992 |  | 0 | 0 | 0 | 0 | 0 | 0 | 0 | 0 | 0 | 0 | 0 | 0 | 0 | 0 | 0 | 0 | 0 | 0 | 0 | 0 | 0 | 0 | 0 | 0 | 14.5 | 0 | 0 | 0 | 0 | 0
745 | 2671 | 2018 | CA | Foster Wheeler Martinez | 10342 | TG1 | 0 | OP | CT | NG | 40 | 0.849 | 297573 | 125369 | EIA-923 Generator File | 1987 |  | 0 | 0 | 0 | 0 | 0 | 0 | 0 | 0 | 0 | 0 | 0 | 40 | 0 | 0 | 0 | 0 | 0 | 0 | 0 | 0 | 0 | 0 | 0 | 0 | 0 | 0 | 0 | 0 | 0 | 0
746 | 2672 | 2018 | CA | Foster Wheeler Martinez | 10342 | TG2 | 0 | OP | CT | NG | 40 | 0.745 | 261062 | 122275 | EIA-923 Generator File | 1987 |  | 0 | 0 | 0 | 0 | 0 | 0 | 0 | 0 | 0 | 0 | 0 | 40 | 0 | 0 | 0 | 0 | 0 | 0 | 0 | 0 | 0 | 0 | 0 | 0 | 0 | 0 | 0 | 0 | 0 | 0
747 | 2673 | 2018 | CA | Foster Wheeler Martinez | 10342 | TG3 | 1 | OP | CA | NG | 33.5 | 0.391 | 114671 | 53013 | EIA-923 Generator File | 1987 |  | 0 | 0 | 0 | 0 | 0 | 0 | 0 | 0 | 0 | 0 | 0 | 33.5 | 0 | 0 | 0 | 0 | 0 | 0 | 0 | 0 | 0 | 0 | 0 | 0 | 0 | 0 | 0 | 0 | 0 | 0
748 | 2674 | 2018 | CA | Foundation AB | 57791 | WTG1 | 0 | OP | WT | WND | 1.5 | 0.196 | 2581 | 1507 | Distributed from 923 Generation And Fuel | 2011 |  | 0 | 0 | 0 | 0 | 0 | 0 | 0 | 0 | 0 | 0 | 0 | 0 | 0 | 0 | 0 | 0 | 0 | 0 | 0 | 0 | 0 | 0 | 0 | 0 | 0 | 0 | 0 | 0 | 0 | 1.5
749 | 2675 | 2018 | CA | Foundation California Training Facility | 61442 | WTG1 | 0 | OP | WT | WND | 1.8 | 0.073 | 1146 | 649 | Distributed from 923 Generation And Fuel | 2018 |  | 0 | 0 | 0 | 0 | 0 | 0 | 0 | 0 | 0 | 0 | 0 | 0 | 0 | 0 | 0 | 0 | 0 | 0 | 0 | 0 | 0 | 0 | 0 | 0 | 0 | 0 | 0 | 0 | 0 | 1.8
750 | 2676 | 2018 | CA | Foundation CDCR LAC | 61066 | WTG1 | 0 | OP | WT | WND | 1.9 | 0.256 | 4268 | 2492 | Distributed from 923 Generation And Fuel | 2017 |  | 0 | 0 | 0 | 0 | 0 | 0 | 0 | 0 | 0 | 0 | 0 | 0 | 0 | 0 | 0 | 0 | 0 | 0 | 0 | 0 | 0 | 0 | 0 | 0 | 0 | 0 | 0 | 0 | 0 | 1.9
751 | 2677 | 2018 | CA | Foundation Cemex BMQ | 58102 | WTG1 | 0 | OP | WT | WND | 1.5 | 0.125 | 1646.5 | 961.5 | Distributed from 923 Generation And Fuel | 2012 |  | 0 | 0 | 0 | 0 | 0 | 0 | 0 | 0 | 0 | 0 | 0 | 0 | 0 | 0 | 0 | 0 | 0 | 0 | 0 | 0 | 0 | 0 | 0 | 0 | 0 | 0 | 0 | 0 | 0 | 1.5
752 | 2678 | 2018 | CA | Foundation Cemex BMQ | 58102 | WTG2 | 0 | OP | WT | WND | 1.5 | 0.125 | 1646.5 | 961.5 | Distributed from 923 Generation And Fuel | 2012 |  | 0 | 0 | 0 | 0 | 0 | 0 | 0 | 0 | 0 | 0 | 0 | 0 | 0 | 0 | 0 | 0 | 0 | 0 | 0 | 0 | 0 | 0 | 0 | 0 | 0 | 0 | 0 | 0 | 0 | 1.5
753 | 2679 | 2018 | CA | Foundation Cemex Madison | 58112 | WTG1 | 0 | OP | WT | WND | 1 | 0.194 | 1701 | 993 | Distributed from 923 Generation And Fuel | 2012 |  | 0 | 0 | 0 | 0 | 0 | 0 | 0 | 0 | 0 | 0 | 0 | 0 | 0 | 0 | 0 | 0 | 0 | 0 | 0 | 0 | 0 | 0 | 0 | 0 | 0 | 0 | 0 | 0 | 0 | 1
754 | 2680 | 2018 | CA | Foundation Cemex River Plant | 58101 | WTG1 | 0 | OP | WT | WND | 1.6 | 0.105 | 1469.5 | 858 | Distributed from 923 Generation And Fuel | 2012 |  | 0 | 0 | 0 | 0 | 0 | 0 | 0 | 0 | 0 | 0 | 0 | 0 | 0 | 0 | 0 | 0 | 0 | 0 | 0 | 0 | 0 | 0 | 0 | 0 | 0 | 0 | 0 | 0 | 0 | 1.6
755 | 2681 | 2018 | CA | Foundation Cemex River Plant | 58101 | WTG2 | 0 | OP | WT | WND | 1.6 | 0.105 | 1469.5 | 858 | Distributed from 923 Generation And Fuel | 2012 |  | 0 | 0 | 0 | 0 | 0 | 0 | 0 | 0 | 0 | 0 | 0 | 0 | 0 | 0 | 0 | 0 | 0 | 0 | 0 | 0 | 0 | 0 | 0 | 0 | 0 | 0 | 0 | 0 | 0 | 1.6
756 | 2684 | 2018 | CA | Foundation IE | 57792 | WTG1 | 0 | OP | WT | WND | 1 | 0.045 | 395 | 231 | Distributed from 923 Generation And Fuel | 2011 |  | 0 | 0 | 0 | 0 | 0 | 0 | 0 | 0 | 0 | 0 | 0 | 0 | 0 | 0 | 0 | 0 | 0 | 0 | 0 | 0 | 0 | 0 | 0 | 0 | 0 | 0 | 0 | 0 | 0 | 1
757 | 2686 | 2018 | CA | Foundation NWNA | 58114 | WTG1 | 0 | OP | WT | WND | 1.6 | 0.27 | 3779.137 | 2206.745 | Distributed from 923 Generation And Fuel | 2012 |  | 0 | 0 | 0 | 0 | 0 | 0 | 0 | 0 | 0 | 0 | 0 | 0 | 0 | 0 | 0 | 0 | 0 | 0 | 0 | 0 | 0 | 0 | 0 | 0 | 0 | 0 | 0 | 0 | 0 | 1.6
758 | 2687 | 2018 | CA | Foundation NWNA | 58114 | WTG2 | 0 | OP | WT | WND | 1.6 | 0.27 | 3779.137 | 2206.745 | Distributed from 923 Generation And Fuel | 2012 |  | 0 | 0 | 0 | 0 | 0 | 0 | 0 | 0 | 0 | 0 | 0 | 0 | 0 | 0 | 0 | 0 | 0 | 0 | 0 | 0 | 0 | 0 | 0 | 0 | 0 | 0 | 0 | 0 | 0 | 1.6
759 | 2688 | 2018 | CA | Foundation NWNA | 58114 | WTG3 | 0 | OP | WT | WND | 1.9 | 0.27 | 4487.725 | 2620.51 | Distributed from 923 Generation And Fuel | 2018 |  | 0 | 0 | 0 | 0 | 0 | 0 | 0 | 0 | 0 | 0 | 0 | 0 | 0 | 0 | 0 | 0 | 0 | 0 | 0 | 0 | 0 | 0 | 0 | 0 | 0 | 0 | 0 | 0 | 0 | 1.9
760 | 2689 | 2018 | CA | Foundation RRM | 58113 | WTG1 | 0 | OP | WT | WND | 1 | 0.547 | 4794.5 | 2800 | Distributed from 923 Generation And Fuel | 2012 |  | 0 | 0 | 0 | 0 | 0 | 0 | 0 | 0 | 0 | 0 | 0 | 0 | 0 | 0 | 0 | 0 | 0 | 0 | 0 | 0 | 0 | 0 | 0 | 0 | 0 | 0 | 0 | 0 | 0 | 1
761 | 2690 | 2018 | CA | Foundation RRM | 58113 | WTG2 | 0 | OP | WT | WND | 1 | 0.547 | 4794.5 | 2800 | Distributed from 923 Generation And Fuel | 2012 |  | 0 | 0 | 0 | 0 | 0 | 0 | 0 | 0 | 0 | 0 | 0 | 0 | 0 | 0 | 0 | 0 | 0 | 0 | 0 | 0 | 0 | 0 | 0 | 0 | 0 | 0 | 0 | 0 | 0 | 1
762 | 2691 | 2018 | CA | Foundation SaIinas Valley State Prison | 61444 | WTG1 | 0 | OP | WT | WND | 1.8 | 0.049 | 767 | 434 | Distributed from 923 Generation And Fuel | 2018 |  | 0 | 0 | 0 | 0 | 0 | 0 | 0 | 0 | 0 | 0 | 0 | 0 | 0 | 0 | 0 | 0 | 0 | 0 | 0 | 0 | 0 | 0 | 0 | 0 | 0 | 0 | 0 | 0 | 0 | 1.8
763 | 2692 | 2018 | CA | Foundation Scheid Vineyards | 61067 | WTG1 | 0 | OP | WT | WND | 1.9 | 0.229 | 3812 | 2226 | Distributed from 923 Generation And Fuel | 2017 |  | 0 | 0 | 0 | 0 | 0 | 0 | 0 | 0 | 0 | 0 | 0 | 0 | 0 | 0 | 0 | 0 | 0 | 0 | 0 | 0 | 0 | 0 | 0 | 0 | 0 | 0 | 0 | 0 | 0 | 1.9
764 | 2693 | 2018 | CA | Foundation ST | 57626 | WTG1 | 0 | OP | WT | WND | 2 | 0.152 | 2662 | 1554 | Distributed from 923 Generation And Fuel | 2011 |  | 0 | 0 | 0 | 0 | 0 | 0 | 0 | 0 | 0 | 0 | 0 | 0 | 0 | 0 | 0 | 0 | 0 | 0 | 0 | 0 | 0 | 0 | 0 | 0 | 0 | 0 | 0 | 0 | 0 | 2
765 | 2694 | 2018 | CA | Foundation Superior Farms | 58104 | WTG1 | 0 | OP | WT | WND | 1 | 0.182 | 1592 | 783 | Distributed from 923 Generation And Fuel | 2012 |  | 0 | 0 | 0 | 0 | 0 | 0 | 0 | 0 | 0 | 0 | 0 | 0 | 0 | 0 | 0 | 0 | 0 | 0 | 0 | 0 | 0 | 0 | 0 | 0 | 0 | 0 | 0 | 0 | 0 | 1
766 | 2695 | 2018 | CA | Foundation Wal-Mart Red Bluff | 58105 | WTG1 | 0 | OP | WT | WND | 1 | 0.187 | 1638 | 412 | Distributed from 923 Generation And Fuel | 2012 |  | 0 | 0 | 0 | 0 | 0 | 0 | 0 | 0 | 0 | 0 | 0 | 0 | 0 | 0 | 0 | 0 | 0 | 0 | 0 | 0 | 0 | 0 | 0 | 0 | 0 | 0 | 0 | 0 | 0 | 1
767 | 2697 | 2018 | CA | FPL Energy Montezuma Winds LLC | 57201 | S2.3 | 0 | OP | WT | WND | 36.8 | 0.305 | 98264 | 57382 | Distributed from 923 Generation And Fuel | 2010 |  | 0 | 0 | 0 | 0 | 0 | 0 | 0 | 0 | 0 | 0 | 0 | 0 | 0 | 0 | 0 | 0 | 0 | 0 | 0 | 0 | 0 | 0 | 0 | 0 | 0 | 0 | 0 | 0 | 0 | 36.8
768 | 2698 | 2018 | CA | Francisco St. Solar | 62287 | W7190 | 0 | OP | PV | SUN | 1.2 | 0.006 | 62 | 0 | Distributed from 923 Generation And Fuel | 2018 |  | 0 | 0 | 0 | 0 | 0 | 0 | 0 | 0 | 0 | 0 | 0 | 0 | 0 | 0 | 0 | 0 | 0 | 0 | 0 | 0 | 0 | 0 | 0 | 1.2 | 0 | 0 | 0 | 0 | 0 | 0
769 | 2699 | 2018 | CA | Frankenheimer Power Plant | 50219 | U1 | 0 | OP | HY | WAT | 5.3 | 0.25 | 11587 | 6205 | Distributed from 923 Generation And Fuel | 1983 |  | 0 | 0 | 0 | 0 | 0 | 0 | 0 | 0 | 0 | 0 | 0 | 0 | 0 | 0 | 0 | 0 | 0 | 0 | 0 | 0 | 0 | 0 | 0 | 0 | 5.3 | 0 | 0 | 0 | 0 | 0
770 | 2700 | 2018 | CA | Franklin (CA) | 397 | 1 | 0 | OP | HY | WAT | 2 | -0.001 | -11 | -6 | Distributed from 923 Generation And Fuel | 1921 |  | 0 | 0 | 0 | 0 | 0 | 0 | 0 | 0 | 0 | 0 | 0 | 0 | 0 | 0 | 0 | 0 | 0 | 0 | 0 | 0 | 0 | 0 | 0 | 0 | 2 | 0 | 0 | 0 | 0 | 0
771 | 2701 | 2018 | CA | Franklin Templeton San Mateo | 57809 | FRK00 | 0 | OP | FC | NG | 1.1 | 0.737 | 7098 | 3128 | Distributed from 923 Generation And Fuel | 2011 |  | 0 | 0 | 0 | 0 | 0 | 0 | 0 | 0 | 0 | 0 | 0 | 1.1 | 0 | 0 | 0 | 0 | 0 | 0 | 0 | 0 | 0 | 0 | 0 | 0 | 0 | 0 | 0 | 0 | 0 | 0
772 | 2702 | 2018 | CA | Freeway Springs | 60183 | FSPRI | 0 | OP | PV | SUN | 2 | 0.193 | 3381 | 1840 | Distributed from 923 Generation And Fuel | 2016 |  | 0 | 0 | 0 | 0 | 0 | 0 | 0 | 0 | 0 | 0 | 0 | 0 | 0 | 0 | 0 | 0 | 0 | 0 | 0 | 0 | 0 | 0 | 0 | 2 | 0 | 0 | 0 | 0 | 0 | 0
773 | 2703 | 2018 | CA | French Meadows | 424 | 1 | 0 | OP | HY | WAT | 15.3 | 0.284 | 38058 | 20381 | Distributed from 923 Generation And Fuel | 1966 |  | 0 | 0 | 0 | 0 | 0 | 0 | 0 | 0 | 0 | 0 | 0 | 0 | 0 | 0 | 0 | 0 | 0 | 0 | 0 | 0 | 0 | 0 | 0 | 0 | 15.3 | 0 | 0 | 0 | 0 | 0
774 | 2704 | 2018 | CA | Fresno Cogen Partners | 10156 | GEN2 | 1 | OP | CA | NG | 10 | 0.005 | 452 | 274 | EIA-923 Generator File | 1990 |  | 0 | 0 | 0 | 0 | 0 | 0 | 0 | 0 | 0 | 0 | 0 | 10 | 0 | 0 | 0 | 0 | 0 | 0 | 0 | 0 | 0 | 0 | 0 | 0 | 0 | 0 | 0 | 0 | 0 | 0
775 | 2705 | 2018 | CA | Fresno Cogen Partners | 10156 | GEN3 | 0 | OP | GT | NG | 22.3 | 0.012 | 2268 | 999 | Distributed from 923 Generation And Fuel | 2001 |  | 0 | 0 | 0 | 0 | 0 | 0 | 0 | 0 | 0 | 0 | 0 | 22.3 | 0 | 0 | 0 | 0 | 0 | 0 | 0 | 0 | 0 | 0 | 0 | 0 | 0 | 0 | 0 | 0 | 0 | 0
776 | 2706 | 2018 | CA | Fresno Cogen Partners | 10156 | GEN4 | 0 | OP | CT | NG | 50.3 | 0.007 | 3167 | 1918 | EIA-923 Generator File | 2004 |  | 0 | 0 | 0 | 0 | 0 | 0 | 0 | 0 | 0 | 0 | 0 | 50.3 | 0 | 0 | 0 | 0 | 0 | 0 | 0 | 0 | 0 | 0 | 0 | 0 | 0 | 0 | 0 | 0 | 0 | 0
777 | 2708 | 2018 | CA | Fresno Solar | 60083 | PV-S | 0 | OP | PV | SUN | 1.5 | 0.237 | 3113 | 1694 | Distributed from 923 Generation And Fuel | 2015 |  | 0 | 0 | 0 | 0 | 0 | 0 | 0 | 0 | 0 | 0 | 0 | 0 | 0 | 0 | 0 | 0 | 0 | 0 | 0 | 0 | 0 | 0 | 0 | 1.5 | 0 | 0 | 0 | 0 | 0 | 0
778 | 2709 | 2018 | CA | Fresno Solar | 60083 | PV-W | 0 | OP | PV | SUN | 1.5 | 0.237 | 3113 | 1694 | Distributed from 923 Generation And Fuel | 2015 |  | 0 | 0 | 0 | 0 | 0 | 0 | 0 | 0 | 0 | 0 | 0 | 0 | 0 | 0 | 0 | 0 | 0 | 0 | 0 | 0 | 0 | 0 | 0 | 1.5 | 0 | 0 | 0 | 0 | 0 | 0
779 | 2710 | 2018 | CA | Friant Hydro Facility | 50393 | FR1 | 0 | OP | HY | WAT | 18.4 | 0.383 | 61775.915 | 33083.2 | Distributed from 923 Generation And Fuel | 1986 |  | 0 | 0 | 0 | 0 | 0 | 0 | 0 | 0 | 0 | 0 | 0 | 0 | 0 | 0 | 0 | 0 | 0 | 0 | 0 | 0 | 0 | 0 | 0 | 0 | 18.4 | 0 | 0 | 0 | 0 | 0
780 | 2711 | 2018 | CA | Friant Hydro Facility | 50393 | M1 | 0 | OP | HY | WAT | 9.8 | 0.383 | 32902.389 | 17620.4 | Distributed from 923 Generation And Fuel | 1985 |  | 0 | 0 | 0 | 0 | 0 | 0 | 0 | 0 | 0 | 0 | 0 | 0 | 0 | 0 | 0 | 0 | 0 | 0 | 0 | 0 | 0 | 0 | 0 | 0 | 9.8 | 0 | 0 | 0 | 0 | 0
781 | 2712 | 2018 | CA | Friant Hydro Facility | 50393 | RO1 | 0 | OP | HY | WAT | 2.4 | 0.383 | 8057.728 | 4315.2 | Distributed from 923 Generation And Fuel | 1985 |  | 0 | 0 | 0 | 0 | 0 | 0 | 0 | 0 | 0 | 0 | 0 | 0 | 0 | 0 | 0 | 0 | 0 | 0 | 0 | 0 | 0 | 0 | 0 | 0 | 2.4 | 0 | 0 | 0 | 0 | 0
782 | 2713 | 2018 | CA | Friant Hydro Facility | 50393 | RO2 | 0 | OP | HY | WAT | 6.9 | 0.383 | 23165.968 | 12406.2 | Distributed from 923 Generation And Fuel | 2017 |  | 0 | 0 | 0 | 0 | 0 | 0 | 0 | 0 | 0 | 0 | 0 | 0 | 0 | 0 | 0 | 0 | 0 | 0 | 0 | 0 | 0 | 0 | 0 | 0 | 6.9 | 0 | 0 | 0 | 0 | 0
783 | 2714 | 2018 | CA | Frito-Lay Cogen Plant | 10110 | GEN1 | 0 | OP | GT | NG | 6 | 0.506 | 26593 | 11717 | Distributed from 923 Generation And Fuel | 1986 |  | 0 | 0 | 0 | 0 | 0 | 0 | 0 | 0 | 0 | 0 | 0 | 6 | 0 | 0 | 0 | 0 | 0 | 0 | 0 | 0 | 0 | 0 | 0 | 0 | 0 | 0 | 0 | 0 | 0 | 0
784 | 2715 | 2018 | CA | Frontier HS Solar Project | 62275 | FHSSP | 0 | OP | PV | SUN | 1.4 | 0.006 | 70 | 0 | Distributed from 923 Generation And Fuel | 2018 |  | 0 | 0 | 0 | 0 | 0 | 0 | 0 | 0 | 0 | 0 | 0 | 0 | 0 | 0 | 0 | 0 | 0 | 0 | 0 | 0 | 0 | 0 | 0 | 1.4 | 0 | 0 | 0 | 0 | 0 | 0
785 | 2716 | 2018 | CA | Frontier Solar LLC | 60039 | FTRS | 0 | OP | PV | SUN | 20 | 0.304 | 53191 | 28946 | Distributed from 923 Generation And Fuel | 2016 |  | 0 | 0 | 0 | 0 | 0 | 0 | 0 | 0 | 0 | 0 | 0 | 0 | 0 | 0 | 0 | 0 | 0 | 0 | 0 | 0 | 0 | 0 | 0 | 20 | 0 | 0 | 0 | 0 | 0 | 0
786 | 2717 | 2018 | CA | FRV SI Transport Solar LP | 57506 | SEIM | 0 | OP | PV | SUN | 1 | 0.186 | 1625 | 884 | Distributed from 923 Generation And Fuel | 2010 |  | 0 | 0 | 0 | 0 | 0 | 0 | 0 | 0 | 0 | 0 | 0 | 0 | 0 | 0 | 0 | 0 | 0 | 0 | 0 | 0 | 0 | 0 | 0 | 1 | 0 | 0 | 0 | 0 | 0 | 0
787 | 2718 | 2018 | CA | Fullerton Mill CHP | 58083 | GTG1 | 0 | OP | CT | NG | 19 | 0.404 | 67241 | 31048 | EIA-923 Generator File | 2002 | 2020 | 0 | 0 | 0 | 0 | 0 | 0 | 0 | 0 | 0 | 0 | 0 | 19 | 0 | 0 | 0 | 0 | 0 | 0 | 0 | 0 | 0 | 0 | 0 | 0 | 0 | 0 | 0 | 0 | 0 | 0
788 | 2719 | 2018 | CA | Fullerton Mill CHP | 58083 | STG1 | 1 | OP | CA | NG | 2 | 0.472 | 8272 | 4052 | EIA-923 Generator File | 2002 | 2020 | 0 | 0 | 0 | 0 | 0 | 0 | 0 | 0 | 0 | 0 | 0 | 2 | 0 | 0 | 0 | 0 | 0 | 0 | 0 | 0 | 0 | 0 | 0 | 0 | 0 | 0 | 0 | 0 | 0 | 0
789 | 2720 | 2018 | CA | G2 Energy Hay Rd | 58320 | 362 | 0 | OP | IC | LFG | 1.6 | 0.921 | 12912 | 5354 | Distributed from 923 Generation And Fuel | 2013 |  | 0 | 0 | 0 | 0 | 0 | 0 | 0 | 1.6 | 0 | 0 | 0 | 0 | 0 | 0 | 0 | 0 | 0 | 0 | 0 | 0 | 0 | 0 | 0 | 0 | 0 | 0 | 0 | 0 | 0 | 0
790 | 2721 | 2018 | CA | G2 Energy Ostrom Road LLC | 57133 | 359 | 0 | OP | IC | LFG | 1.9 | 0.877 | 14596.886 | 6052.857 | Distributed from 923 Generation And Fuel | 2009 |  | 0 | 0 | 0 | 0 | 0 | 0 | 0 | 1.9 | 0 | 0 | 0 | 0 | 0 | 0 | 0 | 0 | 0 | 0 | 0 | 0 | 0 | 0 | 0 | 0 | 0 | 0 | 0 | 0 | 0 | 0
791 | 2722 | 2018 | CA | G2 Energy Ostrom Road LLC | 57133 | 361 | 0 | OP | IC | LFG | 1.6 | 0.877 | 12292.114 | 5097.143 | Distributed from 923 Generation And Fuel | 2013 |  | 0 | 0 | 0 | 0 | 0 | 0 | 0 | 1.6 | 0 | 0 | 0 | 0 | 0 | 0 | 0 | 0 | 0 | 0 | 0 | 0 | 0 | 0 | 0 | 0 | 0 | 0 | 0 | 0 | 0 | 0
792 | 2723 | 2018 | CA | Gap Pacific Distribution Center | 56909 | 1 | 0 | OP | PV | SUN | 0.3 | 0.181 | 476.5 | 259.25 | Distributed from 923 Generation And Fuel | 2008 |  | 0 | 0 | 0 | 0 | 0 | 0 | 0 | 0 | 0 | 0 | 0 | 0 | 0 | 0 | 0 | 0 | 0 | 0 | 0 | 0 | 0 | 0 | 0 | 0.3 | 0 | 0 | 0 | 0 | 0 | 0
793 | 2724 | 2018 | CA | Gap Pacific Distribution Center | 56909 | 2 | 0 | OP | PV | SUN | 0.3 | 0.181 | 476.5 | 259.25 | Distributed from 923 Generation And Fuel | 2008 |  | 0 | 0 | 0 | 0 | 0 | 0 | 0 | 0 | 0 | 0 | 0 | 0 | 0 | 0 | 0 | 0 | 0 | 0 | 0 | 0 | 0 | 0 | 0 | 0.3 | 0 | 0 | 0 | 0 | 0 | 0
794 | 2725 | 2018 | CA | Gap Pacific Distribution Center | 56909 | 3 | 0 | OP | PV | SUN | 0.3 | 0.181 | 476.5 | 259.25 | Distributed from 923 Generation And Fuel | 2008 |  | 0 | 0 | 0 | 0 | 0 | 0 | 0 | 0 | 0 | 0 | 0 | 0 | 0 | 0 | 0 | 0 | 0 | 0 | 0 | 0 | 0 | 0 | 0 | 0.3 | 0 | 0 | 0 | 0 | 0 | 0
795 | 2726 | 2018 | CA | Gap Pacific Distribution Center | 56909 | 4 | 0 | OP | PV | SUN | 0.3 | 0.181 | 476.5 | 259.25 | Distributed from 923 Generation And Fuel | 2008 |  | 0 | 0 | 0 | 0 | 0 | 0 | 0 | 0 | 0 | 0 | 0 | 0 | 0 | 0 | 0 | 0 | 0 | 0 | 0 | 0 | 0 | 0 | 0 | 0.3 | 0 | 0 | 0 | 0 | 0 | 0
796 | 2727 | 2018 | CA | Garnet Solar Generation Station I LLC | 58528 | WDT44 | 0 | OP | PV | SUN | 4 | 0.24 | 8410 | 4577 | Distributed from 923 Generation And Fuel | 2014 |  | 0 | 0 | 0 | 0 | 0 | 0 | 0 | 0 | 0 | 0 | 0 | 0 | 0 | 0 | 0 | 0 | 0 | 0 | 0 | 0 | 0 | 0 | 0 | 4 | 0 | 0 | 0 | 0 | 0 | 0
797 | 2728 | 2018 | CA | Garnet Wind Energy Center | 57302 | 1 | 0 | OP | WT | WND | 6.5 | 0.279 | 15862 | 9263 | Distributed from 923 Generation And Fuel | 2009 |  | 0 | 0 | 0 | 0 | 0 | 0 | 0 | 0 | 0 | 0 | 0 | 0 | 0 | 0 | 0 | 0 | 0 | 0 | 0 | 0 | 0 | 0 | 0 | 0 | 0 | 0 | 0 | 0 | 0 | 6.5
798 | 2729 | 2018 | CA | Gas Utilization Facility | 50492 | 1 | 0 | OP | IC | OBG | 2.3 | 0.404 | 8146.5 | 3050.5 | Distributed from 923 Generation And Fuel | 1985 |  | 0 | 0 | 0 | 0 | 0 | 0 | 0 | 0 | 0 | 0 | 0 | 0 | 0 | 2.3 | 0 | 0 | 0 | 0 | 0 | 0 | 0 | 0 | 0 | 0 | 0 | 0 | 0 | 0 | 0 | 0
799 | 2730 | 2018 | CA | Gas Utilization Facility | 50492 | 2 | 0 | OP | IC | OBG | 2.3 | 0.404 | 8146.5 | 3050.5 | Distributed from 923 Generation And Fuel | 1985 |  | 0 | 0 | 0 | 0 | 0 | 0 | 0 | 0 | 0 | 0 | 0 | 0 | 0 | 2.3 | 0 | 0 | 0 | 0 | 0 | 0 | 0 | 0 | 0 | 0 | 0 | 0 | 0 | 0 | 0 | 0
800 | 2731 | 2018 | CA | Gas Utilization Facility | 50492 | 3 | 0 | OP | HY | WAT | 1.5 | 0 | 0 | 0 | Distributed from 923 Generation And Fuel | 2002 |  | 0 | 0 | 0 | 0 | 0 | 0 | 0 | 0 | 0 | 0 | 0 | 0 | 0 | 0 | 0 | 0 | 0 | 0 | 0 | 0 | 0 | 0 | 0 | 0 | 1.5 | 0 | 0 | 0 | 0 | 0
801 | 2733 | 2018 | CA | Gates Solar Station | 57892 | 1 | 0 | OP | PV | SUN | 20 | 0.247 | 43311 | 23569 | Distributed from 923 Generation And Fuel | 2013 |  | 0 | 0 | 0 | 0 | 0 | 0 | 0 | 0 | 0 | 0 | 0 | 0 | 0 | 0 | 0 | 0 | 0 | 0 | 0 | 0 | 0 | 0 | 0 | 20 | 0 | 0 | 0 | 0 | 0 | 0
802 | 2734 | 2018 | CA | Gateway Generating Station | 56476 | A | 0 | OP | CT | NG | 203.2 | 0.518 | 922099 | 353594 | EIA-923 Generator File | 2009 |  | 0 | 0 | 0 | 0 | 0 | 0 | 0 | 0 | 0 | 0 | 0 | 203.2 | 0 | 0 | 0 | 0 | 0 | 0 | 0 | 0 | 0 | 0 | 0 | 0 | 0 | 0 | 0 | 0 | 0 | 0
803 | 2735 | 2018 | CA | Gateway Generating Station | 56476 | B | 0 | OP | CT | NG | 203.2 | 0.51 | 908338 | 364478 | EIA-923 Generator File | 2009 |  | 0 | 0 | 0 | 0 | 0 | 0 | 0 | 0 | 0 | 0 | 0 | 203.2 | 0 | 0 | 0 | 0 | 0 | 0 | 0 | 0 | 0 | 0 | 0 | 0 | 0 | 0 | 0 | 0 | 0 | 0
804 | 2736 | 2018 | CA | Gateway Generating Station | 56476 | C | 2 | OP | CA | NG | 213.3 | 0.588 | 1099314 | 441335 | EIA-923 Generator File | 2009 |  | 0 | 0 | 0 | 0 | 0 | 0 | 0 | 0 | 0 | 0 | 0 | 213.3 | 0 | 0 | 0 | 0 | 0 | 0 | 0 | 0 | 0 | 0 | 0 | 0 | 0 | 0 | 0 | 0 | 0 | 0
805 | 2737 | 2018 | CA | Gavilan District College Solar Project | 61993 | GDCPV | 0 | OP | PV | SUN | 1.4 | 0.029 | 350 | 0 | Distributed from 923 Generation And Fuel | 2018 |  | 0 | 0 | 0 | 0 | 0 | 0 | 0 | 0 | 0 | 0 | 0 | 0 | 0 | 0 | 0 | 0 | 0 | 0 | 0 | 0 | 0 | 0 | 0 | 1.4 | 0 | 0 | 0 | 0 | 0 | 0
806 | 2743 | 2018 | CA | GE - Tehachapi | 57566 | 1.7SF | 0 | OP | WT | WND | 1.8 | 0.062 | 983.408 | 574.225 | Distributed from 923 Generation And Fuel | 2014 |  | 0 | 0 | 0 | 0 | 0 | 0 | 0 | 0 | 0 | 0 | 0 | 0 | 0 | 0 | 0 | 0 | 0 | 0 | 0 | 0 | 0 | 0 | 0 | 0 | 0 | 0 | 0 | 0 | 0 | 1.8
807 | 2744 | 2018 | CA | GE - Tehachapi | 57566 | 2.5P2 | 0 | OP | WT | WND | 2.5 | 0.062 | 1365.845 | 797.535 | Distributed from 923 Generation And Fuel | 2015 |  | 0 | 0 | 0 | 0 | 0 | 0 | 0 | 0 | 0 | 0 | 0 | 0 | 0 | 0 | 0 | 0 | 0 | 0 | 0 | 0 | 0 | 0 | 0 | 0 | 0 | 0 | 0 | 0 | 0 | 2.5
808 | 2745 | 2018 | CA | GE - Tehachapi | 57566 | 2.8P3 | 0 | OP | WT | WND | 2.8 | 0.062 | 1529.746 | 893.239 | Distributed from 923 Generation And Fuel | 2018 |  | 0 | 0 | 0 | 0 | 0 | 0 | 0 | 0 | 0 | 0 | 0 | 0 | 0 | 0 | 0 | 0 | 0 | 0 | 0 | 0 | 0 | 0 | 0 | 0 | 0 | 0 | 0 | 0 | 0 | 2.8
809 | 2747 | 2018 | CA | Genentech Vacaville Meter #1 | 60844 | PV1 | 0 | OP | PV | SUN | 3.8 | 0.245 | 8153.18 | 4436.656 | Distributed from 923 Generation And Fuel | 2017 |  | 0 | 0 | 0 | 0 | 0 | 0 | 0 | 0 | 0 | 0 | 0 | 0 | 0 | 0 | 0 | 0 | 0 | 0 | 0 | 0 | 0 | 0 | 0 | 3.8 | 0 | 0 | 0 | 0 | 0 | 0
810 | 2748 | 2018 | CA | Genentech Vacaville Meter #1 | 60844 | PV2 | 0 | OP | PV | SUN | 2.3 | 0.245 | 4934.82 | 2685.344 | Distributed from 923 Generation And Fuel | 2017 |  | 0 | 0 | 0 | 0 | 0 | 0 | 0 | 0 | 0 | 0 | 0 | 0 | 0 | 0 | 0 | 0 | 0 | 0 | 0 | 0 | 0 | 0 | 0 | 2.3 | 0 | 0 | 0 | 0 | 0 | 0
811 | 2749 | 2018 | CA | Genentech-Oceanside | 60231 | BA1 | 0 | OP | BA | MWH | 2 | 0 | 0 | 0 | Distributed from 923 Generation And Fuel | 2016 |  | 0 | 0 | 0 | 0 | 0 | 0 | 0 | 0 | 0 | 0 | 2 | 0 | 0 | 0 | 0 | 0 | 0 | 0 | 0 | 0 | 0 | 0 | 0 | 0 | 0 | 0 | 0 | 0 | 0 | 0
812 | 2750 | 2018 | CA | Genentech-Oceanside | 60231 | PV1 | 0 | OP | PV | SUN | 4.5 | 0.181 | 7149 | 3890 | Distributed from 923 Generation And Fuel | 2016 |  | 0 | 0 | 0 | 0 | 0 | 0 | 0 | 0 | 0 | 0 | 0 | 0 | 0 | 0 | 0 | 0 | 0 | 0 | 0 | 0 | 0 | 0 | 0 | 4.5 | 0 | 0 | 0 | 0 | 0 | 0
813 | 2751 | 2018 | CA | Genesis Solar Energy Project | 57394 | GEN01 | 1 | OP | ST | SUN | 125 | 0.285 | 311571 | 180294.5 | Distributed from 923 Generation And Fuel | 2014 |  | 0 | 0 | 0 | 0 | 0 | 0 | 0 | 0 | 0 | 0 | 0 | 0 | 0 | 0 | 0 | 0 | 0 | 0 | 0 | 0 | 0 | 0 | 0 | 125 | 0 | 0 | 0 | 0 | 0 | 0
814 | 2752 | 2018 | CA | Genesis Solar Energy Project | 57394 | GEN02 | 1 | OP | ST | SUN | 125 | 0.285 | 311571 | 180294.5 | Distributed from 923 Generation And Fuel | 2013 |  | 0 | 0 | 0 | 0 | 0 | 0 | 0 | 0 | 0 | 0 | 0 | 0 | 0 | 0 | 0 | 0 | 0 | 0 | 0 | 0 | 0 | 0 | 0 | 125 | 0 | 0 | 0 | 0 | 0 | 0
815 | 2754 | 2018 | CA | Geo East Mesa III | 10763 | GBU | 0 | OP | BT | GEO | 8 | 0.383 | 26827 | 11437 | Distributed from 923 Generation And Fuel | 2007 |  | 0 | 0 | 0 | 0 | 0 | 8 | 0 | 0 | 0 | 0 | 0 | 0 | 0 | 0 | 0 | 0 | 0 | 0 | 0 | 0 | 0 | 0 | 0 | 0 | 0 | 0 | 0 | 0 | 0 | 0
816 | 2755 | 2018 | CA | Geo East Mesa III | 10763 | GEN1 | 0 | OP | ST | GEO | 21.6 | 0.374 | 70726 | 30152 | Distributed from 923 Generation And Fuel | 1989 |  | 0 | 0 | 0 | 0 | 0 | 21.6 | 0 | 0 | 0 | 0 | 0 | 0 | 0 | 0 | 0 | 0 | 0 | 0 | 0 | 0 | 0 | 0 | 0 | 0 | 0 | 0 | 0 | 0 | 0 | 0
817 | 2756 | 2018 | CA | Geothermal 1 | 7368 | 1 | 0 | OP | ST | GEO | 55 | 0.45 | 216968 | 94117 | Distributed from 923 Generation And Fuel | 1983 |  | 0 | 0 | 0 | 0 | 0 | 55 | 0 | 0 | 0 | 0 | 0 | 0 | 0 | 0 | 0 | 0 | 0 | 0 | 0 | 0 | 0 | 0 | 0 | 0 | 0 | 0 | 0 | 0 | 0 | 0
818 | 2757 | 2018 | CA | Geothermal 1 | 7368 | 2 | 0 | OP | ST | GEO | 55 | 0.45 | 216968 | 94117 | Distributed from 923 Generation And Fuel | 1983 |  | 0 | 0 | 0 | 0 | 0 | 55 | 0 | 0 | 0 | 0 | 0 | 0 | 0 | 0 | 0 | 0 | 0 | 0 | 0 | 0 | 0 | 0 | 0 | 0 | 0 | 0 | 0 | 0 | 0 | 0
819 | 2759 | 2018 | CA | Geothermal 2 | 7369 | 4 | 0 | OP | ST | GEO | 55 | 0.366 | 176147 | 77133.5 | Distributed from 923 Generation And Fuel | 1986 |  | 0 | 0 | 0 | 0 | 0 | 55 | 0 | 0 | 0 | 0 | 0 | 0 | 0 | 0 | 0 | 0 | 0 | 0 | 0 | 0 | 0 | 0 | 0 | 0 | 0 | 0 | 0 | 0 | 0 | 0
820 | 2760 | 2018 | CA | Geysers Unit 5-20 | 286 | U11 | 0 | OP | ST | GEO | 110 | 0.459 | 442109.957 | 188123.173 | Distributed from 923 Generation And Fuel | 1975 |  | 0 | 0 | 0 | 0 | 0 | 110 | 0 | 0 | 0 | 0 | 0 | 0 | 0 | 0 | 0 | 0 | 0 | 0 | 0 | 0 | 0 | 0 | 0 | 0 | 0 | 0 | 0 | 0 | 0 | 0
821 | 2761 | 2018 | CA | Geysers Unit 5-20 | 286 | U12 | 0 | OP | ST | GEO | 110 | 0.459 | 442109.957 | 188123.173 | Distributed from 923 Generation And Fuel | 1979 |  | 0 | 0 | 0 | 0 | 0 | 110 | 0 | 0 | 0 | 0 | 0 | 0 | 0 | 0 | 0 | 0 | 0 | 0 | 0 | 0 | 0 | 0 | 0 | 0 | 0 | 0 | 0 | 0 | 0 | 0
822 | 2762 | 2018 | CA | Geysers Unit 5-20 | 286 | U13 | 0 | OP | ST | GEO | 138 | 0.459 | 554647.037 | 236009.071 | Distributed from 923 Generation And Fuel | 1980 |  | 0 | 0 | 0 | 0 | 0 | 138 | 0 | 0 | 0 | 0 | 0 | 0 | 0 | 0 | 0 | 0 | 0 | 0 | 0 | 0 | 0 | 0 | 0 | 0 | 0 | 0 | 0 | 0 | 0 | 0
823 | 2763 | 2018 | CA | Geysers Unit 5-20 | 286 | U14 | 0 | OP | ST | GEO | 113 | 0.459 | 454167.501 | 193253.805 | Distributed from 923 Generation And Fuel | 1980 |  | 0 | 0 | 0 | 0 | 0 | 113 | 0 | 0 | 0 | 0 | 0 | 0 | 0 | 0 | 0 | 0 | 0 | 0 | 0 | 0 | 0 | 0 | 0 | 0 | 0 | 0 | 0 | 0 | 0 | 0
824 | 2764 | 2018 | CA | Geysers Unit 5-20 | 286 | U16 | 0 | OP | ST | GEO | 118 | 0.459 | 474263.408 | 201804.858 | Distributed from 923 Generation And Fuel | 1985 |  | 0 | 0 | 0 | 0 | 0 | 118 | 0 | 0 | 0 | 0 | 0 | 0 | 0 | 0 | 0 | 0 | 0 | 0 | 0 | 0 | 0 | 0 | 0 | 0 | 0 | 0 | 0 | 0 | 0 | 0
825 | 2765 | 2018 | CA | Geysers Unit 5-20 | 286 | U17 | 0 | OP | ST | GEO | 118 | 0.459 | 474263.408 | 201804.858 | Distributed from 923 Generation And Fuel | 1982 |  | 0 | 0 | 0 | 0 | 0 | 118 | 0 | 0 | 0 | 0 | 0 | 0 | 0 | 0 | 0 | 0 | 0 | 0 | 0 | 0 | 0 | 0 | 0 | 0 | 0 | 0 | 0 | 0 | 0 | 0
826 | 2766 | 2018 | CA | Geysers Unit 5-20 | 286 | U18 | 0 | OP | ST | GEO | 118 | 0.459 | 474263.408 | 201804.858 | Distributed from 923 Generation And Fuel | 1983 |  | 0 | 0 | 0 | 0 | 0 | 118 | 0 | 0 | 0 | 0 | 0 | 0 | 0 | 0 | 0 | 0 | 0 | 0 | 0 | 0 | 0 | 0 | 0 | 0 | 0 | 0 | 0 | 0 | 0 | 0
827 | 2767 | 2018 | CA | Geysers Unit 5-20 | 286 | U20 | 0 | OP | ST | GEO | 118 | 0.459 | 474263.408 | 201804.858 | Distributed from 923 Generation And Fuel | 1985 |  | 0 | 0 | 0 | 0 | 0 | 118 | 0 | 0 | 0 | 0 | 0 | 0 | 0 | 0 | 0 | 0 | 0 | 0 | 0 | 0 | 0 | 0 | 0 | 0 | 0 | 0 | 0 | 0 | 0 | 0
828 | 2768 | 2018 | CA | Geysers Unit 5-20 | 286 | U5 | 0 | OP | ST | GEO | 55 | 0.459 | 221054.979 | 94061.586 | Distributed from 923 Generation And Fuel | 1971 |  | 0 | 0 | 0 | 0 | 0 | 55 | 0 | 0 | 0 | 0 | 0 | 0 | 0 | 0 | 0 | 0 | 0 | 0 | 0 | 0 | 0 | 0 | 0 | 0 | 0 | 0 | 0 | 0 | 0 | 0
829 | 2769 | 2018 | CA | Geysers Unit 5-20 | 286 | U6 | 0 | OP | ST | GEO | 55 | 0.459 | 221054.979 | 94061.586 | Distributed from 923 Generation And Fuel | 1971 |  | 0 | 0 | 0 | 0 | 0 | 55 | 0 | 0 | 0 | 0 | 0 | 0 | 0 | 0 | 0 | 0 | 0 | 0 | 0 | 0 | 0 | 0 | 0 | 0 | 0 | 0 | 0 | 0 | 0 | 0
830 | 2770 | 2018 | CA | Geysers Unit 5-20 | 286 | U7 | 0 | OP | ST | GEO | 55 | 0.459 | 221054.979 | 94061.586 | Distributed from 923 Generation And Fuel | 1972 |  | 0 | 0 | 0 | 0 | 0 | 55 | 0 | 0 | 0 | 0 | 0 | 0 | 0 | 0 | 0 | 0 | 0 | 0 | 0 | 0 | 0 | 0 | 0 | 0 | 0 | 0 | 0 | 0 | 0 | 0
831 | 2771 | 2018 | CA | Geysers Unit 5-20 | 286 | U8 | 0 | OP | ST | GEO | 55 | 0.459 | 221054.979 | 94061.586 | Distributed from 923 Generation And Fuel | 1972 |  | 0 | 0 | 0 | 0 | 0 | 55 | 0 | 0 | 0 | 0 | 0 | 0 | 0 | 0 | 0 | 0 | 0 | 0 | 0 | 0 | 0 | 0 | 0 | 0 | 0 | 0 | 0 | 0 | 0 | 0
832 | 2774 | 2018 | CA | Gianera | 7231 | 1 | 0 | OP | GT | NG | 32.3 | 0.014 | 4009.5 | 1766.5 | Distributed from 923 Generation And Fuel | 1987 |  | 0 | 0 | 0 | 0 | 0 | 0 | 0 | 0 | 0 | 0 | 0 | 32.3 | 0 | 0 | 0 | 0 | 0 | 0 | 0 | 0 | 0 | 0 | 0 | 0 | 0 | 0 | 0 | 0 | 0 | 0
833 | 2775 | 2018 | CA | Gianera | 7231 | 2 | 0 | OP | GT | NG | 32.3 | 0.014 | 4009.5 | 1766.5 | Distributed from 923 Generation And Fuel | 1986 |  | 0 | 0 | 0 | 0 | 0 | 0 | 0 | 0 | 0 | 0 | 0 | 32.3 | 0 | 0 | 0 | 0 | 0 | 0 | 0 | 0 | 0 | 0 | 0 | 0 | 0 | 0 | 0 | 0 | 0 | 0
834 | 2776 | 2018 | CA | Giffen | 57521 | 1 | 0 | OP | PV | SUN | 10 | 0.108 | 9474 | 5155.5 | Distributed from 923 Generation And Fuel | 2012 |  | 0 | 0 | 0 | 0 | 0 | 0 | 0 | 0 | 0 | 0 | 0 | 0 | 0 | 0 | 0 | 0 | 0 | 0 | 0 | 0 | 0 | 0 | 0 | 10 | 0 | 0 | 0 | 0 | 0 | 0
835 | 2778 | 2018 | CA | Giffen Solar Park | 59522 | FRGSP | 0 | OP | PV | SUN | 20 | 0.211 | 36960 | 20113 | Distributed from 923 Generation And Fuel | 2017 |  | 0 | 0 | 0 | 0 | 0 | 0 | 0 | 0 | 0 | 0 | 0 | 0 | 0 | 0 | 0 | 0 | 0 | 0 | 0 | 0 | 0 | 0 | 0 | 20 | 0 | 0 | 0 | 0 | 0 | 0
836 | 2779 | 2018 | CA | Gilroy Peaking Energy Center | 55810 | S3 | 0 | OP | GT | NG | 45 | 0.022 | 8553 | 3768.667 | Distributed from 923 Generation And Fuel | 2001 |  | 0 | 0 | 0 | 0 | 0 | 0 | 0 | 0 | 0 | 0 | 0 | 45 | 0 | 0 | 0 | 0 | 0 | 0 | 0 | 0 | 0 | 0 | 0 | 0 | 0 | 0 | 0 | 0 | 0 | 0
837 | 2780 | 2018 | CA | Gilroy Peaking Energy Center | 55810 | S4 | 0 | OP | GT | NG | 45 | 0.022 | 8553 | 3768.667 | Distributed from 923 Generation And Fuel | 2001 |  | 0 | 0 | 0 | 0 | 0 | 0 | 0 | 0 | 0 | 0 | 0 | 45 | 0 | 0 | 0 | 0 | 0 | 0 | 0 | 0 | 0 | 0 | 0 | 0 | 0 | 0 | 0 | 0 | 0 | 0
838 | 2781 | 2018 | CA | Gilroy Peaking Energy Center | 55810 | S5 | 0 | OP | GT | NG | 45 | 0.022 | 8553 | 3768.667 | Distributed from 923 Generation And Fuel | 2002 |  | 0 | 0 | 0 | 0 | 0 | 0 | 0 | 0 | 0 | 0 | 0 | 45 | 0 | 0 | 0 | 0 | 0 | 0 | 0 | 0 | 0 | 0 | 0 | 0 | 0 | 0 | 0 | 0 | 0 | 0
839 | 2782 | 2018 | CA | Gilroy Power Plant | 10034 | GEN1 | 0 | OP | CT | NG | 90 | 0.092 | 72675 | 56970 | EIA-923 Generator File | 1987 |  | 0 | 0 | 0 | 0 | 0 | 0 | 0 | 0 | 0 | 0 | 0 | 90 | 0 | 0 | 0 | 0 | 0 | 0 | 0 | 0 | 0 | 0 | 0 | 0 | 0 | 0 | 0 | 0 | 0 | 0
840 | 2783 | 2018 | CA | Gilroy Power Plant | 10034 | GEN2 | 1 | OP | CA | NG | 40 | 0.086 | 30007 | 23638 | EIA-923 Generator File | 1987 |  | 0 | 0 | 0 | 0 | 0 | 0 | 0 | 0 | 0 | 0 | 0 | 40 | 0 | 0 | 0 | 0 | 0 | 0 | 0 | 0 | 0 | 0 | 0 | 0 | 0 | 0 | 0 | 0 | 0 | 0
841 | 2784 | 2018 | CA | Glenarm | 422 | GT1 | 0 | OP | GT | NG | 28.8 | 0.045 | 11248.287 | 4956.309 | Distributed from 923 Generation And Fuel | 1976 |  | 0 | 0 | 0 | 0 | 0 | 0 | 0 | 0 | 0 | 0 | 0 | 28.8 | 0 | 0 | 0 | 0 | 0 | 0 | 0 | 0 | 0 | 0 | 0 | 0 | 0 | 0 | 0 | 0 | 0 | 0
842 | 2786 | 2018 | CA | Glenarm | 422 | GT3 | 0 | OP | GT | NG | 60.5 | 0.045 | 23629.213 | 10411.691 | Distributed from 923 Generation And Fuel | 2004 |  | 0 | 0 | 0 | 0 | 0 | 0 | 0 | 0 | 0 | 0 | 0 | 60.5 | 0 | 0 | 0 | 0 | 0 | 0 | 0 | 0 | 0 | 0 | 0 | 0 | 0 | 0 | 0 | 0 | 0 | 0
843 | 2787 | 2018 | CA | Glenarm | 422 | GT4 | 0 | OP | GT | NG | 60.5 | 0.045 | 23629.213 | 10411.691 | Distributed from 923 Generation And Fuel | 2004 |  | 0 | 0 | 0 | 0 | 0 | 0 | 0 | 0 | 0 | 0 | 0 | 60.5 | 0 | 0 | 0 | 0 | 0 | 0 | 0 | 0 | 0 | 0 | 0 | 0 | 0 | 0 | 0 | 0 | 0 | 0
844 | 2788 | 2018 | CA | Glenarm | 422 | GT5 | 0 | OP | CT | NG | 71 | 0.049 | 30634 | 19278 | EIA-923 Generator File | 2016 |  | 0 | 0 | 0 | 0 | 0 | 0 | 0 | 0 | 0 | 0 | 0 | 71 | 0 | 0 | 0 | 0 | 0 | 0 | 0 | 0 | 0 | 0 | 0 | 0 | 0 | 0 | 0 | 0 | 0 | 0
845 | 2789 | 2018 | CA | Glenarm | 422 | ST1 | 0 | OP | CA | NG | 16 | 0.049 | 6844.32 | 4113.77 | EIA-923 Generator File | 2016 |  | 0 | 0 | 0 | 0 | 0 | 0 | 0 | 0 | 0 | 0 | 0 | 16 | 0 | 0 | 0 | 0 | 0 | 0 | 0 | 0 | 0 | 0 | 0 | 0 | 0 | 0 | 0 | 0 | 0 | 0
846 | 2790 | 2018 | CA | Glendale Battery Energy Storage System | 60974 | 2BESS | 0 | OP | BA | MWH | 2 | 0.005 | 90 | 40 | Distributed from 923 Generation And Fuel | 2017 |  | 0 | 0 | 0 | 0 | 0 | 0 | 0 | 0 | 0 | 0 | 2 | 0 | 0 | 0 | 0 | 0 | 0 | 0 | 0 | 0 | 0 | 0 | 0 | 0 | 0 | 0 | 0 | 0 | 0 | 0
847 | 2791 | 2018 | CA | Goal Line LP | 54749 | CTG | 0 | OP | CT | NG | 41.2 | 0.041 | 14885 | 7848 | EIA-923 Generator File | 1994 |  | 0 | 0 | 0 | 0 | 0 | 0 | 0 | 0 | 0 | 0 | 0 | 41.2 | 0 | 0 | 0 | 0 | 0 | 0 | 0 | 0 | 0 | 0 | 0 | 0 | 0 | 0 | 0 | 0 | 0 | 0
848 | 2792 | 2018 | CA | Goal Line LP | 54749 | STG | 1 | OP | CA | NG | 10.2 | 0.036 | 3257 | 1738 | EIA-923 Generator File | 1994 |  | 0 | 0 | 0 | 0 | 0 | 0 | 0 | 0 | 0 | 0 | 0 | 10.2 | 0 | 0 | 0 | 0 | 0 | 0 | 0 | 0 | 0 | 0 | 0 | 0 | 0 | 0 | 0 | 0 | 0 | 0
849 | 2793 | 2018 | CA | Golden Acorn Casino | 59328 | GAC1 | 0 | OP | WT | WND | 1 | 0.469 | 4112 | 1276 | Distributed from 923 Generation And Fuel | 2014 |  | 0 | 0 | 0 | 0 | 0 | 0 | 0 | 0 | 0 | 0 | 0 | 0 | 0 | 0 | 0 | 0 | 0 | 0 | 0 | 0 | 0 | 0 | 0 | 0 | 0 | 0 | 0 | 0 | 0 | 1
850 | 2794 | 2018 | CA | Golden Fields Solar I, LLC | 60590 | RS1 | 0 | OP | PV | SUN | 54 | 0.323 | 152651 | 82105 | Distributed from 923 Generation And Fuel | 2016 |  | 0 | 0 | 0 | 0 | 0 | 0 | 0 | 0 | 0 | 0 | 0 | 0 | 0 | 0 | 0 | 0 | 0 | 0 | 0 | 0 | 0 | 0 | 0 | 54 | 0 | 0 | 0 | 0 | 0 | 0
851 | 2795 | 2018 | CA | Golden Hills North Wind Energy Center | 61222 | 1 | 0 | OP | WT | WND | 46 | 0.45 | 181456 | 117719 | Distributed from 923 Generation And Fuel | 2017 |  | 0 | 0 | 0 | 0 | 0 | 0 | 0 | 0 | 0 | 0 | 0 | 0 | 0 | 0 | 0 | 0 | 0 | 0 | 0 | 0 | 0 | 0 | 0 | 0 | 0 | 0 | 0 | 0 | 0 | 46
852 | 2796 | 2018 | CA | Golden Hills Wind | 60049 | GE | 0 | OP | WT | WND | 85.9 | 0.407 | 306466 | 178963 | Distributed from 923 Generation And Fuel | 2015 |  | 0 | 0 | 0 | 0 | 0 | 0 | 0 | 0 | 0 | 0 | 0 | 0 | 0 | 0 | 0 | 0 | 0 | 0 | 0 | 0 | 0 | 0 | 0 | 0 | 0 | 0 | 0 | 0 | 0 | 85.9
853 | 2797 | 2018 | CA | Golden Springs Building C-1 | 57796 | 1 | 0 | OP | PV | SUN | 1.2 | 0.171 | 1796 | 977 | Distributed from 923 Generation And Fuel | 2012 |  | 0 | 0 | 0 | 0 | 0 | 0 | 0 | 0 | 0 | 0 | 0 | 0 | 0 | 0 | 0 | 0 | 0 | 0 | 0 | 0 | 0 | 0 | 0 | 1.2 | 0 | 0 | 0 | 0 | 0 | 0
854 | 2798 | 2018 | CA | Golden Springs Building D | 57797 | 1 | 0 | OP | PV | SUN | 1.3 | 0.17 | 1938 | 1055 | Distributed from 923 Generation And Fuel | 2012 |  | 0 | 0 | 0 | 0 | 0 | 0 | 0 | 0 | 0 | 0 | 0 | 0 | 0 | 0 | 0 | 0 | 0 | 0 | 0 | 0 | 0 | 0 | 0 | 1.3 | 0 | 0 | 0 | 0 | 0 | 0
855 | 2799 | 2018 | CA | Goose Haven Energy Center | 55627 | CT1 | 0 | OP | GT | NG | 47 | 0.03 | 12447 | 5484 | Distributed from 923 Generation And Fuel | 2003 |  | 0 | 0 | 0 | 0 | 0 | 0 | 0 | 0 | 0 | 0 | 0 | 47 | 0 | 0 | 0 | 0 | 0 | 0 | 0 | 0 | 0 | 0 | 0 | 0 | 0 | 0 | 0 | 0 | 0 | 0
856 | 2800 | 2018 | CA | Gosselin Hydro Plant | 10128 | GEN1 | 0 | OP | HY | WAT | 1 | 0.26 | 2278.5 | 1220 | Distributed from 923 Generation And Fuel | 1983 |  | 0 | 0 | 0 | 0 | 0 | 0 | 0 | 0 | 0 | 0 | 0 | 0 | 0 | 0 | 0 | 0 | 0 | 0 | 0 | 0 | 0 | 0 | 0 | 0 | 1 | 0 | 0 | 0 | 0 | 0
857 | 2801 | 2018 | CA | Gosselin Hydro Plant | 10128 | GEN2 | 0 | OP | HY | WAT | 1 | 0.26 | 2278.5 | 1220 | Distributed from 923 Generation And Fuel | 1983 |  | 0 | 0 | 0 | 0 | 0 | 0 | 0 | 0 | 0 | 0 | 0 | 0 | 0 | 0 | 0 | 0 | 0 | 0 | 0 | 0 | 0 | 0 | 0 | 0 | 1 | 0 | 0 | 0 | 0 | 0
858 | 2802 | 2018 | CA | GPS Cabazon Wind LLC | 50552 | WGNS | 0 | OP | WT | WND | 38.9 | 0.187 | 63695 | 37195 | Distributed from 923 Generation And Fuel | 1999 |  | 0 | 0 | 0 | 0 | 0 | 0 | 0 | 0 | 0 | 0 | 0 | 0 | 0 | 0 | 0 | 0 | 0 | 0 | 0 | 0 | 0 | 0 | 0 | 0 | 0 | 0 | 0 | 0 | 0 | 38.9
859 | 2803 | 2018 | CA | Granger | 60516 | PV1 | 0 | OP | PV | SUN | 3 | 0.295 | 7748 | 4216 | Distributed from 923 Generation And Fuel | 2016 |  | 0 | 0 | 0 | 0 | 0 | 0 | 0 | 0 | 0 | 0 | 0 | 0 | 0 | 0 | 0 | 0 | 0 | 0 | 0 | 0 | 0 | 0 | 0 | 3 | 0 | 0 | 0 | 0 | 0 | 0
860 | 2804 | 2018 | CA | Grapeland Peaker | 56472 | 1 | 0 | OP | GT | NG | 49.8 | 0.023 | 9892 | 4359 | Distributed from 923 Generation And Fuel | 2007 |  | 0 | 0 | 0 | 0 | 0 | 0 | 0 | 0 | 0 | 0 | 0 | 49.8 | 0 | 0 | 0 | 0 | 0 | 0 | 0 | 0 | 0 | 0 | 0 | 0 | 0 | 0 | 0 | 0 | 0 | 0
861 | 2805 | 2018 | CA | Grapeland Peaker | 56472 | BA1 | 0 | OP | BA | MWH | 10 | 0 | 0 | 0 | Distributed from 923 Generation And Fuel | 2016 |  | 0 | 0 | 0 | 0 | 0 | 0 | 0 | 0 | 0 | 0 | 10 | 0 | 0 | 0 | 0 | 0 | 0 | 0 | 0 | 0 | 0 | 0 | 0 | 0 | 0 | 0 | 0 | 0 | 0 | 0
862 | 2806 | 2018 | CA | Grassland 1&2 Solar Project | 58217 | INV4 | 0 | OP | PV | SUN | 2.5 | 0.217 | 4746 | 2583 | Distributed from 923 Generation And Fuel | 2013 |  | 0 | 0 | 0 | 0 | 0 | 0 | 0 | 0 | 0 | 0 | 0 | 0 | 0 | 0 | 0 | 0 | 0 | 0 | 0 | 0 | 0 | 0 | 0 | 2.5 | 0 | 0 | 0 | 0 | 0 | 0
863 | 2807 | 2018 | CA | Grassland 3&4 Solar Project | 58204 | INV3 | 0 | OP | PV | SUN | 2.5 | 0.216 | 4737 | 2578 | Distributed from 923 Generation And Fuel | 2013 |  | 0 | 0 | 0 | 0 | 0 | 0 | 0 | 0 | 0 | 0 | 0 | 0 | 0 | 0 | 0 | 0 | 0 | 0 | 0 | 0 | 0 | 0 | 0 | 2.5 | 0 | 0 | 0 | 0 | 0 | 0
864 | 2808 | 2018 | CA | Grayson | 377 | 1 | 2 | OP | CA | NG | 20 | 0.001 | 97 | 97 | EIA-923 Generator File | 1977 |  | 0 | 0 | 0 | 0 | 0 | 0 | 0 | 0 | 0 | 0 | 0 | 20 | 0 | 0 | 0 | 0 | 0 | 0 | 0 | 0 | 0 | 0 | 0 | 0 | 0 | 0 | 0 | 0 | 0 | 0
865 | 2809 | 2018 | CA | Grayson | 377 | 2 | 2 | OP | CA | NG | 20 | 0.005 | 923 | 872 | EIA-923 Generator File | 1977 |  | 0 | 0 | 0 | 0 | 0 | 0 | 0 | 0 | 0 | 0 | 0 | 20 | 0 | 0 | 0 | 0 | 0 | 0 | 0 | 0 | 0 | 0 | 0 | 0 | 0 | 0 | 0 | 0 | 0 | 0
866 | 2810 | 2018 | CA | Grayson | 377 | 3 | 1 | OP | ST | LFG | 23 | 0 | 0 | 0 | EIA-923 Generator File | 1953 |  | 0 | 0 | 0 | 0 | 0 | 0 | 0 | 23 | 0 | 0 | 0 | 0 | 0 | 0 | 0 | 0 | 0 | 0 | 0 | 0 | 0 | 0 | 0 | 0 | 0 | 0 | 0 | 0 | 0 | 0
867 | 2811 | 2018 | CA | Grayson | 377 | 4 | 1 | OP | ST | NG | 50 | 0.166 | 72554 | 18671 | EIA-923 Generator File | 1959 |  | 0 | 0 | 0 | 0 | 0 | 0 | 0 | 0 | 0 | 0 | 0 | 50 | 0 | 0 | 0 | 0 | 0 | 0 | 0 | 0 | 0 | 0 | 0 | 0 | 0 | 0 | 0 | 0 | 0 | 0
868 | 2812 | 2018 | CA | Grayson | 377 | 5 | 1 | OP | ST | NG | 50 | 0.107 | 47035 | 38082 | EIA-923 Generator File | 1964 |  | 0 | 0 | 0 | 0 | 0 | 0 | 0 | 0 | 0 | 0 | 0 | 50 | 0 | 0 | 0 | 0 | 0 | 0 | 0 | 0 | 0 | 0 | 0 | 0 | 0 | 0 | 0 | 0 | 0 | 0
869 | 2813 | 2018 | CA | Grayson | 377 | 8A | 0 | OP | CT | NG | 25.4 | 0 | 0 | 0 | EIA-923 Generator File | 1977 |  | 0 | 0 | 0 | 0 | 0 | 0 | 0 | 0 | 0 | 0 | 0 | 25.4 | 0 | 0 | 0 | 0 | 0 | 0 | 0 | 0 | 0 | 0 | 0 | 0 | 0 | 0 | 0 | 0 | 0 | 0
870 | 2814 | 2018 | CA | Grayson | 377 | 8BC | 0 | OP | CT | NG | 55.1 | 0.005 | 2280 | 2156 | EIA-923 Generator File | 1977 |  | 0 | 0 | 0 | 0 | 0 | 0 | 0 | 0 | 0 | 0 | 0 | 55.1 | 0 | 0 | 0 | 0 | 0 | 0 | 0 | 0 | 0 | 0 | 0 | 0 | 0 | 0 | 0 | 0 | 0 | 0
871 | 2815 | 2018 | CA | Grayson | 377 | 9 | 0 | OP | GT | NG | 57.4 | 0.036 | 17891 | 14672 | Distributed from 923 Generation And Fuel | 2004 |  | 0 | 0 | 0 | 0 | 0 | 0 | 0 | 0 | 0 | 0 | 0 | 57.4 | 0 | 0 | 0 | 0 | 0 | 0 | 0 | 0 | 0 | 0 | 0 | 0 | 0 | 0 | 0 | 0 | 0 | 0
872 | 2818 | 2018 | CA | Great Valley Solar Portfolio Holdings, LLC | 59940 | GVS2 | 0 | OP | PV | SUN | 60 | 0.199 | 104642.319 | 61188.601 | Distributed from 923 Generation And Fuel | 2017 |  | 0 | 0 | 0 | 0 | 0 | 0 | 0 | 0 | 0 | 0 | 0 | 0 | 0 | 0 | 0 | 0 | 0 | 0 | 0 | 0 | 0 | 0 | 0 | 60 | 0 | 0 | 0 | 0 | 0 | 0
873 | 2819 | 2018 | CA | Great Valley Solar Portfolio Holdings, LLC | 59940 | GVS3 | 0 | OP | PV | SUN | 20 | 0.199 | 34880.773 | 20396.2 | Distributed from 923 Generation And Fuel | 2017 |  | 0 | 0 | 0 | 0 | 0 | 0 | 0 | 0 | 0 | 0 | 0 | 0 | 0 | 0 | 0 | 0 | 0 | 0 | 0 | 0 | 0 | 0 | 0 | 20 | 0 | 0 | 0 | 0 | 0 | 0
874 | 2820 | 2018 | CA | Great Valley Solar Portfolio Holdings, LLC | 59940 | GVS4 | 0 | OP | PV | SUN | 20 | 0.199 | 34880.773 | 20396.2 | Distributed from 923 Generation And Fuel | 2017 |  | 0 | 0 | 0 | 0 | 0 | 0 | 0 | 0 | 0 | 0 | 0 | 0 | 0 | 0 | 0 | 0 | 0 | 0 | 0 | 0 | 0 | 0 | 0 | 20 | 0 | 0 | 0 | 0 | 0 | 0
875 | 2821 | 2018 | CA | Great Valley Solar Portfolio Holdings, LLC | 59940 | TQ8 | 0 | OP | PV | SUN | 205.3 | 0.199 | 358051.135 | 209366.998 | Distributed from 923 Generation And Fuel | 2018 |  | 0 | 0 | 0 | 0 | 0 | 0 | 0 | 0 | 0 | 0 | 0 | 0 | 0 | 0 | 0 | 0 | 0 | 0 | 0 | 0 | 0 | 0 | 0 | 205.3 | 0 | 0 | 0 | 0 | 0 | 0
876 | 2822 | 2018 | CA | Green Acres Solar Facility 1 | 57849 | GASF1 | 0 | OP | PV | SUN | 3 | 0.242 | 6354 | 3458 | Distributed from 923 Generation And Fuel | 2012 |  | 0 | 0 | 0 | 0 | 0 | 0 | 0 | 0 | 0 | 0 | 0 | 0 | 0 | 0 | 0 | 0 | 0 | 0 | 0 | 0 | 0 | 0 | 0 | 3 | 0 | 0 | 0 | 0 | 0 | 0
877 | 2823 | 2018 | CA | Green Acres Solar Facility 2 | 57850 | GASF2 | 0 | OP | PV | SUN | 1 | 0.248 | 2171 | 1181 | Distributed from 923 Generation And Fuel | 2012 |  | 0 | 0 | 0 | 0 | 0 | 0 | 0 | 0 | 0 | 0 | 0 | 0 | 0 | 0 | 0 | 0 | 0 | 0 | 0 | 0 | 0 | 0 | 0 | 1 | 0 | 0 | 0 | 0 | 0 | 0
878 | 2824 | 2018 | CA | Green Beanworks B PV | 61339 | GBWXB | 0 | OP | PV | SUN | 3 | 0.002 | 45 | 0 | Distributed from 923 Generation And Fuel | 2018 |  | 0 | 0 | 0 | 0 | 0 | 0 | 0 | 0 | 0 | 0 | 0 | 0 | 0 | 0 | 0 | 0 | 0 | 0 | 0 | 0 | 0 | 0 | 0 | 3 | 0 | 0 | 0 | 0 | 0 | 0
879 | 2825 | 2018 | CA | Green Beanworks C PV | 61215 | GBWXC | 0 | OP | PV | SUN | 3 | 0.101 | 2654 | 1430 | Distributed from 923 Generation And Fuel | 2018 |  | 0 | 0 | 0 | 0 | 0 | 0 | 0 | 0 | 0 | 0 | 0 | 0 | 0 | 0 | 0 | 0 | 0 | 0 | 0 | 0 | 0 | 0 | 0 | 3 | 0 | 0 | 0 | 0 | 0 | 0
880 | 2826 | 2018 | CA | Green Beanworks D PV | 61216 | GBWXD | 0 | OP | PV | SUN | 3 | 0.092 | 2428 | 1308 | Distributed from 923 Generation And Fuel | 2018 |  | 0 | 0 | 0 | 0 | 0 | 0 | 0 | 0 | 0 | 0 | 0 | 0 | 0 | 0 | 0 | 0 | 0 | 0 | 0 | 0 | 0 | 0 | 0 | 3 | 0 | 0 | 0 | 0 | 0 | 0
881 | 2827 | 2018 | CA | Green Power I | 55396 | WGNS | 0 | OP | WT | WND | 16.5 | 0.115 | 16676 | 9738 | Distributed from 923 Generation And Fuel | 1975 |  | 0 | 0 | 0 | 0 | 0 | 0 | 0 | 0 | 0 | 0 | 0 | 0 | 0 | 0 | 0 | 0 | 0 | 0 | 0 | 0 | 0 | 0 | 0 | 0 | 0 | 0 | 0 | 0 | 0 | 16.5
882 | 2828 | 2018 | CA | Greenleaf 1 Power Plant | 10350 | GEN1 | 0 | OP | CT | NG | 46 | 0.142 | 57333 | 11544 | EIA-923 Generator File | 1989 | 2019 | 0 | 0 | 0 | 0 | 0 | 0 | 0 | 0 | 0 | 0 | 0 | 46 | 0 | 0 | 0 | 0 | 0 | 0 | 0 | 0 | 0 | 0 | 0 | 0 | 0 | 0 | 0 | 0 | 0 | 0
883 | 2829 | 2018 | CA | Greenleaf 1 Power Plant | 10350 | GEN2 | 1 | OP | CA | NG | 20 | 0.055 | 9681 | 1658 | EIA-923 Generator File | 1989 | 2019 | 0 | 0 | 0 | 0 | 0 | 0 | 0 | 0 | 0 | 0 | 0 | 20 | 0 | 0 | 0 | 0 | 0 | 0 | 0 | 0 | 0 | 0 | 0 | 0 | 0 | 0 | 0 | 0 | 0 | 0
884 | 2830 | 2018 | CA | Greenleaf 2 Power Plant | 10349 | GEN1 | 0 | OP | GT | NG | 49.5 | 0.522 | 226368 | 105624 | Distributed from 923 Generation And Fuel | 1989 | 2019 | 0 | 0 | 0 | 0 | 0 | 0 | 0 | 0 | 0 | 0 | 0 | 49.5 | 0 | 0 | 0 | 0 | 0 | 0 | 0 | 0 | 0 | 0 | 0 | 0 | 0 | 0 | 0 | 0 | 0 | 0
885 | 2832 | 2018 | CA | Gridley Main | 58370 | GEN1 | 0 | OP | PV | SUN | 1 | 0.223 | 1957 | 1065 | Distributed from 923 Generation And Fuel | 2013 |  | 0 | 0 | 0 | 0 | 0 | 0 | 0 | 0 | 0 | 0 | 0 | 0 | 0 | 0 | 0 | 0 | 0 | 0 | 0 | 0 | 0 | 0 | 0 | 1 | 0 | 0 | 0 | 0 | 0 | 0
886 | 2833 | 2018 | CA | Gridley Main Two | 58371 | GEN1 | 0 | OP | PV | SUN | 2.5 | 0.176 | 3862 | 2102 | Distributed from 923 Generation And Fuel | 2013 |  | 0 | 0 | 0 | 0 | 0 | 0 | 0 | 0 | 0 | 0 | 0 | 0 | 0 | 0 | 0 | 0 | 0 | 0 | 0 | 0 | 0 | 0 | 0 | 2.5 | 0 | 0 | 0 | 0 | 0 | 0
887 | 2834 | 2018 | CA | Grizzly | 7338 | NA1 | 0 | OP | HY | WAT | 22 | 0.1 | 19337 | 10356 | Distributed from 923 Generation And Fuel | 1993 |  | 0 | 0 | 0 | 0 | 0 | 0 | 0 | 0 | 0 | 0 | 0 | 0 | 0 | 0 | 0 | 0 | 0 | 0 | 0 | 0 | 0 | 0 | 0 | 0 | 22 | 0 | 0 | 0 | 0 | 0
888 | 2835 | 2018 | CA | Grossmont Hospital | 10115 | GEN3 | 0 | OP | GT | NG | 4.5 | 0.75 | 29556 | 13023 | Distributed from 923 Generation And Fuel | 2016 |  | 0 | 0 | 0 | 0 | 0 | 0 | 0 | 0 | 0 | 0 | 0 | 4.5 | 0 | 0 | 0 | 0 | 0 | 0 | 0 | 0 | 0 | 0 | 0 | 0 | 0 | 0 | 0 | 0 | 0 | 0
889 | 2844 | 2018 | CA | Guadalupe Solar Farm | 62690 | GFARM | 0 | OP | PV | SUN | 1.7 | 0.112 | 1669 | 605 | Distributed from 923 Generation And Fuel | 2018 |  | 0 | 0 | 0 | 0 | 0 | 0 | 0 | 0 | 0 | 0 | 0 | 0 | 0 | 0 | 0 | 0 | 0 | 0 | 0 | 0 | 0 | 0 | 0 | 1.7 | 0 | 0 | 0 | 0 | 0 | 0
890 | 2845 | 2018 | CA | Guernsey Solar Station | 57891 | 1 | 0 | OP | PV | SUN | 20 | 0.25 | 43717 | 23790 | Distributed from 923 Generation And Fuel | 2013 |  | 0 | 0 | 0 | 0 | 0 | 0 | 0 | 0 | 0 | 0 | 0 | 0 | 0 | 0 | 0 | 0 | 0 | 0 | 0 | 0 | 0 | 0 | 0 | 20 | 0 | 0 | 0 | 0 | 0 | 0
891 | 2846 | 2018 | CA | H. Gonzales | 56039 | G1 | 0 | OP | GT | NG | 5.9 | 0.039 | 1997 | 880 | Distributed from 923 Generation And Fuel | 1987 |  | 0 | 0 | 0 | 0 | 0 | 0 | 0 | 0 | 0 | 0 | 0 | 5.9 | 0 | 0 | 0 | 0 | 0 | 0 | 0 | 0 | 0 | 0 | 0 | 0 | 0 | 0 | 0 | 0 | 0 | 0
892 | 2847 | 2018 | CA | H. Gonzales | 56039 | G2 | 0 | OP | GT | NG | 5.9 | 0.039 | 1997 | 880 | Distributed from 923 Generation And Fuel | 1987 |  | 0 | 0 | 0 | 0 | 0 | 0 | 0 | 0 | 0 | 0 | 0 | 5.9 | 0 | 0 | 0 | 0 | 0 | 0 | 0 | 0 | 0 | 0 | 0 | 0 | 0 | 0 | 0 | 0 | 0 | 0
893 | 2848 | 2018 | CA | Haas | 240 | H1 | 0 | OP | HY | WAT | 67.5 | 0.306 | 180668 | 103001.5 | Distributed from 923 Generation And Fuel | 1958 |  | 0 | 0 | 0 | 0 | 0 | 0 | 0 | 0 | 0 | 0 | 0 | 0 | 0 | 0 | 0 | 0 | 0 | 0 | 0 | 0 | 0 | 0 | 0 | 0 | 67.5 | 0 | 0 | 0 | 0 | 0
894 | 2849 | 2018 | CA | Haas | 240 | H2 | 0 | OP | HY | WAT | 67.5 | 0.306 | 180668 | 103001.5 | Distributed from 923 Generation And Fuel | 1958 |  | 0 | 0 | 0 | 0 | 0 | 0 | 0 | 0 | 0 | 0 | 0 | 0 | 0 | 0 | 0 | 0 | 0 | 0 | 0 | 0 | 0 | 0 | 0 | 0 | 67.5 | 0 | 0 | 0 | 0 | 0
895 | 2850 | 2018 | CA | Haiwee | 398 | 1 | 0 | OP | HY | WAT | 2.8 | 0.01 | 256 | 137 | Distributed from 923 Generation And Fuel | 1927 |  | 0 | 0 | 0 | 0 | 0 | 0 | 0 | 0 | 0 | 0 | 0 | 0 | 0 | 0 | 0 | 0 | 0 | 0 | 0 | 0 | 0 | 0 | 0 | 0 | 2.8 | 0 | 0 | 0 | 0 | 0
896 | 2851 | 2018 | CA | Haiwee | 398 | 2 | 0 | OP | HY | WAT | 2.8 | 0.01 | 256 | 137 | Distributed from 923 Generation And Fuel | 1927 |  | 0 | 0 | 0 | 0 | 0 | 0 | 0 | 0 | 0 | 0 | 0 | 0 | 0 | 0 | 0 | 0 | 0 | 0 | 0 | 0 | 0 | 0 | 0 | 0 | 2.8 | 0 | 0 | 0 | 0 | 0
897 | 2852 | 2018 | CA | Halsey | 241 | 1 | 0 | OP | HY | WAT | 13.6 | 0.319 | 38014 | 20358 | Distributed from 923 Generation And Fuel | 1916 |  | 0 | 0 | 0 | 0 | 0 | 0 | 0 | 0 | 0 | 0 | 0 | 0 | 0 | 0 | 0 | 0 | 0 | 0 | 0 | 0 | 0 | 0 | 0 | 0 | 13.6 | 0 | 0 | 0 | 0 | 0
898 | 2855 | 2018 | CA | Hanford 1 and 2 | 59300 | HAN1 | 0 | OP | PV | SUN | 1.5 | 0.211 | 2778.5 | 1512 | Distributed from 923 Generation And Fuel | 2014 |  | 0 | 0 | 0 | 0 | 0 | 0 | 0 | 0 | 0 | 0 | 0 | 0 | 0 | 0 | 0 | 0 | 0 | 0 | 0 | 0 | 0 | 0 | 0 | 1.5 | 0 | 0 | 0 | 0 | 0 | 0
899 | 2856 | 2018 | CA | Hanford 1 and 2 | 59300 | HAN2 | 0 | OP | PV | SUN | 1.5 | 0.211 | 2778.5 | 1512 | Distributed from 923 Generation And Fuel | 2014 |  | 0 | 0 | 0 | 0 | 0 | 0 | 0 | 0 | 0 | 0 | 0 | 0 | 0 | 0 | 0 | 0 | 0 | 0 | 0 | 0 | 0 | 0 | 0 | 1.5 | 0 | 0 | 0 | 0 | 0 | 0
900 | 2857 | 2018 | CA | Hanford Energy Park Peaker | 55698 | HEP1 | 0 | OP | GT | NG | 46.1 | 0.019 | 7802.5 | 4654 | Distributed from 923 Generation And Fuel | 2001 |  | 0 | 0 | 0 | 0 | 0 | 0 | 0 | 0 | 0 | 0 | 0 | 46.1 | 0 | 0 | 0 | 0 | 0 | 0 | 0 | 0 | 0 | 0 | 0 | 0 | 0 | 0 | 0 | 0 | 0 | 0
901 | 2858 | 2018 | CA | Hanford Energy Park Peaker | 55698 | HEP2 | 0 | OP | GT | NG | 46.1 | 0.019 | 7802.5 | 4654 | Distributed from 923 Generation And Fuel | 2001 |  | 0 | 0 | 0 | 0 | 0 | 0 | 0 | 0 | 0 | 0 | 0 | 46.1 | 0 | 0 | 0 | 0 | 0 | 0 | 0 | 0 | 0 | 0 | 0 | 0 | 0 | 0 | 0 | 0 | 0 | 0
902 | 2859 | 2018 | CA | Harbor | 399 | 10A | 0 | OP | CT | NG | 85.3 | 0.013 | 9934 | 8270 | EIA-923 Generator File | 1995 |  | 0 | 0 | 0 | 0 | 0 | 0 | 0 | 0 | 0 | 0 | 0 | 85.3 | 0 | 0 | 0 | 0 | 0 | 0 | 0 | 0 | 0 | 0 | 0 | 0 | 0 | 0 | 0 | 0 | 0 | 0
903 | 2860 | 2018 | CA | Harbor | 399 | 10B | 0 | OP | CT | NG | 85.3 | 0.015 | 11008 | 7238 | EIA-923 Generator File | 1995 |  | 0 | 0 | 0 | 0 | 0 | 0 | 0 | 0 | 0 | 0 | 0 | 85.3 | 0 | 0 | 0 | 0 | 0 | 0 | 0 | 0 | 0 | 0 | 0 | 0 | 0 | 0 | 0 | 0 | 0 | 0
904 | 2861 | 2018 | CA | Harbor | 399 | 5 | 2 | OP | CA | NG | 75 | 0.012 | 8073 | 6311 | EIA-923 Generator File | 1995 |  | 0 | 0 | 0 | 0 | 0 | 0 | 0 | 0 | 0 | 0 | 0 | 75 | 0 | 0 | 0 | 0 | 0 | 0 | 0 | 0 | 0 | 0 | 0 | 0 | 0 | 0 | 0 | 0 | 0 | 0
905 | 2862 | 2018 | CA | Harbor | 399 | GT10 | 0 | OP | GT | NG | 60.5 | 0.003 | 1625 | 575 | Distributed from 923 Generation And Fuel | 2002 |  | 0 | 0 | 0 | 0 | 0 | 0 | 0 | 0 | 0 | 0 | 0 | 60.5 | 0 | 0 | 0 | 0 | 0 | 0 | 0 | 0 | 0 | 0 | 0 | 0 | 0 | 0 | 0 | 0 | 0 | 0
906 | 2863 | 2018 | CA | Harbor | 399 | GT11 | 0 | OP | GT | NG | 60.5 | 0.003 | 1625 | 575 | Distributed from 923 Generation And Fuel | 2002 |  | 0 | 0 | 0 | 0 | 0 | 0 | 0 | 0 | 0 | 0 | 0 | 60.5 | 0 | 0 | 0 | 0 | 0 | 0 | 0 | 0 | 0 | 0 | 0 | 0 | 0 | 0 | 0 | 0 | 0 | 0
907 | 2864 | 2018 | CA | Harbor | 399 | GT12 | 0 | OP | GT | NG | 60.5 | 0.003 | 1625 | 575 | Distributed from 923 Generation And Fuel | 2002 |  | 0 | 0 | 0 | 0 | 0 | 0 | 0 | 0 | 0 | 0 | 0 | 60.5 | 0 | 0 | 0 | 0 | 0 | 0 | 0 | 0 | 0 | 0 | 0 | 0 | 0 | 0 | 0 | 0 | 0 | 0
908 | 2865 | 2018 | CA | Harbor | 399 | GT13 | 0 | OP | GT | NG | 60.5 | 0.003 | 1625 | 575 | Distributed from 923 Generation And Fuel | 2002 |  | 0 | 0 | 0 | 0 | 0 | 0 | 0 | 0 | 0 | 0 | 0 | 60.5 | 0 | 0 | 0 | 0 | 0 | 0 | 0 | 0 | 0 | 0 | 0 | 0 | 0 | 0 | 0 | 0 | 0 | 0
909 | 2866 | 2018 | CA | Harbor | 399 | GT14 | 0 | OP | GT | NG | 60.5 | 0.003 | 1625 | 575 | Distributed from 923 Generation And Fuel | 2002 |  | 0 | 0 | 0 | 0 | 0 | 0 | 0 | 0 | 0 | 0 | 0 | 60.5 | 0 | 0 | 0 | 0 | 0 | 0 | 0 | 0 | 0 | 0 | 0 | 0 | 0 | 0 | 0 | 0 | 0 | 0
910 | 2872 | 2018 | CA | Hat Creek 1 | 243 | 1 | 0 | OP | HY | WAT | 10 | 0.357 | 31285 | 16754 | Distributed from 923 Generation And Fuel | 1921 |  | 0 | 0 | 0 | 0 | 0 | 0 | 0 | 0 | 0 | 0 | 0 | 0 | 0 | 0 | 0 | 0 | 0 | 0 | 0 | 0 | 0 | 0 | 0 | 0 | 10 | 0 | 0 | 0 | 0 | 0
911 | 2873 | 2018 | CA | Hat Creek 2 | 244 | 1 | 0 | OP | HY | WAT | 10 | 0.479 | 41999 | 22492 | Distributed from 923 Generation And Fuel | 1921 |  | 0 | 0 | 0 | 0 | 0 | 0 | 0 | 0 | 0 | 0 | 0 | 0 | 0 | 0 | 0 | 0 | 0 | 0 | 0 | 0 | 0 | 0 | 0 | 0 | 10 | 0 | 0 | 0 | 0 | 0
912 | 2874 | 2018 | CA | Hatchet Creek Project | 10882 | GEN1 | 0 | OP | HY | WAT | 6.8 | 0.216 | 12892 | 6904 | Distributed from 923 Generation And Fuel | 1986 |  | 0 | 0 | 0 | 0 | 0 | 0 | 0 | 0 | 0 | 0 | 0 | 0 | 0 | 0 | 0 | 0 | 0 | 0 | 0 | 0 | 0 | 0 | 0 | 0 | 6.8 | 0 | 0 | 0 | 0 | 0
913 | 2875 | 2018 | CA | Hatchet Ridge Wind Project | 56654 | 1 | 0 | OP | WT | WND | 101.2 | 0.292 | 258503 | 150955 | Distributed from 923 Generation And Fuel | 2010 |  | 0 | 0 | 0 | 0 | 0 | 0 | 0 | 0 | 0 | 0 | 0 | 0 | 0 | 0 | 0 | 0 | 0 | 0 | 0 | 0 | 0 | 0 | 0 | 0 | 0 | 0 | 0 | 0 | 0 | 101.2
914 | 2876 | 2018 | CA | Haynes | 400 | 1 | 1 | OP | ST | NG | 230 | 0.02 | 40840 | 27169 | EIA-923 Generator File | 1962 |  | 0 | 0 | 0 | 0 | 0 | 0 | 0 | 0 | 0 | 0 | 0 | 230 | 0 | 0 | 0 | 0 | 0 | 0 | 0 | 0 | 0 | 0 | 0 | 0 | 0 | 0 | 0 | 0 | 0 | 0
915 | 2877 | 2018 | CA | Haynes | 400 | 10 | 0 | OP | CT | NG | 182.8 | 0.546 | 874550 | 426025 | EIA-923 Generator File | 2005 |  | 0 | 0 | 0 | 0 | 0 | 0 | 0 | 0 | 0 | 0 | 0 | 182.8 | 0 | 0 | 0 | 0 | 0 | 0 | 0 | 0 | 0 | 0 | 0 | 0 | 0 | 0 | 0 | 0 | 0 | 0
916 | 2878 | 2018 | CA | Haynes | 400 | 11 | 0 | OP | GT | NG | 108.2 | 0.05 | 47056.333 | 29354.333 | Distributed from 923 Generation And Fuel | 2013 |  | 0 | 0 | 0 | 0 | 0 | 0 | 0 | 0 | 0 | 0 | 0 | 108.2 | 0 | 0 | 0 | 0 | 0 | 0 | 0 | 0 | 0 | 0 | 0 | 0 | 0 | 0 | 0 | 0 | 0 | 0
917 | 2879 | 2018 | CA | Haynes | 400 | 12 | 0 | OP | GT | NG | 108.2 | 0.05 | 47056.333 | 29354.333 | Distributed from 923 Generation And Fuel | 2013 |  | 0 | 0 | 0 | 0 | 0 | 0 | 0 | 0 | 0 | 0 | 0 | 108.2 | 0 | 0 | 0 | 0 | 0 | 0 | 0 | 0 | 0 | 0 | 0 | 0 | 0 | 0 | 0 | 0 | 0 | 0
918 | 2880 | 2018 | CA | Haynes | 400 | 13 | 0 | OP | GT | NG | 108.2 | 0.05 | 47056.333 | 29354.333 | Distributed from 923 Generation And Fuel | 2013 |  | 0 | 0 | 0 | 0 | 0 | 0 | 0 | 0 | 0 | 0 | 0 | 108.2 | 0 | 0 | 0 | 0 | 0 | 0 | 0 | 0 | 0 | 0 | 0 | 0 | 0 | 0 | 0 | 0 | 0 | 0
919 | 2881 | 2018 | CA | Haynes | 400 | 14 | 0 | OP | GT | NG | 108.2 | 0.05 | 47056.333 | 29354.333 | Distributed from 923 Generation And Fuel | 2013 |  | 0 | 0 | 0 | 0 | 0 | 0 | 0 | 0 | 0 | 0 | 0 | 108.2 | 0 | 0 | 0 | 0 | 0 | 0 | 0 | 0 | 0 | 0 | 0 | 0 | 0 | 0 | 0 | 0 | 0 | 0
920 | 2882 | 2018 | CA | Haynes | 400 | 15 | 0 | OP | GT | NG | 108.2 | 0.05 | 47056.333 | 29354.333 | Distributed from 923 Generation And Fuel | 2013 |  | 0 | 0 | 0 | 0 | 0 | 0 | 0 | 0 | 0 | 0 | 0 | 108.2 | 0 | 0 | 0 | 0 | 0 | 0 | 0 | 0 | 0 | 0 | 0 | 0 | 0 | 0 | 0 | 0 | 0 | 0
921 | 2883 | 2018 | CA | Haynes | 400 | 16 | 0 | OP | GT | NG | 108.2 | 0.05 | 47056.333 | 29354.333 | Distributed from 923 Generation And Fuel | 2013 |  | 0 | 0 | 0 | 0 | 0 | 0 | 0 | 0 | 0 | 0 | 0 | 108.2 | 0 | 0 | 0 | 0 | 0 | 0 | 0 | 0 | 0 | 0 | 0 | 0 | 0 | 0 | 0 | 0 | 0 | 0
922 | 2884 | 2018 | CA | Haynes | 400 | 2 | 1 | OP | ST | NG | 230 | 0.015 | 29640 | 10785 | EIA-923 Generator File | 1963 |  | 0 | 0 | 0 | 0 | 0 | 0 | 0 | 0 | 0 | 0 | 0 | 230 | 0 | 0 | 0 | 0 | 0 | 0 | 0 | 0 | 0 | 0 | 0 | 0 | 0 | 0 | 0 | 0 | 0 | 0
923 | 2885 | 2018 | CA | Haynes | 400 | 8 | 2 | OP | CA | NG | 264.3 | 0.455 | 1053457 | 511465 | EIA-923 Generator File | 2005 |  | 0 | 0 | 0 | 0 | 0 | 0 | 0 | 0 | 0 | 0 | 0 | 264.3 | 0 | 0 | 0 | 0 | 0 | 0 | 0 | 0 | 0 | 0 | 0 | 0 | 0 | 0 | 0 | 0 | 0 | 0
924 | 2886 | 2018 | CA | Haynes | 400 | 9 | 0 | OP | CT | NG | 182.8 | 0.531 | 850768 | 375774 | EIA-923 Generator File | 2005 |  | 0 | 0 | 0 | 0 | 0 | 0 | 0 | 0 | 0 | 0 | 0 | 182.8 | 0 | 0 | 0 | 0 | 0 | 0 | 0 | 0 | 0 | 0 | 0 | 0 | 0 | 0 | 0 | 0 | 0 | 0
925 | 2891 | 2018 | CA | Haypress | 10253 | LGEN | 0 | OP | HY | WAT | 5 | 0.185 | 8091.5 | 4333.5 | Distributed from 923 Generation And Fuel | 1989 |  | 0 | 0 | 0 | 0 | 0 | 0 | 0 | 0 | 0 | 0 | 0 | 0 | 0 | 0 | 0 | 0 | 0 | 0 | 0 | 0 | 0 | 0 | 0 | 0 | 5 | 0 | 0 | 0 | 0 | 0
926 | 2892 | 2018 | CA | Haypress | 10253 | UGEN | 0 | OP | HY | WAT | 5 | 0.185 | 8091.5 | 4333.5 | Distributed from 923 Generation And Fuel | 1988 |  | 0 | 0 | 0 | 0 | 0 | 0 | 0 | 0 | 0 | 0 | 0 | 0 | 0 | 0 | 0 | 0 | 0 | 0 | 0 | 0 | 0 | 0 | 0 | 0 | 5 | 0 | 0 | 0 | 0 | 0
927 | 2893 | 2018 | CA | Hayworth Solar | 59009 | PV1 | 0 | OP | PV | SUN | 27 | 0.257 | 60864 | 33121 | Distributed from 923 Generation And Fuel | 2015 |  | 0 | 0 | 0 | 0 | 0 | 0 | 0 | 0 | 0 | 0 | 0 | 0 | 0 | 0 | 0 | 0 | 0 | 0 | 0 | 0 | 0 | 0 | 0 | 27 | 0 | 0 | 0 | 0 | 0 | 0
928 | 2894 | 2018 | CA | Heber Geothermal | 54689 | 1 | 0 | OP | ST | GEO | 52 | 0.539 | 245360 | 104603 | Distributed from 923 Generation And Fuel | 1985 |  | 0 | 0 | 0 | 0 | 0 | 52 | 0 | 0 | 0 | 0 | 0 | 0 | 0 | 0 | 0 | 0 | 0 | 0 | 0 | 0 | 0 | 0 | 0 | 0 | 0 | 0 | 0 | 0 | 0 | 0
929 | 2895 | 2018 | CA | Heber Geothermal | 54689 | 2 | 0 | OP | BT | GEO | 7 | 0.259 | 15896.169 | 6776.949 | Distributed from 923 Generation And Fuel | 2006 |  | 0 | 0 | 0 | 0 | 0 | 7 | 0 | 0 | 0 | 0 | 0 | 0 | 0 | 0 | 0 | 0 | 0 | 0 | 0 | 0 | 0 | 0 | 0 | 0 | 0 | 0 | 0 | 0 | 0 | 0
930 | 2896 | 2018 | CA | Heber Geothermal | 54689 | 3 | 0 | OP | BT | GEO | 3.5 | 0.259 | 7948.085 | 3388.475 | Distributed from 923 Generation And Fuel | 2006 |  | 0 | 0 | 0 | 0 | 0 | 3.5 | 0 | 0 | 0 | 0 | 0 | 0 | 0 | 0 | 0 | 0 | 0 | 0 | 0 | 0 | 0 | 0 | 0 | 0 | 0 | 0 | 0 | 0 | 0 | 0
931 | 2897 | 2018 | CA | Heber Geothermal | 54689 | 4 | 0 | OP | BT | GEO | 19 | 0.259 | 43146.746 | 18394.576 | Distributed from 923 Generation And Fuel | 2018 |  | 0 | 0 | 0 | 0 | 0 | 19 | 0 | 0 | 0 | 0 | 0 | 0 | 0 | 0 | 0 | 0 | 0 | 0 | 0 | 0 | 0 | 0 | 0 | 0 | 0 | 0 | 0 | 0 | 0 | 0
932 | 2898 | 2018 | CA | Heber Solar | 58398 | 1 | 0 | OP | PV | SUN | 10.9 | 0.269 | 25648 | 13957 | Distributed from 923 Generation And Fuel | 2014 |  | 0 | 0 | 0 | 0 | 0 | 0 | 0 | 0 | 0 | 0 | 0 | 0 | 0 | 0 | 0 | 0 | 0 | 0 | 0 | 0 | 0 | 0 | 0 | 10.9 | 0 | 0 | 0 | 0 | 0 | 0
933 | 2899 | 2018 | CA | HEBT Irvine 1 | 61722 | IRV01 | 0 | OP | BA | MWH | 1 | 0 | 0 | 0 | Distributed from 923 Generation And Fuel | 2018 |  | 0 | 0 | 0 | 0 | 0 | 0 | 0 | 0 | 0 | 0 | 1 | 0 | 0 | 0 | 0 | 0 | 0 | 0 | 0 | 0 | 0 | 0 | 0 | 0 | 0 | 0 | 0 | 0 | 0 | 0
934 | 2900 | 2018 | CA | HEBT Irvine 1 | 61722 | IRV1W | 0 | OP | BA | MWH | 4.5 | 0 | 0 | 0 | Distributed from 923 Generation And Fuel | 2018 |  | 0 | 0 | 0 | 0 | 0 | 0 | 0 | 0 | 0 | 0 | 4.5 | 0 | 0 | 0 | 0 | 0 | 0 | 0 | 0 | 0 | 0 | 0 | 0 | 0 | 0 | 0 | 0 | 0 | 0 | 0
935 | 2901 | 2018 | CA | HEBT Irvine 2 | 61723 | IRV06 | 0 | OP | BA | MWH | 2.5 | 0 | 0 | 0 | Distributed from 923 Generation And Fuel | 2018 |  | 0 | 0 | 0 | 0 | 0 | 0 | 0 | 0 | 0 | 0 | 2.5 | 0 | 0 | 0 | 0 | 0 | 0 | 0 | 0 | 0 | 0 | 0 | 0 | 0 | 0 | 0 | 0 | 0 | 0 | 0
936 | 2902 | 2018 | CA | HEBT Irvine 2 | 61723 | IRV2W | 0 | OP | BA | MWH | 3.3 | 0 | 0 | 0 | Distributed from 923 Generation And Fuel | 2018 |  | 0 | 0 | 0 | 0 | 0 | 0 | 0 | 0 | 0 | 0 | 3.3 | 0 | 0 | 0 | 0 | 0 | 0 | 0 | 0 | 0 | 0 | 0 | 0 | 0 | 0 | 0 | 0 | 0 | 0 | 0
937 | 2914 | 2018 | CA | Hecate Energy Beacon Solar 1 | 59315 | BEAC1 | 0 | OP | PV | SUN | 56 | 0.292 | 143041 | 75737 | Distributed from 923 Generation And Fuel | 2017 |  | 0 | 0 | 0 | 0 | 0 | 0 | 0 | 0 | 0 | 0 | 0 | 0 | 0 | 0 | 0 | 0 | 0 | 0 | 0 | 0 | 0 | 0 | 0 | 56 | 0 | 0 | 0 | 0 | 0 | 0
938 | 2915 | 2018 | CA | Hecate Energy Beacon Solar 3 | 59316 | BEAC3 | 0 | OP | PV | SUN | 56 | 0.292 | 143037 | 75798 | Distributed from 923 Generation And Fuel | 2016 |  | 0 | 0 | 0 | 0 | 0 | 0 | 0 | 0 | 0 | 0 | 0 | 0 | 0 | 0 | 0 | 0 | 0 | 0 | 0 | 0 | 0 | 0 | 0 | 56 | 0 | 0 | 0 | 0 | 0 | 0
939 | 2916 | 2018 | CA | Hecate Energy Beacon Solar 4 | 59317 | BEAC4 | 0 | OP | PV | SUN | 50 | 0.286 | 125337 | 66852 | Distributed from 923 Generation And Fuel | 2016 |  | 0 | 0 | 0 | 0 | 0 | 0 | 0 | 0 | 0 | 0 | 0 | 0 | 0 | 0 | 0 | 0 | 0 | 0 | 0 | 0 | 0 | 0 | 0 | 50 | 0 | 0 | 0 | 0 | 0 | 0
940 | 2918 | 2018 | CA | Heliocentric | 57831 | 1 | 0 | OP | PV | SUN | 1.5 | 0.225 | 2950 | 1605 | Distributed from 923 Generation And Fuel | 2012 |  | 0 | 0 | 0 | 0 | 0 | 0 | 0 | 0 | 0 | 0 | 0 | 0 | 0 | 0 | 0 | 0 | 0 | 0 | 0 | 0 | 0 | 0 | 0 | 1.5 | 0 | 0 | 0 | 0 | 0 | 0
941 | 2919 | 2018 | CA | Hellyer Solar Farm | 62689 | HFARM | 0 | OP | PV | SUN | 2.2 |  |  |  |  | 2017 |  | 0 | 0 | 0 | 0 | 0 | 0 | 0 | 0 | 0 | 0 | 0 | 0 | 0 | 0 | 0 | 0 | 0 | 0 | 0 | 0 | 0 | 0 | 0 | 2.2 | 0 | 0 | 0 | 0 | 0 | 0
942 | 2922 | 2018 | CA | Helms Pumped Storage | 6100 | 2 | 0 | OP | PS | WAT | 351 | -0.045 | -137593.333 | -52074.333 | Distributed from 923 Generation And Fuel | 1984 |  | 0 | 0 | 0 | 0 | 0 | 0 | 0 | 0 | 0 | 0 | 0 | 0 | 0 | 0 | 0 | 0 | 0 | 0 | 0 | 0 | 0 | 0 | 0 | 0 | 351 | 0 | 0 | 0 | 0 | 0
943 | 2923 | 2018 | CA | Helms Pumped Storage | 6100 | 3 | 0 | OP | PS | WAT | 351 | -0.045 | -137593.333 | -52074.333 | Distributed from 923 Generation And Fuel | 1984 |  | 0 | 0 | 0 | 0 | 0 | 0 | 0 | 0 | 0 | 0 | 0 | 0 | 0 | 0 | 0 | 0 | 0 | 0 | 0 | 0 | 0 | 0 | 0 | 0 | 351 | 0 | 0 | 0 | 0 | 0
944 | 2924 | 2018 | CA | Helzel & Schwarzhoff 86 | 56275 | WGNS | 0 | OP | WT | WND | 2.4 | 0.181 | 3799 | 2218 | Distributed from 923 Generation And Fuel | 1986 |  | 0 | 0 | 0 | 0 | 0 | 0 | 0 | 0 | 0 | 0 | 0 | 0 | 0 | 0 | 0 | 0 | 0 | 0 | 0 | 0 | 0 | 0 | 0 | 0 | 0 | 0 | 0 | 0 | 0 | 2.4
945 | 2925 | 2018 | CA | Helzel & Schwarzhoff 88 Wind Farm | 52165 | WGNS | 0 | OP | WT | WND | 1.8 | 0.099 | 1566 | 914 | Distributed from 923 Generation And Fuel | 1986 |  | 0 | 0 | 0 | 0 | 0 | 0 | 0 | 0 | 0 | 0 | 0 | 0 | 0 | 0 | 0 | 0 | 0 | 0 | 0 | 0 | 0 | 0 | 0 | 0 | 0 | 0 | 0 | 0 | 0 | 1.8
946 | 2927 | 2018 | CA | Henrietta Peaker | 55807 | HPP1 | 0 | OP | GT | NG | 49 | 0.038 | 16451.5 | 6696 | Distributed from 923 Generation And Fuel | 2002 |  | 0 | 0 | 0 | 0 | 0 | 0 | 0 | 0 | 0 | 0 | 0 | 49 | 0 | 0 | 0 | 0 | 0 | 0 | 0 | 0 | 0 | 0 | 0 | 0 | 0 | 0 | 0 | 0 | 0 | 0
947 | 2928 | 2018 | CA | Henrietta Peaker | 55807 | HPP2 | 0 | OP | GT | NG | 49 | 0.038 | 16451.5 | 6696 | Distributed from 923 Generation And Fuel | 2002 |  | 0 | 0 | 0 | 0 | 0 | 0 | 0 | 0 | 0 | 0 | 0 | 49 | 0 | 0 | 0 | 0 | 0 | 0 | 0 | 0 | 0 | 0 | 0 | 0 | 0 | 0 | 0 | 0 | 0 | 0
948 | 2929 | 2018 | CA | Henrietta Solar Project | 58975 | PV1 | 0 | OP | PV | SUN | 102 | 0.285 | 254373 | 138427 | Distributed from 923 Generation And Fuel | 2016 |  | 0 | 0 | 0 | 0 | 0 | 0 | 0 | 0 | 0 | 0 | 0 | 0 | 0 | 0 | 0 | 0 | 0 | 0 | 0 | 0 | 0 | 0 | 0 | 102 | 0 | 0 | 0 | 0 | 0 | 0
949 | 2930 | 2018 | CA | Hesperia | 59182 | 10-94 | 0 | OP | PV | SUN | 1.5 | 0.244 | 3200 | 1741 | Distributed from 923 Generation And Fuel | 2014 |  | 0 | 0 | 0 | 0 | 0 | 0 | 0 | 0 | 0 | 0 | 0 | 0 | 0 | 0 | 0 | 0 | 0 | 0 | 0 | 0 | 0 | 0 | 0 | 1.5 | 0 | 0 | 0 | 0 | 0 | 0
950 | 2931 | 2018 | CA | Hickman | 162 | 1 | 0 | OP | HY | WAT | 0.5 | 0.525 | 2298.5 | 1231 | Distributed from 923 Generation And Fuel | 1979 |  | 0 | 0 | 0 | 0 | 0 | 0 | 0 | 0 | 0 | 0 | 0 | 0 | 0 | 0 | 0 | 0 | 0 | 0 | 0 | 0 | 0 | 0 | 0 | 0 | 0.5 | 0 | 0 | 0 | 0 | 0
951 | 2932 | 2018 | CA | Hickman | 162 | 2 | 0 | OP | HY | WAT | 0.5 | 0.525 | 2298.5 | 1231 | Distributed from 923 Generation And Fuel | 1979 |  | 0 | 0 | 0 | 0 | 0 | 0 | 0 | 0 | 0 | 0 | 0 | 0 | 0 | 0 | 0 | 0 | 0 | 0 | 0 | 0 | 0 | 0 | 0 | 0 | 0.5 | 0 | 0 | 0 | 0 | 0
952 | 2933 | 2018 | CA | High Desert Power Plant | 55518 | CTG1 | 0 | OP | CT | NG | 173 | 0.42 | 635784 | 265795 | EIA-923 Generator File | 2003 |  | 0 | 0 | 0 | 0 | 0 | 0 | 0 | 0 | 0 | 0 | 0 | 173 | 0 | 0 | 0 | 0 | 0 | 0 | 0 | 0 | 0 | 0 | 0 | 0 | 0 | 0 | 0 | 0 | 0 | 0
953 | 2934 | 2018 | CA | High Desert Power Plant | 55518 | CTG2 | 0 | OP | CT | NG | 173 | 0.42 | 636398 | 269541 | EIA-923 Generator File | 2003 |  | 0 | 0 | 0 | 0 | 0 | 0 | 0 | 0 | 0 | 0 | 0 | 173 | 0 | 0 | 0 | 0 | 0 | 0 | 0 | 0 | 0 | 0 | 0 | 0 | 0 | 0 | 0 | 0 | 0 | 0
954 | 2935 | 2018 | CA | High Desert Power Plant | 55518 | CTG3 | 0 | OP | CT | NG | 173 | 0.443 | 670971 | 275180 | EIA-923 Generator File | 2003 |  | 0 | 0 | 0 | 0 | 0 | 0 | 0 | 0 | 0 | 0 | 0 | 173 | 0 | 0 | 0 | 0 | 0 | 0 | 0 | 0 | 0 | 0 | 0 | 0 | 0 | 0 | 0 | 0 | 0 | 0
955 | 2936 | 2018 | CA | High Desert Power Plant | 55518 | STG1 | 3 | OP | CA | NG | 333 | 0.369 | 1076149 | 462111 | EIA-923 Generator File | 2003 |  | 0 | 0 | 0 | 0 | 0 | 0 | 0 | 0 | 0 | 0 | 0 | 333 | 0 | 0 | 0 | 0 | 0 | 0 | 0 | 0 | 0 | 0 | 0 | 0 | 0 | 0 | 0 | 0 | 0 | 0
956 | 2937 | 2018 | CA | High Sierra Cogeneration Plant | 57977 | ENG1 | 0 | OP | IC | NG | 3 | 0.663 | 17424.5 | 7677.5 | Distributed from 923 Generation And Fuel | 2010 |  | 0 | 0 | 0 | 0 | 0 | 0 | 0 | 0 | 0 | 0 | 0 | 3 | 0 | 0 | 0 | 0 | 0 | 0 | 0 | 0 | 0 | 0 | 0 | 0 | 0 | 0 | 0 | 0 | 0 | 0
957 | 2938 | 2018 | CA | High Sierra Cogeneration Plant | 57977 | ENG2 | 0 | OP | IC | NG | 3 | 0.663 | 17424.5 | 7677.5 | Distributed from 923 Generation And Fuel | 2010 |  | 0 | 0 | 0 | 0 | 0 | 0 | 0 | 0 | 0 | 0 | 0 | 3 | 0 | 0 | 0 | 0 | 0 | 0 | 0 | 0 | 0 | 0 | 0 | 0 | 0 | 0 | 0 | 0 | 0 | 0
958 | 2939 | 2018 | CA | High Sierra Limited | 50495 | HS1 | 0 | OP | GT | NG | 24.9 | 0.064 | 14029.5 | 6181.5 | Distributed from 923 Generation And Fuel | 1989 |  | 0 | 0 | 0 | 0 | 0 | 0 | 0 | 0 | 0 | 0 | 0 | 24.9 | 0 | 0 | 0 | 0 | 0 | 0 | 0 | 0 | 0 | 0 | 0 | 0 | 0 | 0 | 0 | 0 | 0 | 0
959 | 2940 | 2018 | CA | High Sierra Limited | 50495 | HS2 | 0 | OP | GT | NG | 24.9 | 0.064 | 14029.5 | 6181.5 | Distributed from 923 Generation And Fuel | 1989 |  | 0 | 0 | 0 | 0 | 0 | 0 | 0 | 0 | 0 | 0 | 0 | 24.9 | 0 | 0 | 0 | 0 | 0 | 0 | 0 | 0 | 0 | 0 | 0 | 0 | 0 | 0 | 0 | 0 | 0 | 0
960 | 2941 | 2018 | CA | High Winds LLC | 56075 | 1 | 0 | OP | WT | WND | 145.8 | 0.243 | 310775.4 | 181479.6 | Distributed from 923 Generation And Fuel | 2003 |  | 0 | 0 | 0 | 0 | 0 | 0 | 0 | 0 | 0 | 0 | 0 | 0 | 0 | 0 | 0 | 0 | 0 | 0 | 0 | 0 | 0 | 0 | 0 | 0 | 0 | 0 | 0 | 0 | 0 | 145.8
961 | 2942 | 2018 | CA | High Winds LLC | 56075 | 2 | 0 | OP | WT | WND | 16.2 | 0.243 | 34530.6 | 20164.4 | Distributed from 923 Generation And Fuel | 2003 |  | 0 | 0 | 0 | 0 | 0 | 0 | 0 | 0 | 0 | 0 | 0 | 0 | 0 | 0 | 0 | 0 | 0 | 0 | 0 | 0 | 0 | 0 | 0 | 0 | 0 | 0 | 0 | 0 | 0 | 16.2
962 | 2943 | 2018 | CA | HL Power | 10777 | GEN1 | 1 | OP | ST | WDS | 36.2 | 0.603 | 191170 | 80962 | EIA-923 Generator File | 1989 |  | 0 | 0 | 0 | 0 | 0 | 0 | 0 | 0 | 0 | 0 | 0 | 0 | 0 | 0 | 0 | 0 | 0 | 0 | 0 | 0 | 0 | 0 | 0 | 0 | 0 | 0 | 0 | 36.2 | 0 | 0
963 | 2945 | 2018 | CA | Hoag Hospital Cogen Plant | 58223 | 1 | 0 | OP | IC | NG | 1.5 | 0.138 | 1817.333 | 1817.333 | Distributed from 923 Generation And Fuel | 2006 |  | 0 | 0 | 0 | 0 | 0 | 0 | 0 | 0 | 0 | 0 | 0 | 1.5 | 0 | 0 | 0 | 0 | 0 | 0 | 0 | 0 | 0 | 0 | 0 | 0 | 0 | 0 | 0 | 0 | 0 | 0
964 | 2946 | 2018 | CA | Hoag Hospital Cogen Plant | 58223 | 2 | 0 | OP | IC | NG | 1.5 | 0.138 | 1817.333 | 1817.333 | Distributed from 923 Generation And Fuel | 2006 |  | 0 | 0 | 0 | 0 | 0 | 0 | 0 | 0 | 0 | 0 | 0 | 1.5 | 0 | 0 | 0 | 0 | 0 | 0 | 0 | 0 | 0 | 0 | 0 | 0 | 0 | 0 | 0 | 0 | 0 | 0
965 | 2947 | 2018 | CA | Hoag Hospital Cogen Plant | 58223 | 3 | 0 | OP | IC | NG | 1.5 | 0.138 | 1817.333 | 1817.333 | Distributed from 923 Generation And Fuel | 2006 |  | 0 | 0 | 0 | 0 | 0 | 0 | 0 | 0 | 0 | 0 | 0 | 1.5 | 0 | 0 | 0 | 0 | 0 | 0 | 0 | 0 | 0 | 0 | 0 | 0 | 0 | 0 | 0 | 0 | 0 | 0
966 | 2948 | 2018 | CA | Hollister Solar LLC | 59268 | PV10 | 0 | OP | PV | SUN | 1.5 | 0.312 | 4100 | 2231 | Distributed from 923 Generation And Fuel | 2014 |  | 0 | 0 | 0 | 0 | 0 | 0 | 0 | 0 | 0 | 0 | 0 | 0 | 0 | 0 | 0 | 0 | 0 | 0 | 0 | 0 | 0 | 0 | 0 | 1.5 | 0 | 0 | 0 | 0 | 0 | 0
967 | 2949 | 2018 | CA | Honda Torrance | 58300 | HON | 0 | OP | FC | NG | 1.1 | 0.722 | 6954 | 3064 | Distributed from 923 Generation And Fuel | 2012 |  | 0 | 0 | 0 | 0 | 0 | 0 | 0 | 0 | 0 | 0 | 0 | 1.1 | 0 | 0 | 0 | 0 | 0 | 0 | 0 | 0 | 0 | 0 | 0 | 0 | 0 | 0 | 0 | 0 | 0 | 0
968 | 2950 | 2018 | CA | Horn | 58452 | 1 | 0 | OP | PV | SUN | 1.5 | 0.316 | 4158 | 2263 | Distributed from 923 Generation And Fuel | 2013 |  | 0 | 0 | 0 | 0 | 0 | 0 | 0 | 0 | 0 | 0 | 0 | 0 | 0 | 0 | 0 | 0 | 0 | 0 | 0 | 0 | 0 | 0 | 0 | 1.5 | 0 | 0 | 0 | 0 | 0 | 0
969 | 2951 | 2018 | CA | Houweling Nurseries | 58432 | COG1 | 0 | OP | IC | NG | 4.4 | 0.461 | 17783 | 7835.667 | Distributed from 923 Generation And Fuel | 2012 |  | 0 | 0 | 0 | 0 | 0 | 0 | 0 | 0 | 0 | 0 | 0 | 4.4 | 0 | 0 | 0 | 0 | 0 | 0 | 0 | 0 | 0 | 0 | 0 | 0 | 0 | 0 | 0 | 0 | 0 | 0
970 | 2952 | 2018 | CA | Houweling Nurseries | 58432 | COG2 | 0 | OP | IC | NG | 4.4 | 0.461 | 17783 | 7835.667 | Distributed from 923 Generation And Fuel | 2012 |  | 0 | 0 | 0 | 0 | 0 | 0 | 0 | 0 | 0 | 0 | 0 | 4.4 | 0 | 0 | 0 | 0 | 0 | 0 | 0 | 0 | 0 | 0 | 0 | 0 | 0 | 0 | 0 | 0 | 0 | 0
971 | 2953 | 2018 | CA | Houweling Nurseries | 58432 | COG3 | 0 | OP | IC | NG | 4.4 | 0.461 | 17783 | 7835.667 | Distributed from 923 Generation And Fuel | 2013 |  | 0 | 0 | 0 | 0 | 0 | 0 | 0 | 0 | 0 | 0 | 0 | 4.4 | 0 | 0 | 0 | 0 | 0 | 0 | 0 | 0 | 0 | 0 | 0 | 0 | 0 | 0 | 0 | 0 | 0 | 0
972 | 2955 | 2018 | CA | Humboldt Bay | 246 | IC1 | 0 | OP | IC | NG | 16.7 | 0.262 | 38386.2 | 16298.7 | Distributed from 923 Generation And Fuel | 2010 |  | 0 | 0 | 0 | 0 | 0 | 0 | 0 | 0 | 0 | 0 | 0 | 16.7 | 0 | 0 | 0 | 0 | 0 | 0 | 0 | 0 | 0 | 0 | 0 | 0 | 0 | 0 | 0 | 0 | 0 | 0
973 | 2956 | 2018 | CA | Humboldt Bay | 246 | IC10 | 0 | OP | IC | NG | 16.7 | 0.262 | 38386.2 | 16298.7 | Distributed from 923 Generation And Fuel | 2010 |  | 0 | 0 | 0 | 0 | 0 | 0 | 0 | 0 | 0 | 0 | 0 | 16.7 | 0 | 0 | 0 | 0 | 0 | 0 | 0 | 0 | 0 | 0 | 0 | 0 | 0 | 0 | 0 | 0 | 0 | 0
974 | 2957 | 2018 | CA | Humboldt Bay | 246 | IC2 | 0 | OP | IC | NG | 16.7 | 0.262 | 38386.2 | 16298.7 | Distributed from 923 Generation And Fuel | 2010 |  | 0 | 0 | 0 | 0 | 0 | 0 | 0 | 0 | 0 | 0 | 0 | 16.7 | 0 | 0 | 0 | 0 | 0 | 0 | 0 | 0 | 0 | 0 | 0 | 0 | 0 | 0 | 0 | 0 | 0 | 0
975 | 2958 | 2018 | CA | Humboldt Bay | 246 | IC3 | 0 | OP | IC | NG | 16.7 | 0.262 | 38386.2 | 16298.7 | Distributed from 923 Generation And Fuel | 2011 |  | 0 | 0 | 0 | 0 | 0 | 0 | 0 | 0 | 0 | 0 | 0 | 16.7 | 0 | 0 | 0 | 0 | 0 | 0 | 0 | 0 | 0 | 0 | 0 | 0 | 0 | 0 | 0 | 0 | 0 | 0
976 | 2959 | 2018 | CA | Humboldt Bay | 246 | IC4 | 0 | OP | IC | NG | 16.7 | 0.262 | 38386.2 | 16298.7 | Distributed from 923 Generation And Fuel | 2010 |  | 0 | 0 | 0 | 0 | 0 | 0 | 0 | 0 | 0 | 0 | 0 | 16.7 | 0 | 0 | 0 | 0 | 0 | 0 | 0 | 0 | 0 | 0 | 0 | 0 | 0 | 0 | 0 | 0 | 0 | 0
977 | 2960 | 2018 | CA | Humboldt Bay | 246 | IC5 | 0 | OP | IC | NG | 16.7 | 0.262 | 38386.2 | 16298.7 | Distributed from 923 Generation And Fuel | 2010 |  | 0 | 0 | 0 | 0 | 0 | 0 | 0 | 0 | 0 | 0 | 0 | 16.7 | 0 | 0 | 0 | 0 | 0 | 0 | 0 | 0 | 0 | 0 | 0 | 0 | 0 | 0 | 0 | 0 | 0 | 0
978 | 2961 | 2018 | CA | Humboldt Bay | 246 | IC6 | 0 | OP | IC | NG | 16.7 | 0.262 | 38386.2 | 16298.7 | Distributed from 923 Generation And Fuel | 2010 |  | 0 | 0 | 0 | 0 | 0 | 0 | 0 | 0 | 0 | 0 | 0 | 16.7 | 0 | 0 | 0 | 0 | 0 | 0 | 0 | 0 | 0 | 0 | 0 | 0 | 0 | 0 | 0 | 0 | 0 | 0
979 | 2962 | 2018 | CA | Humboldt Bay | 246 | IC7 | 0 | OP | IC | NG | 16.7 | 0.262 | 38386.2 | 16298.7 | Distributed from 923 Generation And Fuel | 2010 |  | 0 | 0 | 0 | 0 | 0 | 0 | 0 | 0 | 0 | 0 | 0 | 16.7 | 0 | 0 | 0 | 0 | 0 | 0 | 0 | 0 | 0 | 0 | 0 | 0 | 0 | 0 | 0 | 0 | 0 | 0
980 | 2963 | 2018 | CA | Humboldt Bay | 246 | IC8 | 0 | OP | IC | NG | 16.7 | 0.262 | 38386.2 | 16298.7 | Distributed from 923 Generation And Fuel | 2010 |  | 0 | 0 | 0 | 0 | 0 | 0 | 0 | 0 | 0 | 0 | 0 | 16.7 | 0 | 0 | 0 | 0 | 0 | 0 | 0 | 0 | 0 | 0 | 0 | 0 | 0 | 0 | 0 | 0 | 0 | 0
981 | 2964 | 2018 | CA | Humboldt Bay | 246 | IC9 | 0 | OP | IC | NG | 16.7 | 0.262 | 38386.2 | 16298.7 | Distributed from 923 Generation And Fuel | 2010 |  | 0 | 0 | 0 | 0 | 0 | 0 | 0 | 0 | 0 | 0 | 0 | 16.7 | 0 | 0 | 0 | 0 | 0 | 0 | 0 | 0 | 0 | 0 | 0 | 0 | 0 | 0 | 0 | 0 | 0 | 0
982 | 2967 | 2018 | CA | Humboldt Sawmill Company | 50049 | GEN1 | 3 | OP | ST | WDS | 12.5 | 0.51 | 55887 | 24786 | EIA-923 Generator File | 1988 |  | 0 | 0 | 0 | 0 | 0 | 0 | 0 | 0 | 0 | 0 | 0 | 0 | 0 | 0 | 0 | 0 | 0 | 0 | 0 | 0 | 0 | 0 | 0 | 0 | 0 | 0 | 0 | 12.5 | 0 | 0
983 | 2968 | 2018 | CA | Humboldt Sawmill Company | 50049 | GEN2 | 3 | OP | ST | WDS | 12.5 | 0.495 | 54250 | 23832 | EIA-923 Generator File | 1988 |  | 0 | 0 | 0 | 0 | 0 | 0 | 0 | 0 | 0 | 0 | 0 | 0 | 0 | 0 | 0 | 0 | 0 | 0 | 0 | 0 | 0 | 0 | 0 | 0 | 0 | 0 | 0 | 12.5 | 0 | 0
984 | 2969 | 2018 | CA | Humboldt Sawmill Company | 50049 | GEN3 | 1 | OP | ST | WDS | 7.5 | 0 | 0 | 0 | EIA-923 Generator File | 1938 |  | 0 | 0 | 0 | 0 | 0 | 0 | 0 | 0 | 0 | 0 | 0 | 0 | 0 | 0 | 0 | 0 | 0 | 0 | 0 | 0 | 0 | 0 | 0 | 0 | 0 | 0 | 0 | 7.5 | 0 | 0
985 | 2974 | 2018 | CA | Huron Solar Station | 57523 | 1 | 0 | OP | PV | SUN | 20 | 0.236 | 41313 | 22482 | Distributed from 923 Generation And Fuel | 2012 |  | 0 | 0 | 0 | 0 | 0 | 0 | 0 | 0 | 0 | 0 | 0 | 0 | 0 | 0 | 0 | 0 | 0 | 0 | 0 | 0 | 0 | 0 | 0 | 20 | 0 | 0 | 0 | 0 | 0 | 0
986 | 2976 | 2018 | CA | Hyperion Treatment Plant CHP Plant | 60960 | CTG1 | 0 | OP | GT | OBG | 11 | 0.523 | 50366.333 | 20339.333 | Distributed from 923 Generation And Fuel | 2017 |  | 0 | 0 | 0 | 0 | 0 | 0 | 0 | 0 | 0 | 0 | 0 | 0 | 0 | 11 | 0 | 0 | 0 | 0 | 0 | 0 | 0 | 0 | 0 | 0 | 0 | 0 | 0 | 0 | 0 | 0
987 | 2977 | 2018 | CA | Hyperion Treatment Plant CHP Plant | 60960 | CTG2 | 0 | OP | GT | OBG | 11 | 0.523 | 50366.333 | 20339.333 | Distributed from 923 Generation And Fuel | 2017 |  | 0 | 0 | 0 | 0 | 0 | 0 | 0 | 0 | 0 | 0 | 0 | 0 | 0 | 11 | 0 | 0 | 0 | 0 | 0 | 0 | 0 | 0 | 0 | 0 | 0 | 0 | 0 | 0 | 0 | 0
988 | 2978 | 2018 | CA | Hyperion Treatment Plant CHP Plant | 60960 | STG1 | 0 | OP | GT | OBG | 11 | 0.523 | 50366.333 | 20339.333 | Distributed from 923 Generation And Fuel | 2017 |  | 0 | 0 | 0 | 0 | 0 | 0 | 0 | 0 | 0 | 0 | 0 | 0 | 0 | 11 | 0 | 0 | 0 | 0 | 0 | 0 | 0 | 0 | 0 | 0 | 0 | 0 | 0 | 0 | 0 | 0
989 | 2979 | 2018 | CA | IKEA Tejon 345 | 58028 | PV | 0 | OP | PV | SUN | 1.5 | 0.219 | 2873 | 1563 | Distributed from 923 Generation And Fuel | 2011 |  | 0 | 0 | 0 | 0 | 0 | 0 | 0 | 0 | 0 | 0 | 0 | 0 | 0 | 0 | 0 | 0 | 0 | 0 | 0 | 0 | 0 | 0 | 0 | 1.5 | 0 | 0 | 0 | 0 | 0 | 0
990 | 2980 | 2018 | CA | Imperial Solar Energy Center South | 57490 | 56819 | 0 | OP | PV | SUN | 128.9 | 0.243 | 274473 | 149365 | Distributed from 923 Generation And Fuel | 2013 |  | 0 | 0 | 0 | 0 | 0 | 0 | 0 | 0 | 0 | 0 | 0 | 0 | 0 | 0 | 0 | 0 | 0 | 0 | 0 | 0 | 0 | 0 | 0 | 128.9 | 0 | 0 | 0 | 0 | 0 | 0
991 | 2981 | 2018 | CA | Imperial Solar Energy Center West | 57491 | 56819 | 0 | OP | PV | SUN | 148.7 | 0.29 | 377263 | 205302 | Distributed from 923 Generation And Fuel | 2016 |  | 0 | 0 | 0 | 0 | 0 | 0 | 0 | 0 | 0 | 0 | 0 | 0 | 0 | 0 | 0 | 0 | 0 | 0 | 0 | 0 | 0 | 0 | 0 | 148.7 | 0 | 0 | 0 | 0 | 0 | 0
992 | 2982 | 2018 | CA | Imperial Valley Solar Co (IVSC) 2, LLC | 59657 | IVSC2 | 0 | OP | PV | SUN | 20 | 0.277 | 48557 | 26424 | Distributed from 923 Generation And Fuel | 2015 |  | 0 | 0 | 0 | 0 | 0 | 0 | 0 | 0 | 0 | 0 | 0 | 0 | 0 | 0 | 0 | 0 | 0 | 0 | 0 | 0 | 0 | 0 | 0 | 20 | 0 | 0 | 0 | 0 | 0 | 0
993 | 2983 | 2018 | CA | Imperial Valley Solar Company 1 LLC | 58062 | 0001 | 0 | OP | PV | SUN | 23 | 0.218 | 43915 | 23898 | Distributed from 923 Generation And Fuel | 2012 |  | 0 | 0 | 0 | 0 | 0 | 0 | 0 | 0 | 0 | 0 | 0 | 0 | 0 | 0 | 0 | 0 | 0 | 0 | 0 | 0 | 0 | 0 | 0 | 23 | 0 | 0 | 0 | 0 | 0 | 0
994 | 2984 | 2018 | CA | Imperial Valley Solar, LLC | 56917 | 1 | 0 | OP | PV | SUN | 101 | 0.282 | 249233.542 | 135630.015 | Distributed from 923 Generation And Fuel | 2013 |  | 0 | 0 | 0 | 0 | 0 | 0 | 0 | 0 | 0 | 0 | 0 | 0 | 0 | 0 | 0 | 0 | 0 | 0 | 0 | 0 | 0 | 0 | 0 | 101 | 0 | 0 | 0 | 0 | 0 | 0
995 | 2985 | 2018 | CA | Imperial Valley Solar, LLC | 56917 | 1A | 0 | OP | PV | SUN | 64.6 | 0.282 | 159410.76 | 86749.495 | Distributed from 923 Generation And Fuel | 2013 |  | 0 | 0 | 0 | 0 | 0 | 0 | 0 | 0 | 0 | 0 | 0 | 0 | 0 | 0 | 0 | 0 | 0 | 0 | 0 | 0 | 0 | 0 | 0 | 64.6 | 0 | 0 | 0 | 0 | 0 | 0
996 | 2986 | 2018 | CA | Imperial Valley Solar, LLC | 56917 | 1B | 0 | OP | PV | SUN | 34.3 | 0.282 | 84640.698 | 46060.49 | Distributed from 923 Generation And Fuel | 2014 |  | 0 | 0 | 0 | 0 | 0 | 0 | 0 | 0 | 0 | 0 | 0 | 0 | 0 | 0 | 0 | 0 | 0 | 0 | 0 | 0 | 0 | 0 | 0 | 34.3 | 0 | 0 | 0 | 0 | 0 | 0
997 | 2988 | 2018 | CA | Improvement Dst No. 4 | 57895 | ID4 | 0 | OP | PV | SUN | 1.1 | 0.152 | 1469 | 799 | Distributed from 923 Generation And Fuel | 2009 |  | 0 | 0 | 0 | 0 | 0 | 0 | 0 | 0 | 0 | 0 | 0 | 0 | 0 | 0 | 0 | 0 | 0 | 0 | 0 | 0 | 0 | 0 | 0 | 1.1 | 0 | 0 | 0 | 0 | 0 | 0
998 | 2992 | 2018 | CA | Indigo Energy Facility | 55541 | CTG1 | 0 | OP | GT | NG | 49.9 | 0.025 | 11125.333 | 4902 | Distributed from 923 Generation And Fuel | 2001 |  | 0 | 0 | 0 | 0 | 0 | 0 | 0 | 0 | 0 | 0 | 0 | 49.9 | 0 | 0 | 0 | 0 | 0 | 0 | 0 | 0 | 0 | 0 | 0 | 0 | 0 | 0 | 0 | 0 | 0 | 0
999 | 2993 | 2018 | CA | Indigo Energy Facility | 55541 | CTG2 | 0 | OP | GT | NG | 49.9 | 0.025 | 11125.333 | 4902 | Distributed from 923 Generation And Fuel | 2001 |  | 0 | 0 | 0 | 0 | 0 | 0 | 0 | 0 | 0 | 0 | 0 | 49.9 | 0 | 0 | 0 | 0 | 0 | 0 | 0 | 0 | 0 | 0 | 0 | 0 | 0 | 0 | 0 | 0 | 0 | 0
1000 | 2994 | 2018 | CA | Indigo Energy Facility | 55541 | CTG3 | 0 | OP | GT | NG | 49.9 | 0.025 | 11125.333 | 4902 | Distributed from 923 Generation And Fuel | 2001 |  | 0 | 0 | 0 | 0 | 0 | 0 | 0 | 0 | 0 | 0 | 0 | 49.9 | 0 | 0 | 0 | 0 | 0 | 0 | 0 | 0 | 0 | 0 | 0 | 0 | 0 | 0 | 0 | 0 | 0 | 0
1001 | 2995 | 2018 | CA | Industry MetroLink PV 1 | 57860 | 1 | 0 | OP | PV | SUN | 1.5 | 0.217 | 2853 | 1553 | Distributed from 923 Generation And Fuel | 2012 |  | 0 | 0 | 0 | 0 | 0 | 0 | 0 | 0 | 0 | 0 | 0 | 0 | 0 | 0 | 0 | 0 | 0 | 0 | 0 | 0 | 0 | 0 | 0 | 1.5 | 0 | 0 | 0 | 0 | 0 | 0
1002 | 2996 | 2018 | CA | Industry Solar Power Generation Station 1 LLC | 58609 | ISP1 | 0 | OP | PV | SUN | 1.5 | 0.316 | 4158 | 2263 | Distributed from 923 Generation And Fuel | 2013 |  | 0 | 0 | 0 | 0 | 0 | 0 | 0 | 0 | 0 | 0 | 0 | 0 | 0 | 0 | 0 | 0 | 0 | 0 | 0 | 0 | 0 | 0 | 0 | 1.5 | 0 | 0 | 0 | 0 | 0 | 0
1003 | 2999 | 2018 | CA | Inland Empire Energy Center | 55853 | 1 | 1 | OP | CS | NG | 409.5 | 0.056 | 201502 | 201502 | EIA-923 Generator File | 2009 | 2020 | 0 | 0 | 0 | 0 | 0 | 0 | 0 | 0 | 0 | 0 | 0 | 409.5 | 0 | 0 | 0 | 0 | 0 | 0 | 0 | 0 | 0 | 0 | 0 | 0 | 0 | 0 | 0 | 0 | 0 | 0
1004 | 3002 | 2018 | CA | Intel Folsom | 58086 | 1 | 0 | OP | PV | SUN | 0.5 | 0.188 | 823 | 448 | Distributed from 923 Generation And Fuel | 2010 |  | 0 | 0 | 0 | 0 | 0 | 0 | 0 | 0 | 0 | 0 | 0 | 0 | 0 | 0 | 0 | 0 | 0 | 0 | 0 | 0 | 0 | 0 | 0 | 0.5 | 0 | 0 | 0 | 0 | 0 | 0
1005 | 3003 | 2018 | CA | Intel Folsom | 58086 | 2 | 0 | OP | PV | SUN | 0.5 | 0.188 | 823 | 448 | Distributed from 923 Generation And Fuel | 2010 |  | 0 | 0 | 0 | 0 | 0 | 0 | 0 | 0 | 0 | 0 | 0 | 0 | 0 | 0 | 0 | 0 | 0 | 0 | 0 | 0 | 0 | 0 | 0 | 0.5 | 0 | 0 | 0 | 0 | 0 | 0
1006 | 3004 | 2018 | CA | Intel Folsom Phase 2 | 58954 | PV | 0 | OP | PV | SUN | 1 | 0.19 | 1663 | 905 | Distributed from 923 Generation And Fuel | 2012 |  | 0 | 0 | 0 | 0 | 0 | 0 | 0 | 0 | 0 | 0 | 0 | 0 | 0 | 0 | 0 | 0 | 0 | 0 | 0 | 0 | 0 | 0 | 0 | 1 | 0 | 0 | 0 | 0 | 0 | 0
1007 | 3005 | 2018 | CA | Intel Folsom Phase 3 | 61152 | PV1 | 0 | OP | PV | SUN | 5.2 | 0.199 | 9077 | 4940 | Distributed from 923 Generation And Fuel | 2016 |  | 0 | 0 | 0 | 0 | 0 | 0 | 0 | 0 | 0 | 0 | 0 | 0 | 0 | 0 | 0 | 0 | 0 | 0 | 0 | 0 | 0 | 0 | 0 | 5.2 | 0 | 0 | 0 | 0 | 0 | 0
1008 | 3006 | 2018 | CA | Intel Santa Clara | 60224 | NTL00 | 0 | OP | FC | NG | 1.1 | 0.769 | 7413 | 3266 | Distributed from 923 Generation And Fuel | 2015 |  | 0 | 0 | 0 | 0 | 0 | 0 | 0 | 0 | 0 | 0 | 0 | 1.1 | 0 | 0 | 0 | 0 | 0 | 0 | 0 | 0 | 0 | 0 | 0 | 0 | 0 | 0 | 0 | 0 | 0 | 0
1009 | 3007 | 2018 | CA | Iron Gate | 297 | 1 | 0 | OP | HY | WAT | 18 | 0.564 | 88987 | 47656 | Distributed from 923 Generation And Fuel | 1962 |  | 0 | 0 | 0 | 0 | 0 | 0 | 0 | 0 | 0 | 0 | 0 | 0 | 0 | 0 | 0 | 0 | 0 | 0 | 0 | 0 | 0 | 0 | 0 | 0 | 18 | 0 | 0 | 0 | 0 | 0
1010 | 3008 | 2018 | CA | Ironwood Solar LLC | 58513 | 0937 | 0 | OP | PV | SUN | 4 | 0.27 | 9475 | 5156 | Distributed from 923 Generation And Fuel | 2012 |  | 0 | 0 | 0 | 0 | 0 | 0 | 0 | 0 | 0 | 0 | 0 | 0 | 0 | 0 | 0 | 0 | 0 | 0 | 0 | 0 | 0 | 0 | 0 | 4 | 0 | 0 | 0 | 0 | 0 | 0
1011 | 3009 | 2018 | CA | Isabella Hydro Project | 10139 | GEN1 | 0 | OP | HY | WAT | 5.9 | 0.181 | 9350 | 5007.5 | Distributed from 923 Generation And Fuel | 1990 |  | 0 | 0 | 0 | 0 | 0 | 0 | 0 | 0 | 0 | 0 | 0 | 0 | 0 | 0 | 0 | 0 | 0 | 0 | 0 | 0 | 0 | 0 | 0 | 0 | 5.9 | 0 | 0 | 0 | 0 | 0
1012 | 3010 | 2018 | CA | Isabella Hydro Project | 10139 | GEN2 | 0 | OP | HY | WAT | 5.9 | 0.181 | 9350 | 5007.5 | Distributed from 923 Generation And Fuel | 1990 |  | 0 | 0 | 0 | 0 | 0 | 0 | 0 | 0 | 0 | 0 | 0 | 0 | 0 | 0 | 0 | 0 | 0 | 0 | 0 | 0 | 0 | 0 | 0 | 0 | 5.9 | 0 | 0 | 0 | 0 | 0
1013 | 3011 | 2018 | CA | ISH Solar Hospital Downey | 57841 | 1 | 0 | OP | PV | SUN | 1.1 | 0.147 | 1418 | 772 | Distributed from 923 Generation And Fuel | 2011 |  | 0 | 0 | 0 | 0 | 0 | 0 | 0 | 0 | 0 | 0 | 0 | 0 | 0 | 0 | 0 | 0 | 0 | 0 | 0 | 0 | 0 | 0 | 0 | 1.1 | 0 | 0 | 0 | 0 | 0 | 0
1014 | 3012 | 2018 | CA | ISH Solar Hospital SDMC | 57840 | 1 | 0 | OP | PV | SUN | 1.1 | 0.144 | 1389 | 756 | Distributed from 923 Generation And Fuel | 2011 |  | 0 | 0 | 0 | 0 | 0 | 0 | 0 | 0 | 0 | 0 | 0 | 0 | 0 | 0 | 0 | 0 | 0 | 0 | 0 | 0 | 0 | 0 | 0 | 1.1 | 0 | 0 | 0 | 0 | 0 | 0
1015 | 3013 | 2018 | CA | Ivanhoe Solar | 58307 | 1 | 0 | OP | PV | SUN | 1.5 | 0.209 | 2746.286 | 1494.429 | Distributed from 923 Generation And Fuel | 2014 |  | 0 | 0 | 0 | 0 | 0 | 0 | 0 | 0 | 0 | 0 | 0 | 0 | 0 | 0 | 0 | 0 | 0 | 0 | 0 | 0 | 0 | 0 | 0 | 1.5 | 0 | 0 | 0 | 0 | 0 | 0
1016 | 3014 | 2018 | CA | Ivanhoe Solar | 58307 | 2 | 0 | OP | PV | SUN | 0.5 | 0.209 | 915.429 | 498.143 | Distributed from 923 Generation And Fuel | 2014 |  | 0 | 0 | 0 | 0 | 0 | 0 | 0 | 0 | 0 | 0 | 0 | 0 | 0 | 0 | 0 | 0 | 0 | 0 | 0 | 0 | 0 | 0 | 0 | 0.5 | 0 | 0 | 0 | 0 | 0 | 0
1017 | 3015 | 2018 | CA | Ivanhoe Solar | 58307 | 3 | 0 | OP | PV | SUN | 1.5 | 0.209 | 2746.286 | 1494.429 | Distributed from 923 Generation And Fuel | 2014 |  | 0 | 0 | 0 | 0 | 0 | 0 | 0 | 0 | 0 | 0 | 0 | 0 | 0 | 0 | 0 | 0 | 0 | 0 | 0 | 0 | 0 | 0 | 0 | 1.5 | 0 | 0 | 0 | 0 | 0 | 0
1018 | 3016 | 2018 | CA | Ivanpah 1 | 57074 | ST1 | 1 | OP | ST | SUN | 133 | 0.01 | 242476 | 132637 | Data from EIA-923 Generator File overwritten with distributed data from EIA-923 Generation and Fuel | 2013 |  | 0 | 0 | 0 | 0 | 0 | 0 | 0 | 0 | 0 | 0 | 0 | 0 | 0 | 0 | 0 | 0 | 0 | 0 | 0 | 0 | 0 | 0 | 0 | 133 | 0 | 0 | 0 | 0 | 0 | 0
1019 | 3017 | 2018 | CA | Ivanpah 2 | 57073 | ST1 | 1 | OP | ST | SUN | 133.4 | 0.011 | 277054 | 150030 | Data from EIA-923 Generator File overwritten with distributed data from EIA-923 Generation and Fuel | 2013 |  | 0 | 0 | 0 | 0 | 0 | 0 | 0 | 0 | 0 | 0 | 0 | 0 | 0 | 0 | 0 | 0 | 0 | 0 | 0 | 0 | 0 | 0 | 0 | 133.4 | 0 | 0 | 0 | 0 | 0 | 0
1020 | 3018 | 2018 | CA | Ivanpah 3 | 57075 | ST1 | 1 | OP | ST | SUN | 133.4 | 0.009 | 276326 | 142985 | Data from EIA-923 Generator File overwritten with distributed data from EIA-923 Generation and Fuel | 2013 |  | 0 | 0 | 0 | 0 | 0 | 0 | 0 | 0 | 0 | 0 | 0 | 0 | 0 | 0 | 0 | 0 | 0 | 0 | 0 | 0 | 0 | 0 | 0 | 133.4 | 0 | 0 | 0 | 0 | 0 | 0
1021 | 3019 | 2018 | CA | IVC Solar | 61692 | IVCS | 0 | OP | PV | SUN | 3 | 0.132 | 3463 | 1885 | Distributed from 923 Generation And Fuel | 2016 |  | 0 | 0 | 0 | 0 | 0 | 0 | 0 | 0 | 0 | 0 | 0 | 0 | 0 | 0 | 0 | 0 | 0 | 0 | 0 | 0 | 0 | 0 | 0 | 3 | 0 | 0 | 0 | 0 | 0 | 0
1022 | 3020 | 2018 | CA | J S Eastwood | 104 | 1 | 0 | OP | PS | WAT | 199.8 | 0.134 | 234070 | 193273 | Distributed from 923 Generation And Fuel | 1987 |  | 0 | 0 | 0 | 0 | 0 | 0 | 0 | 0 | 0 | 0 | 0 | 0 | 0 | 0 | 0 | 0 | 0 | 0 | 0 | 0 | 0 | 0 | 0 | 0 | 199.8 | 0 | 0 | 0 | 0 | 0
1023 | 3021 | 2018 | CA | J&A-Santa Maria II LLC | 57101 | 1 | 0 | OP | IC | LFG | 1.4 |  |  |  |  | 2010 |  | 0 | 0 | 0 | 0 | 0 | 0 | 0 | 1.4 | 0 | 0 | 0 | 0 | 0 | 0 | 0 | 0 | 0 | 0 | 0 | 0 | 0 | 0 | 0 | 0 | 0 | 0 | 0 | 0 | 0 | 0
1024 | 3022 | 2018 | CA | J.R. Simplot Company | 58216 | 1 | 0 | OP | ST | WH | 4 | 0.325 | 11371 | 6332 | Distributed from 923 Generation And Fuel | 1993 |  | 0 | 0 | 0 | 0 | 0 | 0 | 0 | 0 | 0 | 0 | 0 | 0 | 0 | 0 | 0 | 0 | 0 | 0 | 0 | 0 | 0 | 0 | 0 | 0 | 0 | 0 | 0 | 0 | 4 | 0
1025 | 3023 | 2018 | CA | Jacumba Solar Farm | 60947 | Q644A | 0 | OP | PV | SUN | 20 | 0.287 | 50245 | 27343 | Distributed from 923 Generation And Fuel | 2017 |  | 0 | 0 | 0 | 0 | 0 | 0 | 0 | 0 | 0 | 0 | 0 | 0 | 0 | 0 | 0 | 0 | 0 | 0 | 0 | 0 | 0 | 0 | 0 | 20 | 0 | 0 | 0 | 0 | 0 | 0
1026 | 3024 | 2018 | CA | James B Black | 249 | 1 | 0 | OP | HY | WAT | 85.1 | 0.368 | 274485.861 | 103984.528 | Distributed from 923 Generation And Fuel | 1966 |  | 0 | 0 | 0 | 0 | 0 | 0 | 0 | 0 | 0 | 0 | 0 | 0 | 0 | 0 | 0 | 0 | 0 | 0 | 0 | 0 | 0 | 0 | 0 | 0 | 85.1 | 0 | 0 | 0 | 0 | 0
1027 | 3025 | 2018 | CA | James B Black | 249 | 2 | 0 | OP | HY | WAT | 83.5 | 0.368 | 269325.139 | 102029.472 | Distributed from 923 Generation And Fuel | 1965 |  | 0 | 0 | 0 | 0 | 0 | 0 | 0 | 0 | 0 | 0 | 0 | 0 | 0 | 0 | 0 | 0 | 0 | 0 | 0 | 0 | 0 | 0 | 0 | 0 | 83.5 | 0 | 0 | 0 | 0 | 0
1028 | 3026 | 2018 | CA | Jaybird | 431 | H1 | 0 | OP | HY | WAT | 80.8 | 0.279 | 197351.5 | 116150 | Distributed from 923 Generation And Fuel | 1961 |  | 0 | 0 | 0 | 0 | 0 | 0 | 0 | 0 | 0 | 0 | 0 | 0 | 0 | 0 | 0 | 0 | 0 | 0 | 0 | 0 | 0 | 0 | 0 | 0 | 80.8 | 0 | 0 | 0 | 0 | 0
1029 | 3027 | 2018 | CA | Jaybird | 431 | H2 | 0 | OP | HY | WAT | 80.8 | 0.279 | 197351.5 | 116150 | Distributed from 923 Generation And Fuel | 1962 |  | 0 | 0 | 0 | 0 | 0 | 0 | 0 | 0 | 0 | 0 | 0 | 0 | 0 | 0 | 0 | 0 | 0 | 0 | 0 | 0 | 0 | 0 | 0 | 0 | 80.8 | 0 | 0 | 0 | 0 | 0
1030 | 3028 | 2018 | CA | John L. Featherstone Plant | 57475 | HRP1 | 0 | OP | ST | GEO | 55 | 0.863 | 415994 | 188054 | Distributed from 923 Generation And Fuel | 2012 |  | 0 | 0 | 0 | 0 | 0 | 55 | 0 | 0 | 0 | 0 | 0 | 0 | 0 | 0 | 0 | 0 | 0 | 0 | 0 | 0 | 0 | 0 | 0 | 0 | 0 | 0 | 0 | 0 | 0 | 0
1031 | 3029 | 2018 | CA | Jones Fork | 534 | 1 | 0 | OP | HY | WAT | 10 | 0.163 | 14250 | 7631 | Distributed from 923 Generation And Fuel | 1985 |  | 0 | 0 | 0 | 0 | 0 | 0 | 0 | 0 | 0 | 0 | 0 | 0 | 0 | 0 | 0 | 0 | 0 | 0 | 0 | 0 | 0 | 0 | 0 | 0 | 10 | 0 | 0 | 0 | 0 | 0
1032 | 3030 | 2018 | CA | Judge F Carr | 442 | 1 | 0 | OP | HY | WAT | 77.2 | 0.155 | 104696 | 70406 | Distributed from 923 Generation And Fuel | 1963 |  | 0 | 0 | 0 | 0 | 0 | 0 | 0 | 0 | 0 | 0 | 0 | 0 | 0 | 0 | 0 | 0 | 0 | 0 | 0 | 0 | 0 | 0 | 0 | 0 | 77.2 | 0 | 0 | 0 | 0 | 0
1033 | 3031 | 2018 | CA | Judge F Carr | 442 | 2 | 0 | OP | HY | WAT | 77.2 | 0.155 | 104696 | 70406 | Distributed from 923 Generation And Fuel | 1963 |  | 0 | 0 | 0 | 0 | 0 | 0 | 0 | 0 | 0 | 0 | 0 | 0 | 0 | 0 | 0 | 0 | 0 | 0 | 0 | 0 | 0 | 0 | 0 | 0 | 77.2 | 0 | 0 | 0 | 0 | 0
1034 | 3032 | 2018 | CA | Juniper Networks Sunnyvale | 58301 | JPR | 0 | OP | FC | NG | 1.1 | 0.764 | 7364 | 3245 | Distributed from 923 Generation And Fuel | 2012 |  | 0 | 0 | 0 | 0 | 0 | 0 | 0 | 0 | 0 | 0 | 0 | 1.1 | 0 | 0 | 0 | 0 | 0 | 0 | 0 | 0 | 0 | 0 | 0 | 0 | 0 | 0 | 0 | 0 | 0 | 0
1035 | 3033 | 2018 | CA | Kaiser Deer Valley Rd. Fuel Cell | 62699 | KSR24 | 0 | OP | FC | NG | 1.4 | 0 | 0 | 0 | Distributed from 923 Generation And Fuel | 2017 |  | 0 | 0 | 0 | 0 | 0 | 0 | 0 | 0 | 0 | 0 | 0 | 1.4 | 0 | 0 | 0 | 0 | 0 | 0 | 0 | 0 | 0 | 0 | 0 | 0 | 0 | 0 | 0 | 0 | 0 | 0
1036 | 3034 | 2018 | CA | Kaiser Downey | 58128 | KRSO1 | 0 | OP | FC | LFG | 0.2 | 0.908 | 1590 | 700.6 | Distributed from 923 Generation And Fuel | 2012 |  | 0 | 0 | 0 | 0 | 0 | 0 | 0 | 0.2 | 0 | 0 | 0 | 0 | 0 | 0 | 0 | 0 | 0 | 0 | 0 | 0 | 0 | 0 | 0 | 0 | 0 | 0 | 0 | 0 | 0 | 0
1037 | 3035 | 2018 | CA | Kaiser Downey | 58128 | KRSO2 | 0 | OP | FC | LFG | 0.2 | 0.908 | 1590 | 700.6 | Distributed from 923 Generation And Fuel | 2012 |  | 0 | 0 | 0 | 0 | 0 | 0 | 0 | 0.2 | 0 | 0 | 0 | 0 | 0 | 0 | 0 | 0 | 0 | 0 | 0 | 0 | 0 | 0 | 0 | 0 | 0 | 0 | 0 | 0 | 0 | 0
1038 | 3036 | 2018 | CA | Kaiser Downey | 58128 | KRSO3 | 0 | OP | FC | LFG | 0.2 | 0.908 | 1590 | 700.6 | Distributed from 923 Generation And Fuel | 2012 |  | 0 | 0 | 0 | 0 | 0 | 0 | 0 | 0.2 | 0 | 0 | 0 | 0 | 0 | 0 | 0 | 0 | 0 | 0 | 0 | 0 | 0 | 0 | 0 | 0 | 0 | 0 | 0 | 0 | 0 | 0
1039 | 3037 | 2018 | CA | Kaiser Downey | 58128 | KRSO4 | 0 | OP | FC | LFG | 0.2 | 0.908 | 1590 | 700.6 | Distributed from 923 Generation And Fuel | 2012 |  | 0 | 0 | 0 | 0 | 0 | 0 | 0 | 0.2 | 0 | 0 | 0 | 0 | 0 | 0 | 0 | 0 | 0 | 0 | 0 | 0 | 0 | 0 | 0 | 0 | 0 | 0 | 0 | 0 | 0 | 0
1040 | 3038 | 2018 | CA | Kaiser Downey | 58128 | KRSO5 | 0 | OP | FC | LFG | 0.2 | 0.908 | 1590 | 700.6 | Distributed from 923 Generation And Fuel | 2012 |  | 0 | 0 | 0 | 0 | 0 | 0 | 0 | 0.2 | 0 | 0 | 0 | 0 | 0 | 0 | 0 | 0 | 0 | 0 | 0 | 0 | 0 | 0 | 0 | 0 | 0 | 0 | 0 | 0 | 0 | 0
1041 | 3039 | 2018 | CA | Kaiser East La Palma Ave. Fuel Cell | 62698 | KR059 | 0 | OP | FC | NG | 1.5 | 0 | 0 | 0 | Distributed from 923 Generation And Fuel | 2017 |  | 0 | 0 | 0 | 0 | 0 | 0 | 0 | 0 | 0 | 0 | 0 | 1.5 | 0 | 0 | 0 | 0 | 0 | 0 | 0 | 0 | 0 | 0 | 0 | 0 | 0 | 0 | 0 | 0 | 0 | 0
1042 | 3040 | 2018 | CA | Kaiser Napa Valley Corporate Dr Fuel Cell | 62701 | KS18A | 0 | OP | FC | NG | 2.5 | 0 | 0 | 0 | Distributed from 923 Generation And Fuel | 2017 |  | 0 | 0 | 0 | 0 | 0 | 0 | 0 | 0 | 0 | 0 | 0 | 2.5 | 0 | 0 | 0 | 0 | 0 | 0 | 0 | 0 | 0 | 0 | 0 | 0 | 0 | 0 | 0 | 0 | 0 | 0
1043 | 3041 | 2018 | CA | Kaiser Napa Valley Corporate Dr Fuel Cell | 62701 | KS18B | 0 | OP | FC | NG | 2.3 | 0 | 0 | 0 | Distributed from 923 Generation And Fuel | 2017 |  | 0 | 0 | 0 | 0 | 0 | 0 | 0 | 0 | 0 | 0 | 0 | 2.3 | 0 | 0 | 0 | 0 | 0 | 0 | 0 | 0 | 0 | 0 | 0 | 0 | 0 | 0 | 0 | 0 | 0 | 0
1044 | 3042 | 2018 | CA | Kaiser Ontario | 58132 | KSRO1 | 0 | OP | FC | OBG | 0.2 | 0.921 | 1613 | 710.8 | Distributed from 923 Generation And Fuel | 2012 |  | 0 | 0 | 0 | 0 | 0 | 0 | 0 | 0 | 0 | 0 | 0 | 0 | 0 | 0.2 | 0 | 0 | 0 | 0 | 0 | 0 | 0 | 0 | 0 | 0 | 0 | 0 | 0 | 0 | 0 | 0
1045 | 3043 | 2018 | CA | Kaiser Ontario | 58132 | KSRO2 | 0 | OP | FC | OBG | 0.2 | 0.921 | 1613 | 710.8 | Distributed from 923 Generation And Fuel | 2012 |  | 0 | 0 | 0 | 0 | 0 | 0 | 0 | 0 | 0 | 0 | 0 | 0 | 0 | 0.2 | 0 | 0 | 0 | 0 | 0 | 0 | 0 | 0 | 0 | 0 | 0 | 0 | 0 | 0 | 0 | 0
1046 | 3044 | 2018 | CA | Kaiser Ontario | 58132 | KSRO3 | 0 | OP | FC | OBG | 0.2 | 0.921 | 1613 | 710.8 | Distributed from 923 Generation And Fuel | 2012 |  | 0 | 0 | 0 | 0 | 0 | 0 | 0 | 0 | 0 | 0 | 0 | 0 | 0 | 0.2 | 0 | 0 | 0 | 0 | 0 | 0 | 0 | 0 | 0 | 0 | 0 | 0 | 0 | 0 | 0 | 0
1047 | 3045 | 2018 | CA | Kaiser Ontario | 58132 | KSRO4 | 0 | OP | FC | OBG | 0.2 | 0.921 | 1613 | 710.8 | Distributed from 923 Generation And Fuel | 2012 |  | 0 | 0 | 0 | 0 | 0 | 0 | 0 | 0 | 0 | 0 | 0 | 0 | 0 | 0.2 | 0 | 0 | 0 | 0 | 0 | 0 | 0 | 0 | 0 | 0 | 0 | 0 | 0 | 0 | 0 | 0
1048 | 3046 | 2018 | CA | Kaiser Ontario | 58132 | KSRO5 | 0 | OP | FC | OBG | 0.2 | 0.921 | 1613 | 710.8 | Distributed from 923 Generation And Fuel | 2012 |  | 0 | 0 | 0 | 0 | 0 | 0 | 0 | 0 | 0 | 0 | 0 | 0 | 0 | 0.2 | 0 | 0 | 0 | 0 | 0 | 0 | 0 | 0 | 0 | 0 | 0 | 0 | 0 | 0 | 0 | 0
1049 | 3047 | 2018 | CA | Kaiser Owens Dr. Fuel Cell | 62700 | KSR23 | 0 | OP | FC | NG | 1 | 0 | 0 | 0 | Distributed from 923 Generation And Fuel | 2017 |  | 0 | 0 | 0 | 0 | 0 | 0 | 0 | 0 | 0 | 0 | 0 | 1 | 0 | 0 | 0 | 0 | 0 | 0 | 0 | 0 | 0 | 0 | 0 | 0 | 0 | 0 | 0 | 0 | 0 | 0
1050 | 3049 | 2018 | CA | Karen Avenue Wind Farm | 10718 | WND | 0 | OP | WT | WND | 11.7 | 0.305 | 31227 | 18235 | Distributed from 923 Generation And Fuel | 1985 |  | 0 | 0 | 0 | 0 | 0 | 0 | 0 | 0 | 0 | 0 | 0 | 0 | 0 | 0 | 0 | 0 | 0 | 0 | 0 | 0 | 0 | 0 | 0 | 0 | 0 | 0 | 0 | 0 | 0 | 11.7
1051 | 3050 | 2018 | CA | Kaweah 1 | 337 | 1 | 0 | OP | HY | WAT | 2.3 | 0.222 | 4464 | 2391 | Distributed from 923 Generation And Fuel | 1929 |  | 0 | 0 | 0 | 0 | 0 | 0 | 0 | 0 | 0 | 0 | 0 | 0 | 0 | 0 | 0 | 0 | 0 | 0 | 0 | 0 | 0 | 0 | 0 | 0 | 2.3 | 0 | 0 | 0 | 0 | 0
1052 | 3051 | 2018 | CA | Kaweah 2 | 336 | 2 | 0 | OP | HY | WAT | 1.8 | 0.383 | 6046 | 3238 | Distributed from 923 Generation And Fuel | 1929 |  | 0 | 0 | 0 | 0 | 0 | 0 | 0 | 0 | 0 | 0 | 0 | 0 | 0 | 0 | 0 | 0 | 0 | 0 | 0 | 0 | 0 | 0 | 0 | 0 | 1.8 | 0 | 0 | 0 | 0 | 0
1053 | 3052 | 2018 | CA | Kaweah 3 | 338 | 1 | 0 | OP | HY | WAT | 2.4 | 0.28 | 5897 | 3158 | Distributed from 923 Generation And Fuel | 1913 |  | 0 | 0 | 0 | 0 | 0 | 0 | 0 | 0 | 0 | 0 | 0 | 0 | 0 | 0 | 0 | 0 | 0 | 0 | 0 | 0 | 0 | 0 | 0 | 0 | 2.4 | 0 | 0 | 0 | 0 | 0
1054 | 3053 | 2018 | CA | Kaweah 3 | 338 | 2 | 0 | OP | HY | WAT | 2.4 | 0.28 | 5897 | 3158 | Distributed from 923 Generation And Fuel | 1913 |  | 0 | 0 | 0 | 0 | 0 | 0 | 0 | 0 | 0 | 0 | 0 | 0 | 0 | 0 | 0 | 0 | 0 | 0 | 0 | 0 | 0 | 0 | 0 | 0 | 2.4 | 0 | 0 | 0 | 0 | 0
1055 | 3054 | 2018 | CA | Kaweah Delta District Hospital | 10042 | KDHT1 | 0 | OP | GT | NG | 3.5 | 0.622 | 19060 | 8853 | Distributed from 923 Generation And Fuel | 2008 |  | 0 | 0 | 0 | 0 | 0 | 0 | 0 | 0 | 0 | 0 | 0 | 3.5 | 0 | 0 | 0 | 0 | 0 | 0 | 0 | 0 | 0 | 0 | 0 | 0 | 0 | 0 | 0 | 0 | 0 | 0
1056 | 3062 | 2018 | CA | Kekawaka Power House | 54654 | KEK1 | 0 | OP | HY | WAT | 4.9 | 0.177 | 7587 | 4063 | Distributed from 923 Generation And Fuel | 1989 |  | 0 | 0 | 0 | 0 | 0 | 0 | 0 | 0 | 0 | 0 | 0 | 0 | 0 | 0 | 0 | 0 | 0 | 0 | 0 | 0 | 0 | 0 | 0 | 0 | 4.9 | 0 | 0 | 0 | 0 | 0
1057 | 3063 | 2018 | CA | Kellogg's - San Jose | 59280 | KLG00 | 0 | OP | FC | NG | 1.1 | 0.663 | 6390 | 2816 | Distributed from 923 Generation And Fuel | 2013 |  | 0 | 0 | 0 | 0 | 0 | 0 | 0 | 0 | 0 | 0 | 0 | 1.1 | 0 | 0 | 0 | 0 | 0 | 0 | 0 | 0 | 0 | 0 | 0 | 0 | 0 | 0 | 0 | 0 | 0 | 0
1058 | 3064 | 2018 | CA | Kelly Ridge | 418 | 1 | 0 | OP | HY | WAT | 10 | 0.359 | 31487 | 16862 | Distributed from 923 Generation And Fuel | 1963 |  | 0 | 0 | 0 | 0 | 0 | 0 | 0 | 0 | 0 | 0 | 0 | 0 | 0 | 0 | 0 | 0 | 0 | 0 | 0 | 0 | 0 | 0 | 0 | 0 | 10 | 0 | 0 | 0 | 0 | 0
1059 | 3068 | 2018 | CA | Kerckhoff 2 | 682 | 1 | 0 | OP | HY | WAT | 139.5 | 0.267 | 326621 | 220054 | Distributed from 923 Generation And Fuel | 1983 |  | 0 | 0 | 0 | 0 | 0 | 0 | 0 | 0 | 0 | 0 | 0 | 0 | 0 | 0 | 0 | 0 | 0 | 0 | 0 | 0 | 0 | 0 | 0 | 0 | 139.5 | 0 | 0 | 0 | 0 | 0
1060 | 3070 | 2018 | CA | Kern Front Limited | 50494 | KF1 | 0 | OP | GT | NG | 24.9 | 0.043 | 9472.5 | 4174 | Distributed from 923 Generation And Fuel | 1989 |  | 0 | 0 | 0 | 0 | 0 | 0 | 0 | 0 | 0 | 0 | 0 | 24.9 | 0 | 0 | 0 | 0 | 0 | 0 | 0 | 0 | 0 | 0 | 0 | 0 | 0 | 0 | 0 | 0 | 0 | 0
1061 | 3071 | 2018 | CA | Kern Front Limited | 50494 | KF2 | 0 | OP | GT | NG | 24.9 | 0.043 | 9472.5 | 4174 | Distributed from 923 Generation And Fuel | 1989 |  | 0 | 0 | 0 | 0 | 0 | 0 | 0 | 0 | 0 | 0 | 0 | 24.9 | 0 | 0 | 0 | 0 | 0 | 0 | 0 | 0 | 0 | 0 | 0 | 0 | 0 | 0 | 0 | 0 | 0 | 0
1062 | 3072 | 2018 | CA | Kern Oil & Refining Co | 58100 | 5900 | 0 | OP | GT | NG | 4.5 | 0.797 | 31436 | 14048 | Distributed from 923 Generation And Fuel | 2002 |  | 0 | 0 | 0 | 0 | 0 | 0 | 0 | 0 | 0 | 0 | 0 | 4.5 | 0 | 0 | 0 | 0 | 0 | 0 | 0 | 0 | 0 | 0 | 0 | 0 | 0 | 0 | 0 | 0 | 0 | 0
1063 | 3073 | 2018 | CA | Kern River 1 | 340 | 1 | 0 | OP | HY | WAT | 6.6 | 0.693 | 40088 | 21468.75 | Distributed from 923 Generation And Fuel | 1907 |  | 0 | 0 | 0 | 0 | 0 | 0 | 0 | 0 | 0 | 0 | 0 | 0 | 0 | 0 | 0 | 0 | 0 | 0 | 0 | 0 | 0 | 0 | 0 | 0 | 6.6 | 0 | 0 | 0 | 0 | 0
1064 | 3074 | 2018 | CA | Kern River 1 | 340 | 2 | 0 | OP | HY | WAT | 6.6 | 0.693 | 40088 | 21468.75 | Distributed from 923 Generation And Fuel | 1907 |  | 0 | 0 | 0 | 0 | 0 | 0 | 0 | 0 | 0 | 0 | 0 | 0 | 0 | 0 | 0 | 0 | 0 | 0 | 0 | 0 | 0 | 0 | 0 | 0 | 6.6 | 0 | 0 | 0 | 0 | 0
1065 | 3075 | 2018 | CA | Kern River 1 | 340 | 3 | 0 | OP | HY | WAT | 6.6 | 0.693 | 40088 | 21468.75 | Distributed from 923 Generation And Fuel | 1907 |  | 0 | 0 | 0 | 0 | 0 | 0 | 0 | 0 | 0 | 0 | 0 | 0 | 0 | 0 | 0 | 0 | 0 | 0 | 0 | 0 | 0 | 0 | 0 | 0 | 6.6 | 0 | 0 | 0 | 0 | 0
1066 | 3076 | 2018 | CA | Kern River 1 | 340 | 4 | 0 | OP | HY | WAT | 6.6 | 0.693 | 40088 | 21468.75 | Distributed from 923 Generation And Fuel | 1907 |  | 0 | 0 | 0 | 0 | 0 | 0 | 0 | 0 | 0 | 0 | 0 | 0 | 0 | 0 | 0 | 0 | 0 | 0 | 0 | 0 | 0 | 0 | 0 | 0 | 6.6 | 0 | 0 | 0 | 0 | 0
1067 | 3077 | 2018 | CA | Kern River 3 | 339 | 1 | 0 | OP | HY | WAT | 20.5 | 0.34 | 61103.226 | 32723.189 | Distributed from 923 Generation And Fuel | 1921 |  | 0 | 0 | 0 | 0 | 0 | 0 | 0 | 0 | 0 | 0 | 0 | 0 | 0 | 0 | 0 | 0 | 0 | 0 | 0 | 0 | 0 | 0 | 0 | 0 | 20.5 | 0 | 0 | 0 | 0 | 0
1068 | 3078 | 2018 | CA | Kern River 3 | 339 | 2 | 0 | OP | HY | WAT | 19.8 | 0.34 | 59016.774 | 31605.811 | Distributed from 923 Generation And Fuel | 1921 |  | 0 | 0 | 0 | 0 | 0 | 0 | 0 | 0 | 0 | 0 | 0 | 0 | 0 | 0 | 0 | 0 | 0 | 0 | 0 | 0 | 0 | 0 | 0 | 0 | 19.8 | 0 | 0 | 0 | 0 | 0
1069 | 3079 | 2018 | CA | Kern River Cogeneration | 10496 | GTAG | 0 | OP | GT | NG | 75 | 0.278 | 182362.75 | 81032 | Distributed from 923 Generation And Fuel | 1985 |  | 0 | 0 | 0 | 0 | 0 | 0 | 0 | 0 | 0 | 0 | 0 | 75 | 0 | 0 | 0 | 0 | 0 | 0 | 0 | 0 | 0 | 0 | 0 | 0 | 0 | 0 | 0 | 0 | 0 | 0
1070 | 3080 | 2018 | CA | Kern River Cogeneration | 10496 | GTBG | 0 | OP | GT | NG | 75 | 0.278 | 182362.75 | 81032 | Distributed from 923 Generation And Fuel | 1985 |  | 0 | 0 | 0 | 0 | 0 | 0 | 0 | 0 | 0 | 0 | 0 | 75 | 0 | 0 | 0 | 0 | 0 | 0 | 0 | 0 | 0 | 0 | 0 | 0 | 0 | 0 | 0 | 0 | 0 | 0
1071 | 3081 | 2018 | CA | Kern River Cogeneration | 10496 | GTCG | 0 | OP | GT | NG | 75 | 0.278 | 182362.75 | 81032 | Distributed from 923 Generation And Fuel | 1985 |  | 0 | 0 | 0 | 0 | 0 | 0 | 0 | 0 | 0 | 0 | 0 | 75 | 0 | 0 | 0 | 0 | 0 | 0 | 0 | 0 | 0 | 0 | 0 | 0 | 0 | 0 | 0 | 0 | 0 | 0
1072 | 3082 | 2018 | CA | Kern River Cogeneration | 10496 | GTDG | 0 | OP | GT | NG | 75 | 0.278 | 182362.75 | 81032 | Distributed from 923 Generation And Fuel | 1985 |  | 0 | 0 | 0 | 0 | 0 | 0 | 0 | 0 | 0 | 0 | 0 | 75 | 0 | 0 | 0 | 0 | 0 | 0 | 0 | 0 | 0 | 0 | 0 | 0 | 0 | 0 | 0 | 0 | 0 | 0
1073 | 3083 | 2018 | CA | Kern River Eastridge Cogen | 52107 | 101A | 0 | OP | GT | NG | 24.4 | 0.498 | 106453 | 41471 | Distributed from 923 Generation And Fuel | 1988 |  | 0 | 0 | 0 | 0 | 0 | 0 | 0 | 0 | 0 | 0 | 0 | 24.4 | 0 | 0 | 0 | 0 | 0 | 0 | 0 | 0 | 0 | 0 | 0 | 0 | 0 | 0 | 0 | 0 | 0 | 0
1074 | 3084 | 2018 | CA | Kern River Eastridge Cogen | 52107 | 101B | 0 | OP | GT | NG | 24.4 | 0.498 | 106453 | 41471 | Distributed from 923 Generation And Fuel | 1988 |  | 0 | 0 | 0 | 0 | 0 | 0 | 0 | 0 | 0 | 0 | 0 | 24.4 | 0 | 0 | 0 | 0 | 0 | 0 | 0 | 0 | 0 | 0 | 0 | 0 | 0 | 0 | 0 | 0 | 0 | 0
1075 | 3090 | 2018 | CA | Keswick | 443 | 1 | 0 | OP | HY | WAT | 39 | 0.317 | 108402 | 66995.333 | Distributed from 923 Generation And Fuel | 1950 |  | 0 | 0 | 0 | 0 | 0 | 0 | 0 | 0 | 0 | 0 | 0 | 0 | 0 | 0 | 0 | 0 | 0 | 0 | 0 | 0 | 0 | 0 | 0 | 0 | 39 | 0 | 0 | 0 | 0 | 0
1076 | 3091 | 2018 | CA | Keswick | 443 | 2 | 0 | OP | HY | WAT | 39 | 0.317 | 108402 | 66995.333 | Distributed from 923 Generation And Fuel | 1949 |  | 0 | 0 | 0 | 0 | 0 | 0 | 0 | 0 | 0 | 0 | 0 | 0 | 0 | 0 | 0 | 0 | 0 | 0 | 0 | 0 | 0 | 0 | 0 | 0 | 39 | 0 | 0 | 0 | 0 | 0
1077 | 3092 | 2018 | CA | Keswick | 443 | 3 | 0 | OP | HY | WAT | 39 | 0.317 | 108402 | 66995.333 | Distributed from 923 Generation And Fuel | 1949 |  | 0 | 0 | 0 | 0 | 0 | 0 | 0 | 0 | 0 | 0 | 0 | 0 | 0 | 0 | 0 | 0 | 0 | 0 | 0 | 0 | 0 | 0 | 0 | 0 | 39 | 0 | 0 | 0 | 0 | 0
1078 | 3093 | 2018 | CA | Kettering Solar 1 | 59098 | PV1 | 0 | OP | PV | SUN | 1 | 0.231 | 2024 | 1101 | Distributed from 923 Generation And Fuel | 2014 |  | 0 | 0 | 0 | 0 | 0 | 0 | 0 | 0 | 0 | 0 | 0 | 0 | 0 | 0 | 0 | 0 | 0 | 0 | 0 | 0 | 0 | 0 | 0 | 1 | 0 | 0 | 0 | 0 | 0 | 0
1079 | 3094 | 2018 | CA | Kettering Solar 2 | 59099 | PV1 | 0 | OP | PV | SUN | 1 | 0.233 | 2042 | 1111 | Distributed from 923 Generation And Fuel | 2014 |  | 0 | 0 | 0 | 0 | 0 | 0 | 0 | 0 | 0 | 0 | 0 | 0 | 0 | 0 | 0 | 0 | 0 | 0 | 0 | 0 | 0 | 0 | 0 | 1 | 0 | 0 | 0 | 0 | 0 | 0
1080 | 3096 | 2018 | CA | Kettleman Solar -Centaurus | 59633 | KS | 0 | OP | PV | SUN | 20 | 0.308 | 53909 | 29337 | Distributed from 923 Generation And Fuel | 2015 |  | 0 | 0 | 0 | 0 | 0 | 0 | 0 | 0 | 0 | 0 | 0 | 0 | 0 | 0 | 0 | 0 | 0 | 0 | 0 | 0 | 0 | 0 | 0 | 20 | 0 | 0 | 0 | 0 | 0 | 0
1081 | 3097 | 2018 | CA | Kettleman Solar Project | 58510 | PV5 | 0 | OP | PV | SUN | 1 | 0.255 | 2231 | 1214 | Distributed from 923 Generation And Fuel | 2014 |  | 0 | 0 | 0 | 0 | 0 | 0 | 0 | 0 | 0 | 0 | 0 | 0 | 0 | 0 | 0 | 0 | 0 | 0 | 0 | 0 | 0 | 0 | 0 | 1 | 0 | 0 | 0 | 0 | 0 | 0
1082 | 3098 | 2018 | CA | Kiefer Landfill | 55766 | 361A | 0 | OP | IC | LFG | 3 | 0.88 | 23114 | 9585 | Distributed from 923 Generation And Fuel | 1999 |  | 0 | 0 | 0 | 0 | 0 | 0 | 0 | 3 | 0 | 0 | 0 | 0 | 0 | 0 | 0 | 0 | 0 | 0 | 0 | 0 | 0 | 0 | 0 | 0 | 0 | 0 | 0 | 0 | 0 | 0
1083 | 3099 | 2018 | CA | Kiefer Landfill | 55766 | 361B | 0 | OP | IC | LFG | 3 | 0.88 | 23114 | 9585 | Distributed from 923 Generation And Fuel | 1999 |  | 0 | 0 | 0 | 0 | 0 | 0 | 0 | 3 | 0 | 0 | 0 | 0 | 0 | 0 | 0 | 0 | 0 | 0 | 0 | 0 | 0 | 0 | 0 | 0 | 0 | 0 | 0 | 0 | 0 | 0
1084 | 3100 | 2018 | CA | Kiefer Landfill | 55766 | 361C | 0 | OP | IC | LFG | 3 | 0.88 | 23114 | 9585 | Distributed from 923 Generation And Fuel | 1999 |  | 0 | 0 | 0 | 0 | 0 | 0 | 0 | 3 | 0 | 0 | 0 | 0 | 0 | 0 | 0 | 0 | 0 | 0 | 0 | 0 | 0 | 0 | 0 | 0 | 0 | 0 | 0 | 0 | 0 | 0
1085 | 3101 | 2018 | CA | Kilarc | 253 | 1 | 0 | OP | HY | WAT | 1.5 | 0.318 | 4175.5 | 2236 | Distributed from 923 Generation And Fuel | 1904 | 2021 | 0 | 0 | 0 | 0 | 0 | 0 | 0 | 0 | 0 | 0 | 0 | 0 | 0 | 0 | 0 | 0 | 0 | 0 | 0 | 0 | 0 | 0 | 0 | 0 | 1.5 | 0 | 0 | 0 | 0 | 0
1086 | 3103 | 2018 | CA | Kilroy Solar | 61628 | KILRO | 0 | OP | PV | SUN | 1.1 | 0.194 | 1869 | 1017 | Distributed from 923 Generation And Fuel | 2018 |  | 0 | 0 | 0 | 0 | 0 | 0 | 0 | 0 | 0 | 0 | 0 | 0 | 0 | 0 | 0 | 0 | 0 | 0 | 0 | 0 | 0 | 0 | 0 | 1.1 | 0 | 0 | 0 | 0 | 0 | 0
1087 | 3104 | 2018 | CA | King City Peaking | 55811 | CTG1 | 0 | OP | GT | NG | 47.3 | 0.021 | 8584 | 3782 | Distributed from 923 Generation And Fuel | 2002 |  | 0 | 0 | 0 | 0 | 0 | 0 | 0 | 0 | 0 | 0 | 0 | 47.3 | 0 | 0 | 0 | 0 | 0 | 0 | 0 | 0 | 0 | 0 | 0 | 0 | 0 | 0 | 0 | 0 | 0 | 0
1088 | 3105 | 2018 | CA | King City Power Plant | 10294 | GTG | 0 | OP | CT | NG | 90.8 | 0.327 | 259798 | 119858 | EIA-923 Generator File | 1989 |  | 0 | 0 | 0 | 0 | 0 | 0 | 0 | 0 | 0 | 0 | 0 | 90.8 | 0 | 0 | 0 | 0 | 0 | 0 | 0 | 0 | 0 | 0 | 0 | 0 | 0 | 0 | 0 | 0 | 0 | 0
1089 | 3106 | 2018 | CA | King City Power Plant | 10294 | STG | 1 | OP | CA | NG | 42.4 | 0.309 | 114895 | 53579 | EIA-923 Generator File | 1989 |  | 0 | 0 | 0 | 0 | 0 | 0 | 0 | 0 | 0 | 0 | 0 | 42.4 | 0 | 0 | 0 | 0 | 0 | 0 | 0 | 0 | 0 | 0 | 0 | 0 | 0 | 0 | 0 | 0 | 0 | 0
1090 | 3107 | 2018 | CA | Kingbird A Solar LLC | 59868 | GEN01 | 0 | OP | PV | SUN | 20 | 0.346 | 60695 | 33030 | Distributed from 923 Generation And Fuel | 2016 |  | 0 | 0 | 0 | 0 | 0 | 0 | 0 | 0 | 0 | 0 | 0 | 0 | 0 | 0 | 0 | 0 | 0 | 0 | 0 | 0 | 0 | 0 | 0 | 20 | 0 | 0 | 0 | 0 | 0 | 0
1091 | 3108 | 2018 | CA | Kingbird B Solar, LLC | 60091 | GEN01 | 0 | OP | PV | SUN | 20 | 0.338 | 59150 | 32189 | Distributed from 923 Generation And Fuel | 2016 |  | 0 | 0 | 0 | 0 | 0 | 0 | 0 | 0 | 0 | 0 | 0 | 0 | 0 | 0 | 0 | 0 | 0 | 0 | 0 | 0 | 0 | 0 | 0 | 20 | 0 | 0 | 0 | 0 | 0 | 0
1092 | 3109 | 2018 | CA | Kings Beach | 6518 | KB1 | 0 | OP | IC | DFO | 2.5 | 0.002 | 45.667 | 26.333 | Distributed from 923 Generation And Fuel | 2008 |  | 0 | 0 | 0 | 0 | 2.5 | 0 | 0 | 0 | 0 | 0 | 0 | 0 | 0 | 0 | 0 | 0 | 0 | 0 | 0 | 0 | 0 | 0 | 0 | 0 | 0 | 0 | 0 | 0 | 0 | 0
1093 | 3110 | 2018 | CA | Kings Beach | 6518 | KB2 | 0 | OP | IC | DFO | 2.5 | 0.002 | 45.667 | 26.333 | Distributed from 923 Generation And Fuel | 2008 |  | 0 | 0 | 0 | 0 | 2.5 | 0 | 0 | 0 | 0 | 0 | 0 | 0 | 0 | 0 | 0 | 0 | 0 | 0 | 0 | 0 | 0 | 0 | 0 | 0 | 0 | 0 | 0 | 0 | 0 | 0
1094 | 3111 | 2018 | CA | Kings Beach | 6518 | KB3 | 0 | OP | IC | DFO | 2.5 | 0.002 | 45.667 | 26.333 | Distributed from 923 Generation And Fuel | 2008 |  | 0 | 0 | 0 | 0 | 2.5 | 0 | 0 | 0 | 0 | 0 | 0 | 0 | 0 | 0 | 0 | 0 | 0 | 0 | 0 | 0 | 0 | 0 | 0 | 0 | 0 | 0 | 0 | 0 | 0 | 0
1095 | 3112 | 2018 | CA | Kings Beach | 6518 | KB4 | 0 | OP | IC | DFO | 2.5 | 0.002 | 45.667 | 26.333 | Distributed from 923 Generation And Fuel | 2008 |  | 0 | 0 | 0 | 0 | 2.5 | 0 | 0 | 0 | 0 | 0 | 0 | 0 | 0 | 0 | 0 | 0 | 0 | 0 | 0 | 0 | 0 | 0 | 0 | 0 | 0 | 0 | 0 | 0 | 0 | 0
1096 | 3113 | 2018 | CA | Kings Beach | 6518 | KB5 | 0 | OP | IC | DFO | 2.5 | 0.002 | 45.667 | 26.333 | Distributed from 923 Generation And Fuel | 2008 |  | 0 | 0 | 0 | 0 | 2.5 | 0 | 0 | 0 | 0 | 0 | 0 | 0 | 0 | 0 | 0 | 0 | 0 | 0 | 0 | 0 | 0 | 0 | 0 | 0 | 0 | 0 | 0 | 0 | 0 | 0
1097 | 3114 | 2018 | CA | Kings Beach | 6518 | KB6 | 0 | OP | IC | DFO | 2.5 | 0.002 | 45.667 | 26.333 | Distributed from 923 Generation And Fuel | 2008 |  | 0 | 0 | 0 | 0 | 2.5 | 0 | 0 | 0 | 0 | 0 | 0 | 0 | 0 | 0 | 0 | 0 | 0 | 0 | 0 | 0 | 0 | 0 | 0 | 0 | 0 | 0 | 0 | 0 | 0 | 0
1098 | 3121 | 2018 | CA | Kings River PH | 254 | H1 | 0 | OP | HY | WAT | 48.6 | 0.315 | 134174 | 71855 | Distributed from 923 Generation And Fuel | 1962 |  | 0 | 0 | 0 | 0 | 0 | 0 | 0 | 0 | 0 | 0 | 0 | 0 | 0 | 0 | 0 | 0 | 0 | 0 | 0 | 0 | 0 | 0 | 0 | 0 | 48.6 | 0 | 0 | 0 | 0 | 0
1099 | 3122 | 2018 | CA | Kingsburg Cogen | 10405 | GEN1 | 0 | OP | CT | NG | 23.1 | 0.018 | 3704 | 1727 | EIA-923 Generator File | 1990 |  | 0 | 0 | 0 | 0 | 0 | 0 | 0 | 0 | 0 | 0 | 0 | 23.1 | 0 | 0 | 0 | 0 | 0 | 0 | 0 | 0 | 0 | 0 | 0 | 0 | 0 | 0 | 0 | 0 | 0 | 0
1100 | 3123 | 2018 | CA | Kingsburg Cogen | 10405 | GEN2 | 1 | OP | CA | NG | 13.1 | 0.011 | 1260 | 603 | EIA-923 Generator File | 1990 |  | 0 | 0 | 0 | 0 | 0 | 0 | 0 | 0 | 0 | 0 | 0 | 13.1 | 0 | 0 | 0 | 0 | 0 | 0 | 0 | 0 | 0 | 0 | 0 | 0 | 0 | 0 | 0 | 0 | 0 | 0
1101 | 3124 | 2018 | CA | Kingsburg Solar | 58304 | 1 | 0 | OP | PV | SUN | 1.5 | 0.217 | 2852.838 | 1552.297 | Distributed from 923 Generation And Fuel | 2013 |  | 0 | 0 | 0 | 0 | 0 | 0 | 0 | 0 | 0 | 0 | 0 | 0 | 0 | 0 | 0 | 0 | 0 | 0 | 0 | 0 | 0 | 0 | 0 | 1.5 | 0 | 0 | 0 | 0 | 0 | 0
1102 | 3125 | 2018 | CA | Kingsburg Solar | 58304 | 2 | 0 | OP | PV | SUN | 1.5 | 0.217 | 2852.838 | 1552.297 | Distributed from 923 Generation And Fuel | 2013 |  | 0 | 0 | 0 | 0 | 0 | 0 | 0 | 0 | 0 | 0 | 0 | 0 | 0 | 0 | 0 | 0 | 0 | 0 | 0 | 0 | 0 | 0 | 0 | 1.5 | 0 | 0 | 0 | 0 | 0 | 0
1103 | 3126 | 2018 | CA | Kingsburg Solar | 58304 | 3 | 0 | OP | PV | SUN | 0.7 | 0.217 | 1331.324 | 724.405 | Distributed from 923 Generation And Fuel | 2013 |  | 0 | 0 | 0 | 0 | 0 | 0 | 0 | 0 | 0 | 0 | 0 | 0 | 0 | 0 | 0 | 0 | 0 | 0 | 0 | 0 | 0 | 0 | 0 | 0.7 | 0 | 0 | 0 | 0 | 0 | 0
1104 | 3128 | 2018 | CA | Kohls San Bernardino Solar Facility | 57009 | 1 | 0 | OP | PV | SUN | 1 | 0.116 | 1014 | 552 | Distributed from 923 Generation And Fuel | 2007 |  | 0 | 0 | 0 | 0 | 0 | 0 | 0 | 0 | 0 | 0 | 0 | 0 | 0 | 0 | 0 | 0 | 0 | 0 | 0 | 0 | 0 | 0 | 0 | 1 | 0 | 0 | 0 | 0 | 0 | 0
1105 | 3129 | 2018 | CA | Kumeyaay Wind | 56295 | 1 | 0 | OP | WT | WND | 50 | 0.355 | 155655 | 90896 | Distributed from 923 Generation And Fuel | 2005 |  | 0 | 0 | 0 | 0 | 0 | 0 | 0 | 0 | 0 | 0 | 0 | 0 | 0 | 0 | 0 | 0 | 0 | 0 | 0 | 0 | 0 | 0 | 0 | 0 | 0 | 0 | 0 | 0 | 0 | 50
1106 | 3130 | 2018 | CA | Kyocera America Project | 10720 | 0287 | 0 | OP | IC | NG | 1.7 | 0.346 | 5152.789 | 2270.395 | Distributed from 923 Generation And Fuel | 2012 |  | 0 | 0 | 0 | 0 | 0 | 0 | 0 | 0 | 0 | 0 | 0 | 1.7 | 0 | 0 | 0 | 0 | 0 | 0 | 0 | 0 | 0 | 0 | 0 | 0 | 0 | 0 | 0 | 0 | 0 | 0
1107 | 3131 | 2018 | CA | Kyocera America Project | 10720 | 0333 | 0 | OP | IC | NG | 2.1 | 0.346 | 6365.211 | 2804.605 | Distributed from 923 Generation And Fuel | 2012 |  | 0 | 0 | 0 | 0 | 0 | 0 | 0 | 0 | 0 | 0 | 0 | 2.1 | 0 | 0 | 0 | 0 | 0 | 0 | 0 | 0 | 0 | 0 | 0 | 0 | 0 | 0 | 0 | 0 | 0 | 0
1108 | 3132 | 2018 | CA | L-8 Solar Project | 57836 | TSM | 0 | OP | PV | SUN | 1.5 | 0.212 | 2790 | 1518 | Distributed from 923 Generation And Fuel | 2012 |  | 0 | 0 | 0 | 0 | 0 | 0 | 0 | 0 | 0 | 0 | 0 | 0 | 0 | 0 | 0 | 0 | 0 | 0 | 0 | 0 | 0 | 0 | 0 | 1.5 | 0 | 0 | 0 | 0 | 0 | 0
1109 | 3133 | 2018 | CA | La Grange | 440 | 1 | 0 | OP | HY | WAT | 1.2 | 0.212 | 2233.067 | 1196 | Distributed from 923 Generation And Fuel | 1924 |  | 0 | 0 | 0 | 0 | 0 | 0 | 0 | 0 | 0 | 0 | 0 | 0 | 0 | 0 | 0 | 0 | 0 | 0 | 0 | 0 | 0 | 0 | 0 | 0 | 1.2 | 0 | 0 | 0 | 0 | 0
1110 | 3134 | 2018 | CA | La Grange | 440 | 2 | 0 | OP | HY | WAT | 3.3 | 0.212 | 6140.933 | 3289 | Distributed from 923 Generation And Fuel | 1924 |  | 0 | 0 | 0 | 0 | 0 | 0 | 0 | 0 | 0 | 0 | 0 | 0 | 0 | 0 | 0 | 0 | 0 | 0 | 0 | 0 | 0 | 0 | 0 | 0 | 3.3 | 0 | 0 | 0 | 0 | 0
1111 | 3135 | 2018 | CA | La Joya Del Sol | 58118 | JDS1 | 0 | OP | PV | SUN | 1.5 | 0.237 | 3111 | 1693 | Distributed from 923 Generation And Fuel | 2012 |  | 0 | 0 | 0 | 0 | 0 | 0 | 0 | 0 | 0 | 0 | 0 | 0 | 0 | 0 | 0 | 0 | 0 | 0 | 0 | 0 | 0 | 0 | 0 | 1.5 | 0 | 0 | 0 | 0 | 0 | 0
1112 | 3136 | 2018 | CA | La Paloma Generating Plant | 55151 | GEN1 | 1 | OP | CS | NG | 300 | 0.167 | 438208 | 194216 | EIA-923 Generator File | 2003 |  | 0 | 0 | 0 | 0 | 0 | 0 | 0 | 0 | 0 | 0 | 0 | 300 | 0 | 0 | 0 | 0 | 0 | 0 | 0 | 0 | 0 | 0 | 0 | 0 | 0 | 0 | 0 | 0 | 0 | 0
1113 | 3137 | 2018 | CA | La Paloma Generating Plant | 55151 | GEN2 | 1 | OP | CS | NG | 300 | 0.161 | 422636 | 197685 | EIA-923 Generator File | 2003 |  | 0 | 0 | 0 | 0 | 0 | 0 | 0 | 0 | 0 | 0 | 0 | 300 | 0 | 0 | 0 | 0 | 0 | 0 | 0 | 0 | 0 | 0 | 0 | 0 | 0 | 0 | 0 | 0 | 0 | 0
1114 | 3140 | 2018 | CA | Laguna Water Reclamation Facility | 58960 | S200 | 0 | OP | IC | OBG | 1.1 | 0.361 | 3480.25 | 1457.25 | Distributed from 923 Generation And Fuel | 2013 |  | 0 | 0 | 0 | 0 | 0 | 0 | 0 | 0 | 0 | 0 | 0 | 0 | 0 | 1.1 | 0 | 0 | 0 | 0 | 0 | 0 | 0 | 0 | 0 | 0 | 0 | 0 | 0 | 0 | 0 | 0
1115 | 3141 | 2018 | CA | Laguna Water Reclamation Facility | 58960 | S201 | 0 | OP | IC | OBG | 1.1 | 0.361 | 3480.25 | 1457.25 | Distributed from 923 Generation And Fuel | 2013 |  | 0 | 0 | 0 | 0 | 0 | 0 | 0 | 0 | 0 | 0 | 0 | 0 | 0 | 1.1 | 0 | 0 | 0 | 0 | 0 | 0 | 0 | 0 | 0 | 0 | 0 | 0 | 0 | 0 | 0 | 0
1116 | 3142 | 2018 | CA | Laguna Water Reclamation Facility | 58960 | S202 | 0 | OP | IC | OBG | 1.1 | 0.361 | 3480.25 | 1457.25 | Distributed from 923 Generation And Fuel | 2013 |  | 0 | 0 | 0 | 0 | 0 | 0 | 0 | 0 | 0 | 0 | 0 | 0 | 0 | 1.1 | 0 | 0 | 0 | 0 | 0 | 0 | 0 | 0 | 0 | 0 | 0 | 0 | 0 | 0 | 0 | 0
1117 | 3143 | 2018 | CA | Laguna Water Reclamation Facility | 58960 | S203 | 0 | OP | IC | OBG | 1.1 | 0.361 | 3480.25 | 1457.25 | Distributed from 923 Generation And Fuel | 2013 |  | 0 | 0 | 0 | 0 | 0 | 0 | 0 | 0 | 0 | 0 | 0 | 0 | 0 | 1.1 | 0 | 0 | 0 | 0 | 0 | 0 | 0 | 0 | 0 | 0 | 0 | 0 | 0 | 0 | 0 | 0
1118 | 3144 | 2018 | CA | Lake Hodges Hydroelectric Facility | 57729 | 1 | 0 | OP | PS | WAT | 21 | -0.041 | -7628.5 | -3357.5 | Distributed from 923 Generation And Fuel | 2012 |  | 0 | 0 | 0 | 0 | 0 | 0 | 0 | 0 | 0 | 0 | 0 | 0 | 0 | 0 | 0 | 0 | 0 | 0 | 0 | 0 | 0 | 0 | 0 | 0 | 21 | 0 | 0 | 0 | 0 | 0
1119 | 3145 | 2018 | CA | Lake Hodges Hydroelectric Facility | 57729 | 2 | 0 | OP | PS | WAT | 21 | -0.041 | -7628.5 | -3357.5 | Distributed from 923 Generation And Fuel | 2012 |  | 0 | 0 | 0 | 0 | 0 | 0 | 0 | 0 | 0 | 0 | 0 | 0 | 0 | 0 | 0 | 0 | 0 | 0 | 0 | 0 | 0 | 0 | 0 | 0 | 21 | 0 | 0 | 0 | 0 | 0
1120 | 3146 | 2018 | CA | Lake Mathews | 6644 | 1 | 0 | OP | HY | WAT | 4.9 | 0.567 | 24337 | 13033 | Distributed from 923 Generation And Fuel | 1980 |  | 0 | 0 | 0 | 0 | 0 | 0 | 0 | 0 | 0 | 0 | 0 | 0 | 0 | 0 | 0 | 0 | 0 | 0 | 0 | 0 | 0 | 0 | 0 | 0 | 4.9 | 0 | 0 | 0 | 0 | 0
1121 | 3147 | 2018 | CA | Lake Mendocino | 7489 | G1 | 0 | OP | HY | WAT | 1 | 0.193 | 1693.714 | 907.143 | Distributed from 923 Generation And Fuel | 1987 |  | 0 | 0 | 0 | 0 | 0 | 0 | 0 | 0 | 0 | 0 | 0 | 0 | 0 | 0 | 0 | 0 | 0 | 0 | 0 | 0 | 0 | 0 | 0 | 0 | 1 | 0 | 0 | 0 | 0 | 0
1122 | 3148 | 2018 | CA | Lake Mendocino | 7489 | G2 | 0 | OP | HY | WAT | 2.5 | 0.193 | 4234.286 | 2267.857 | Distributed from 923 Generation And Fuel | 1987 |  | 0 | 0 | 0 | 0 | 0 | 0 | 0 | 0 | 0 | 0 | 0 | 0 | 0 | 0 | 0 | 0 | 0 | 0 | 0 | 0 | 0 | 0 | 0 | 0 | 2.5 | 0 | 0 | 0 | 0 | 0
1123 | 3149 | 2018 | CA | Lake One | 7987 | L1 | 0 | OP | GT | NG | 60.5 | 0.022 | 11806 | 5202 | Distributed from 923 Generation And Fuel | 2002 |  | 0 | 0 | 0 | 0 | 0 | 0 | 0 | 0 | 0 | 0 | 0 | 60.5 | 0 | 0 | 0 | 0 | 0 | 0 | 0 | 0 | 0 | 0 | 0 | 0 | 0 | 0 | 0 | 0 | 0 | 0
1124 | 3151 | 2018 | CA | Lambie Energy Center | 55626 | CT1 | 0 | OP | GT | NG | 47 | 0.032 | 13299 | 5860 | Distributed from 923 Generation And Fuel | 2003 |  | 0 | 0 | 0 | 0 | 0 | 0 | 0 | 0 | 0 | 0 | 0 | 47 | 0 | 0 | 0 | 0 | 0 | 0 | 0 | 0 | 0 | 0 | 0 | 0 | 0 | 0 | 0 | 0 | 0 | 0
1125 | 3152 | 2018 | CA | Lancaster | 62056 | LANC | 0 | OP | PV | SUN | 3 | 0 | 0 | 0 | Distributed from 923 Generation And Fuel | 2018 |  | 0 | 0 | 0 | 0 | 0 | 0 | 0 | 0 | 0 | 0 | 0 | 0 | 0 | 0 | 0 | 0 | 0 | 0 | 0 | 0 | 0 | 0 | 0 | 3 | 0 | 0 | 0 | 0 | 0 | 0
1126 | 3153 | 2018 | CA | Lancaster Baptist Church | 58634 | 1 | 0 | OP | PV | SUN | 1 | 0.234 | 2052 | 1117 | Distributed from 923 Generation And Fuel | 2011 |  | 0 | 0 | 0 | 0 | 0 | 0 | 0 | 0 | 0 | 0 | 0 | 0 | 0 | 0 | 0 | 0 | 0 | 0 | 0 | 0 | 0 | 0 | 0 | 1 | 0 | 0 | 0 | 0 | 0 | 0
1127 | 3154 | 2018 | CA | Lancaster Dry Farm Ranch B | 58750 | LDFRB | 0 | OP | PV | SUN | 5 | 0.294 | 12892 | 7016 | Distributed from 923 Generation And Fuel | 2014 |  | 0 | 0 | 0 | 0 | 0 | 0 | 0 | 0 | 0 | 0 | 0 | 0 | 0 | 0 | 0 | 0 | 0 | 0 | 0 | 0 | 0 | 0 | 0 | 5 | 0 | 0 | 0 | 0 | 0 | 0
1128 | 3155 | 2018 | CA | Lancaster Little Rock | 59262 | LLRC | 0 | OP | PV | SUN | 5 | 0.297 | 13013 | 7082 | Distributed from 923 Generation And Fuel | 2014 |  | 0 | 0 | 0 | 0 | 0 | 0 | 0 | 0 | 0 | 0 | 0 | 0 | 0 | 0 | 0 | 0 | 0 | 0 | 0 | 0 | 0 | 0 | 0 | 5 | 0 | 0 | 0 | 0 | 0 | 0
1129 | 3156 | 2018 | CA | Lancaster Solar 1 | 59167 | LS1 | 0 | OP | PV | SUN | 1.5 | 0.268 | 3527 | 1919 | Distributed from 923 Generation And Fuel | 2014 |  | 0 | 0 | 0 | 0 | 0 | 0 | 0 | 0 | 0 | 0 | 0 | 0 | 0 | 0 | 0 | 0 | 0 | 0 | 0 | 0 | 0 | 0 | 0 | 1.5 | 0 | 0 | 0 | 0 | 0 | 0
1130 | 3157 | 2018 | CA | Lancaster Solar 2 | 59169 | LS2 | 0 | OP | PV | SUN | 1.5 | 0.274 | 3596 | 1957 | Distributed from 923 Generation And Fuel | 2014 |  | 0 | 0 | 0 | 0 | 0 | 0 | 0 | 0 | 0 | 0 | 0 | 0 | 0 | 0 | 0 | 0 | 0 | 0 | 0 | 0 | 0 | 0 | 0 | 1.5 | 0 | 0 | 0 | 0 | 0 | 0
1131 | 3158 | 2018 | CA | Lancaster WAD B | 59739 | LWADB | 0 | OP | PV | SUN | 5 | 0.188 | 8227 | 4477 | Distributed from 923 Generation And Fuel | 2017 |  | 0 | 0 | 0 | 0 | 0 | 0 | 0 | 0 | 0 | 0 | 0 | 0 | 0 | 0 | 0 | 0 | 0 | 0 | 0 | 0 | 0 | 0 | 0 | 5 | 0 | 0 | 0 | 0 | 0 | 0
1132 | 3159 | 2018 | CA | Larkspur Energy Facility | 55542 | CTG1 | 0 | OP | GT | NG | 49.9 | 0.051 | 22391.5 | 9866 | Distributed from 923 Generation And Fuel | 2001 |  | 0 | 0 | 0 | 0 | 0 | 0 | 0 | 0 | 0 | 0 | 0 | 49.9 | 0 | 0 | 0 | 0 | 0 | 0 | 0 | 0 | 0 | 0 | 0 | 0 | 0 | 0 | 0 | 0 | 0 | 0
1133 | 3160 | 2018 | CA | Larkspur Energy Facility | 55542 | CTG2 | 0 | OP | GT | NG | 49.9 | 0.051 | 22391.5 | 9866 | Distributed from 923 Generation And Fuel | 2001 |  | 0 | 0 | 0 | 0 | 0 | 0 | 0 | 0 | 0 | 0 | 0 | 49.9 | 0 | 0 | 0 | 0 | 0 | 0 | 0 | 0 | 0 | 0 | 0 | 0 | 0 | 0 | 0 | 0 | 0 | 0
1134 | 3161 | 2018 | CA | Las Virgenes Municipal Water District | 58963 | PV | 0 | OP | PV | SUN | 1 | 0.191 | 1669 | 908 | Distributed from 923 Generation And Fuel | 2014 |  | 0 | 0 | 0 | 0 | 0 | 0 | 0 | 0 | 0 | 0 | 0 | 0 | 0 | 0 | 0 | 0 | 0 | 0 | 0 | 0 | 0 | 0 | 0 | 1 | 0 | 0 | 0 | 0 | 0 | 0
1135 | 3163 | 2018 | CA | Lavio Solar | 61792 | 5002 | 0 | OP | PV | SUN | 1 | 0.229 | 2009 | 1344 | Distributed from 923 Generation And Fuel | 2018 |  | 0 | 0 | 0 | 0 | 0 | 0 | 0 | 0 | 0 | 0 | 0 | 0 | 0 | 0 | 0 | 0 | 0 | 0 | 0 | 0 | 0 | 0 | 0 | 1 | 0 | 0 | 0 | 0 | 0 | 0
1136 | 3164 | 2018 | CA | Lemoore 1 | 60142 | LEPV1 | 0 | OP | PV | SUN | 1.5 | 0.272 | 3572 | 1944 | Distributed from 923 Generation And Fuel | 2016 |  | 0 | 0 | 0 | 0 | 0 | 0 | 0 | 0 | 0 | 0 | 0 | 0 | 0 | 0 | 0 | 0 | 0 | 0 | 0 | 0 | 0 | 0 | 0 | 1.5 | 0 | 0 | 0 | 0 | 0 | 0
1137 | 3165 | 2018 | CA | Liberty HS Solar Project | 62274 | LHSSP | 0 | OP | PV | SUN | 1.5 | 0.005 | 71 | 0 | Distributed from 923 Generation And Fuel | 2018 |  | 0 | 0 | 0 | 0 | 0 | 0 | 0 | 0 | 0 | 0 | 0 | 0 | 0 | 0 | 0 | 0 | 0 | 0 | 0 | 0 | 0 | 0 | 0 | 1.5 | 0 | 0 | 0 | 0 | 0 | 0
1138 | 3166 | 2018 | CA | Life Technologies - Pleasanton | 59279 | LFT01 | 0 | OP | FC | NG | 1.1 | 0.783 | 7543 | 3324 | Distributed from 923 Generation And Fuel | 2013 |  | 0 | 0 | 0 | 0 | 0 | 0 | 0 | 0 | 0 | 0 | 0 | 1.1 | 0 | 0 | 0 | 0 | 0 | 0 | 0 | 0 | 0 | 0 | 0 | 0 | 0 | 0 | 0 | 0 | 0 | 0
1139 | 3167 | 2018 | CA | Life Technologies Carlsbad | 58302 | LFT | 0 | OP | FC | NG | 1.1 | 0.731 | 7045 | 3104 | Distributed from 923 Generation And Fuel | 2012 |  | 0 | 0 | 0 | 0 | 0 | 0 | 0 | 0 | 0 | 0 | 0 | 1.1 | 0 | 0 | 0 | 0 | 0 | 0 | 0 | 0 | 0 | 0 | 0 | 0 | 0 | 0 | 0 | 0 | 0 | 0
1140 | 3170 | 2018 | CA | Lincoln Landfill | 57988 | GEN 5 | 0 | OP | IC | LFG | 0.8 | 0.588 | 4119.5 | 1708.333 | Distributed from 923 Generation And Fuel | 2012 |  | 0 | 0 | 0 | 0 | 0 | 0 | 0 | 0.8 | 0 | 0 | 0 | 0 | 0 | 0 | 0 | 0 | 0 | 0 | 0 | 0 | 0 | 0 | 0 | 0 | 0 | 0 | 0 | 0 | 0 | 0
1141 | 3171 | 2018 | CA | Lincoln Landfill | 57988 | GEN 6 | 0 | OP | IC | LFG | 0.8 | 0.588 | 4119.5 | 1708.333 | Distributed from 923 Generation And Fuel | 2012 |  | 0 | 0 | 0 | 0 | 0 | 0 | 0 | 0.8 | 0 | 0 | 0 | 0 | 0 | 0 | 0 | 0 | 0 | 0 | 0 | 0 | 0 | 0 | 0 | 0 | 0 | 0 | 0 | 0 | 0 | 0
1142 | 3172 | 2018 | CA | Lincoln Landfill | 57988 | GEN1 | 0 | OP | IC | LFG | 0.8 | 0.588 | 4119.5 | 1708.333 | Distributed from 923 Generation And Fuel | 2004 |  | 0 | 0 | 0 | 0 | 0 | 0 | 0 | 0.8 | 0 | 0 | 0 | 0 | 0 | 0 | 0 | 0 | 0 | 0 | 0 | 0 | 0 | 0 | 0 | 0 | 0 | 0 | 0 | 0 | 0 | 0
1143 | 3173 | 2018 | CA | Lincoln Landfill | 57988 | GEN2 | 0 | OP | IC | LFG | 0.8 | 0.588 | 4119.5 | 1708.333 | Distributed from 923 Generation And Fuel | 2004 |  | 0 | 0 | 0 | 0 | 0 | 0 | 0 | 0.8 | 0 | 0 | 0 | 0 | 0 | 0 | 0 | 0 | 0 | 0 | 0 | 0 | 0 | 0 | 0 | 0 | 0 | 0 | 0 | 0 | 0 | 0
1144 | 3174 | 2018 | CA | Lincoln Landfill | 57988 | GEN3 | 0 | OP | IC | LFG | 0.8 | 0.588 | 4119.5 | 1708.333 | Distributed from 923 Generation And Fuel | 2004 |  | 0 | 0 | 0 | 0 | 0 | 0 | 0 | 0.8 | 0 | 0 | 0 | 0 | 0 | 0 | 0 | 0 | 0 | 0 | 0 | 0 | 0 | 0 | 0 | 0 | 0 | 0 | 0 | 0 | 0 | 0
1145 | 3175 | 2018 | CA | Lincoln Landfill | 57988 | GEN4 | 0 | OP | IC | LFG | 0.8 | 0.588 | 4119.5 | 1708.333 | Distributed from 923 Generation And Fuel | 2012 |  | 0 | 0 | 0 | 0 | 0 | 0 | 0 | 0.8 | 0 | 0 | 0 | 0 | 0 | 0 | 0 | 0 | 0 | 0 | 0 | 0 | 0 | 0 | 0 | 0 | 0 | 0 | 0 | 0 | 0 | 0
1146 | 3176 | 2018 | CA | Lindberg FIeld Solar | 60060 | SDIA2 | 0 | OP | PV | SUN | 2.1 | 0.116 | 2134.781 | 1161.562 | Distributed from 923 Generation And Fuel | 2016 |  | 0 | 0 | 0 | 0 | 0 | 0 | 0 | 0 | 0 | 0 | 0 | 0 | 0 | 0 | 0 | 0 | 0 | 0 | 0 | 0 | 0 | 0 | 0 | 2.1 | 0 | 0 | 0 | 0 | 0 | 0
1147 | 3177 | 2018 | CA | Lindberg FIeld Solar | 60060 | SDIAA | 0 | OP | PV | SUN | 0.6 | 0.116 | 609.937 | 331.875 | Distributed from 923 Generation And Fuel | 2015 |  | 0 | 0 | 0 | 0 | 0 | 0 | 0 | 0 | 0 | 0 | 0 | 0 | 0 | 0 | 0 | 0 | 0 | 0 | 0 | 0 | 0 | 0 | 0 | 0.6 | 0 | 0 | 0 | 0 | 0 | 0
1148 | 3178 | 2018 | CA | Lindberg FIeld Solar | 60060 | SDIAB | 0 | OP | PV | SUN | 0.5 | 0.116 | 508.281 | 276.562 | Distributed from 923 Generation And Fuel | 2015 |  | 0 | 0 | 0 | 0 | 0 | 0 | 0 | 0 | 0 | 0 | 0 | 0 | 0 | 0 | 0 | 0 | 0 | 0 | 0 | 0 | 0 | 0 | 0 | 0.5 | 0 | 0 | 0 | 0 | 0 | 0
1149 | 3179 | 2018 | CA | Lindberg Field Solar 2 | 60984 | PV1 | 0 | OP | PV | SUN | 1.9 | 0.088 | 1462 | 796 | Distributed from 923 Generation And Fuel | 2017 |  | 0 | 0 | 0 | 0 | 0 | 0 | 0 | 0 | 0 | 0 | 0 | 0 | 0 | 0 | 0 | 0 | 0 | 0 | 0 | 0 | 0 | 0 | 0 | 1.9 | 0 | 0 | 0 | 0 | 0 | 0
1150 | 3182 | 2018 | CA | Lindsay Solar | 58308 | 1 | 0 | OP | PV | SUN | 1.5 | 0.207 | 2714.25 | 1477.125 | Distributed from 923 Generation And Fuel | 2014 |  | 0 | 0 | 0 | 0 | 0 | 0 | 0 | 0 | 0 | 0 | 0 | 0 | 0 | 0 | 0 | 0 | 0 | 0 | 0 | 0 | 0 | 0 | 0 | 1.5 | 0 | 0 | 0 | 0 | 0 | 0
1151 | 3183 | 2018 | CA | Lindsay Solar | 58308 | 3 | 0 | OP | PV | SUN | 1.5 | 0.207 | 2714.25 | 1477.125 | Distributed from 923 Generation And Fuel | 2014 |  | 0 | 0 | 0 | 0 | 0 | 0 | 0 | 0 | 0 | 0 | 0 | 0 | 0 | 0 | 0 | 0 | 0 | 0 | 0 | 0 | 0 | 0 | 0 | 1.5 | 0 | 0 | 0 | 0 | 0 | 0
1152 | 3184 | 2018 | CA | Lindsay Solar | 58308 | 4 | 0 | OP | PV | SUN | 1 | 0.207 | 1809.5 | 984.75 | Distributed from 923 Generation And Fuel | 2014 |  | 0 | 0 | 0 | 0 | 0 | 0 | 0 | 0 | 0 | 0 | 0 | 0 | 0 | 0 | 0 | 0 | 0 | 0 | 0 | 0 | 0 | 0 | 0 | 1 | 0 | 0 | 0 | 0 | 0 | 0
1153 | 3190 | 2018 | CA | Little Rock Pham Solar | 60026 | PV1 | 0 | OP | PV | SUN | 3 | 0.324 | 8522 | 4638 | Distributed from 923 Generation And Fuel | 2015 |  | 0 | 0 | 0 | 0 | 0 | 0 | 0 | 0 | 0 | 0 | 0 | 0 | 0 | 0 | 0 | 0 | 0 | 0 | 0 | 0 | 0 | 0 | 0 | 3 | 0 | 0 | 0 | 0 | 0 | 0
1154 | 3191 | 2018 | CA | Live Oak Limited | 54768 | GEN1 | 0 | OP | GT | NG | 46 | 0.055 | 22188 | 9540 | Distributed from 923 Generation And Fuel | 1992 |  | 0 | 0 | 0 | 0 | 0 | 0 | 0 | 0 | 0 | 0 | 0 | 46 | 0 | 0 | 0 | 0 | 0 | 0 | 0 | 0 | 0 | 0 | 0 | 0 | 0 | 0 | 0 | 0 | 0 | 0
1155 | 3192 | 2018 | CA | Lockheed Martin Sunnyvale | 57808 | LOK00 | 0 | OP | FC | NG | 1.1 | 0.711 | 6847 | 3017 | Distributed from 923 Generation And Fuel | 2011 |  | 0 | 0 | 0 | 0 | 0 | 0 | 0 | 0 | 0 | 0 | 0 | 1.1 | 0 | 0 | 0 | 0 | 0 | 0 | 0 | 0 | 0 | 0 | 0 | 0 | 0 | 0 | 0 | 0 | 0 | 0
1156 | 3194 | 2018 | CA | Lodi Energy Center | 57978 | CT1 | 0 | OP | CT | NG | 185 | 0.562 | 910563 | 303921 | EIA-923 Generator File | 2012 |  | 0 | 0 | 0 | 0 | 0 | 0 | 0 | 0 | 0 | 0 | 0 | 185 | 0 | 0 | 0 | 0 | 0 | 0 | 0 | 0 | 0 | 0 | 0 | 0 | 0 | 0 | 0 | 0 | 0 | 0
1157 | 3195 | 2018 | CA | Lodi Energy Center | 57978 | ST1 | 1 | OP | CA | NG | 103.9 | 0.545 | 495977 | 168669 | EIA-923 Generator File | 2012 |  | 0 | 0 | 0 | 0 | 0 | 0 | 0 | 0 | 0 | 0 | 0 | 103.9 | 0 | 0 | 0 | 0 | 0 | 0 | 0 | 0 | 0 | 0 | 0 | 0 | 0 | 0 | 0 | 0 | 0 | 0
1158 | 3196 | 2018 | CA | Loma Linda University Cogen | 10206 | GEN1 | 0 | OP | GT | NG | 5.2 | 0.758 | 34550.5 | 15226 | Distributed from 923 Generation And Fuel | 1989 |  | 0 | 0 | 0 | 0 | 0 | 0 | 0 | 0 | 0 | 0 | 0 | 5.2 | 0 | 0 | 0 | 0 | 0 | 0 | 0 | 0 | 0 | 0 | 0 | 0 | 0 | 0 | 0 | 0 | 0 | 0
1159 | 3197 | 2018 | CA | Loma Linda University Cogen | 10206 | GEN2 | 0 | OP | GT | NG | 5.2 | 0.758 | 34550.5 | 15226 | Distributed from 923 Generation And Fuel | 1989 |  | 0 | 0 | 0 | 0 | 0 | 0 | 0 | 0 | 0 | 0 | 0 | 5.2 | 0 | 0 | 0 | 0 | 0 | 0 | 0 | 0 | 0 | 0 | 0 | 0 | 0 | 0 | 0 | 0 | 0 | 0
1160 | 3202 | 2018 | CA | Lone Valley Solar Park I LLC | 58417 | CP1 | 0 | OP | PV | SUN | 10 | 0.275 | 24116 | 13124 | Distributed from 923 Generation And Fuel | 2014 |  | 0 | 0 | 0 | 0 | 0 | 0 | 0 | 0 | 0 | 0 | 0 | 0 | 0 | 0 | 0 | 0 | 0 | 0 | 0 | 0 | 0 | 0 | 0 | 10 | 0 | 0 | 0 | 0 | 0 | 0
1161 | 3203 | 2018 | CA | Lone Valley Solar Park II LLC | 59237 | CPII | 0 | OP | PV | SUN | 20 | 0.293 | 51332 | 27934 | Distributed from 923 Generation And Fuel | 2014 |  | 0 | 0 | 0 | 0 | 0 | 0 | 0 | 0 | 0 | 0 | 0 | 0 | 0 | 0 | 0 | 0 | 0 | 0 | 0 | 0 | 0 | 0 | 0 | 20 | 0 | 0 | 0 | 0 | 0 | 0
1162 | 3204 | 2018 | CA | Long Beach Generation LLC | 341 | CT1 | 0 | OP | GT | NG | 63 | 0.01 | 5627.75 | 2479.75 | Distributed from 923 Generation And Fuel | 1976 |  | 0 | 0 | 0 | 0 | 0 | 0 | 0 | 0 | 0 | 0 | 0 | 63 | 0 | 0 | 0 | 0 | 0 | 0 | 0 | 0 | 0 | 0 | 0 | 0 | 0 | 0 | 0 | 0 | 0 | 0
1163 | 3205 | 2018 | CA | Long Beach Generation LLC | 341 | CT2 | 0 | OP | GT | NG | 63 | 0.01 | 5627.75 | 2479.75 | Distributed from 923 Generation And Fuel | 1976 |  | 0 | 0 | 0 | 0 | 0 | 0 | 0 | 0 | 0 | 0 | 0 | 63 | 0 | 0 | 0 | 0 | 0 | 0 | 0 | 0 | 0 | 0 | 0 | 0 | 0 | 0 | 0 | 0 | 0 | 0
1164 | 3206 | 2018 | CA | Long Beach Generation LLC | 341 | CT3 | 0 | OP | GT | NG | 63 | 0.01 | 5627.75 | 2479.75 | Distributed from 923 Generation And Fuel | 1976 |  | 0 | 0 | 0 | 0 | 0 | 0 | 0 | 0 | 0 | 0 | 0 | 63 | 0 | 0 | 0 | 0 | 0 | 0 | 0 | 0 | 0 | 0 | 0 | 0 | 0 | 0 | 0 | 0 | 0 | 0
1165 | 3207 | 2018 | CA | Long Beach Generation LLC | 341 | CT4 | 0 | OP | GT | NG | 63 | 0.01 | 5627.75 | 2479.75 | Distributed from 923 Generation And Fuel | 1976 |  | 0 | 0 | 0 | 0 | 0 | 0 | 0 | 0 | 0 | 0 | 0 | 63 | 0 | 0 | 0 | 0 | 0 | 0 | 0 | 0 | 0 | 0 | 0 | 0 | 0 | 0 | 0 | 0 | 0 | 0
1166 | 3213 | 2018 | CA | Longboat Solar, LLC | 60485 | PV1 | 0 | OP | PV | SUN | 20 | 0.345 | 60361 | 32848 | Distributed from 923 Generation And Fuel | 2016 |  | 0 | 0 | 0 | 0 | 0 | 0 | 0 | 0 | 0 | 0 | 0 | 0 | 0 | 0 | 0 | 0 | 0 | 0 | 0 | 0 | 0 | 0 | 0 | 20 | 0 | 0 | 0 | 0 | 0 | 0
1167 | 3214 | 2018 | CA | Loon Lake | 432 | H1 | 0 | OP | HY | WAT | 74.1 | 0.084 | 54595 | 29238 | Distributed from 923 Generation And Fuel | 1971 |  | 0 | 0 | 0 | 0 | 0 | 0 | 0 | 0 | 0 | 0 | 0 | 0 | 0 | 0 | 0 | 0 | 0 | 0 | 0 | 0 | 0 | 0 | 0 | 0 | 74.1 | 0 | 0 | 0 | 0 | 0
1168 | 3216 | 2018 | CA | Los Angeles Harbor College | 57314 | 1 | 0 | OP | PV | SUN | 1.2 | 0.266 | 2794 | 1520 | Distributed from 923 Generation And Fuel | 2010 |  | 0 | 0 | 0 | 0 | 0 | 0 | 0 | 0 | 0 | 0 | 0 | 0 | 0 | 0 | 0 | 0 | 0 | 0 | 0 | 0 | 0 | 0 | 0 | 1.2 | 0 | 0 | 0 | 0 | 0 | 0
1169 | 3218 | 2018 | CA | Los Angeles Refinery Wilmington | 54451 | G2 | 0 | OP | GT | OG | 58.5 | 0.804 | 412117 | 177911 | Distributed from 923 Generation And Fuel | 1988 |  | 0 | 0 | 0 | 0 | 0 | 0 | 0 | 0 | 0 | 0 | 0 | 0 | 0 | 0 | 0 | 58.5 | 0 | 0 | 0 | 0 | 0 | 0 | 0 | 0 | 0 | 0 | 0 | 0 | 0 | 0
1170 | 3219 | 2018 | CA | Los Esteros Critical Energy Center | 55748 | CAG5 | 4 | OP | CA | NG | 126.1 | 0.099 | 108952 | 54282 | EIA-923 Generator File | 2013 |  | 0 | 0 | 0 | 0 | 0 | 0 | 0 | 0 | 0 | 0 | 0 | 126.1 | 0 | 0 | 0 | 0 | 0 | 0 | 0 | 0 | 0 | 0 | 0 | 0 | 0 | 0 | 0 | 0 | 0 | 0
1171 | 3220 | 2018 | CA | Los Esteros Critical Energy Center | 55748 | CTG1 | 0 | OP | CT | NG | 45 | 0.128 | 50337 | 28788 | EIA-923 Generator File | 2003 |  | 0 | 0 | 0 | 0 | 0 | 0 | 0 | 0 | 0 | 0 | 0 | 45 | 0 | 0 | 0 | 0 | 0 | 0 | 0 | 0 | 0 | 0 | 0 | 0 | 0 | 0 | 0 | 0 | 0 | 0
1172 | 3221 | 2018 | CA | Los Esteros Critical Energy Center | 55748 | CTG2 | 0 | OP | CT | NG | 45 | 0.135 | 53115 | 28756 | EIA-923 Generator File | 2003 |  | 0 | 0 | 0 | 0 | 0 | 0 | 0 | 0 | 0 | 0 | 0 | 45 | 0 | 0 | 0 | 0 | 0 | 0 | 0 | 0 | 0 | 0 | 0 | 0 | 0 | 0 | 0 | 0 | 0 | 0
1173 | 3222 | 2018 | CA | Los Esteros Critical Energy Center | 55748 | CTG3 | 0 | OP | CT | NG | 45 | 0.188 | 73955 | 31662 | EIA-923 Generator File | 2003 |  | 0 | 0 | 0 | 0 | 0 | 0 | 0 | 0 | 0 | 0 | 0 | 45 | 0 | 0 | 0 | 0 | 0 | 0 | 0 | 0 | 0 | 0 | 0 | 0 | 0 | 0 | 0 | 0 | 0 | 0
1174 | 3223 | 2018 | CA | Los Esteros Critical Energy Center | 55748 | CTG4 | 0 | OP | CT | NG | 45 | 0.178 | 70072 | 27541 | EIA-923 Generator File | 2003 |  | 0 | 0 | 0 | 0 | 0 | 0 | 0 | 0 | 0 | 0 | 0 | 45 | 0 | 0 | 0 | 0 | 0 | 0 | 0 | 0 | 0 | 0 | 0 | 0 | 0 | 0 | 0 | 0 | 0 | 0
1175 | 3224 | 2018 | CA | Los Medanos Energy Center | 55217 | CTG1 | 0 | OP | CT | NG | 198.9 | 0.557 | 970870 | 379603 | EIA-923 Generator File | 2001 |  | 0 | 0 | 0 | 0 | 0 | 0 | 0 | 0 | 0 | 0 | 0 | 198.9 | 0 | 0 | 0 | 0 | 0 | 0 | 0 | 0 | 0 | 0 | 0 | 0 | 0 | 0 | 0 | 0 | 0 | 0
1176 | 3225 | 2018 | CA | Los Medanos Energy Center | 55217 | CTG2 | 0 | OP | CT | NG | 198.9 | 0.69 | 1201938 | 488051 | EIA-923 Generator File | 2001 |  | 0 | 0 | 0 | 0 | 0 | 0 | 0 | 0 | 0 | 0 | 0 | 198.9 | 0 | 0 | 0 | 0 | 0 | 0 | 0 | 0 | 0 | 0 | 0 | 0 | 0 | 0 | 0 | 0 | 0 | 0
1177 | 3226 | 2018 | CA | Los Medanos Energy Center | 55217 | STG3 | 2 | OP | CA | NG | 280.5 | 0.448 | 1101932 | 432550 | EIA-923 Generator File | 2001 |  | 0 | 0 | 0 | 0 | 0 | 0 | 0 | 0 | 0 | 0 | 0 | 280.5 | 0 | 0 | 0 | 0 | 0 | 0 | 0 | 0 | 0 | 0 | 0 | 0 | 0 | 0 | 0 | 0 | 0 | 0
1178 | 3227 | 2018 | CA | Lost Creek I | 10708 | GEN1 | 0 | OP | HY | WAT | 1.1 | 0.576 | 5551 | 2973 | Distributed from 923 Generation And Fuel | 1989 |  | 0 | 0 | 0 | 0 | 0 | 0 | 0 | 0 | 0 | 0 | 0 | 0 | 0 | 0 | 0 | 0 | 0 | 0 | 0 | 0 | 0 | 0 | 0 | 0 | 1.1 | 0 | 0 | 0 | 0 | 0
1179 | 3228 | 2018 | CA | Lost Hills Cogeneration Plant | 52077 | GEN4 | 0 | OP | GT | NG | 3.5 | 0.402 | 12318 | 5427.667 | Distributed from 923 Generation And Fuel | 1985 |  | 0 | 0 | 0 | 0 | 0 | 0 | 0 | 0 | 0 | 0 | 0 | 3.5 | 0 | 0 | 0 | 0 | 0 | 0 | 0 | 0 | 0 | 0 | 0 | 0 | 0 | 0 | 0 | 0 | 0 | 0
1180 | 3229 | 2018 | CA | Lost Hills Cogeneration Plant | 52077 | GEN5 | 0 | OP | GT | NG | 3.5 | 0.402 | 12318 | 5427.667 | Distributed from 923 Generation And Fuel | 1985 |  | 0 | 0 | 0 | 0 | 0 | 0 | 0 | 0 | 0 | 0 | 0 | 3.5 | 0 | 0 | 0 | 0 | 0 | 0 | 0 | 0 | 0 | 0 | 0 | 0 | 0 | 0 | 0 | 0 | 0 | 0
1181 | 3230 | 2018 | CA | Lost Hills Cogeneration Plant | 52077 | GEN6 | 0 | OP | GT | NG | 3.5 | 0.402 | 12318 | 5427.667 | Distributed from 923 Generation And Fuel | 1985 |  | 0 | 0 | 0 | 0 | 0 | 0 | 0 | 0 | 0 | 0 | 0 | 3.5 | 0 | 0 | 0 | 0 | 0 | 0 | 0 | 0 | 0 | 0 | 0 | 0 | 0 | 0 | 0 | 0 | 0 | 0
1182 | 3231 | 2018 | CA | Lost Hills/Blackwell | 58711 | BLKW | 0 | OP | PV | SUN | 12 | 0.322 | 33844.125 | 18417.75 | Distributed from 923 Generation And Fuel | 2015 |  | 0 | 0 | 0 | 0 | 0 | 0 | 0 | 0 | 0 | 0 | 0 | 0 | 0 | 0 | 0 | 0 | 0 | 0 | 0 | 0 | 0 | 0 | 0 | 12 | 0 | 0 | 0 | 0 | 0 | 0
1183 | 3232 | 2018 | CA | Lost Hills/Blackwell | 58711 | LTHL | 0 | OP | PV | SUN | 20 | 0.322 | 56406.875 | 30696.25 | Distributed from 923 Generation And Fuel | 2015 |  | 0 | 0 | 0 | 0 | 0 | 0 | 0 | 0 | 0 | 0 | 0 | 0 | 0 | 0 | 0 | 0 | 0 | 0 | 0 | 0 | 0 | 0 | 0 | 20 | 0 | 0 | 0 | 0 | 0 | 0
1184 | 3233 | 2018 | CA | Lower Tule River | 365 | 1 | 0 | OP | HY | WAT | 1.3 | -0.004 | -51 | -27.5 | Distributed from 923 Generation And Fuel | 1909 |  | 0 | 0 | 0 | 0 | 0 | 0 | 0 | 0 | 0 | 0 | 0 | 0 | 0 | 0 | 0 | 0 | 0 | 0 | 0 | 0 | 0 | 0 | 0 | 0 | 1.3 | 0 | 0 | 0 | 0 | 0
1185 | 3234 | 2018 | CA | Lower Tule River | 365 | 2 | 0 | OP | HY | WAT | 1.3 | -0.004 | -51 | -27.5 | Distributed from 923 Generation And Fuel | 1909 |  | 0 | 0 | 0 | 0 | 0 | 0 | 0 | 0 | 0 | 0 | 0 | 0 | 0 | 0 | 0 | 0 | 0 | 0 | 0 | 0 | 0 | 0 | 0 | 0 | 1.3 | 0 | 0 | 0 | 0 | 0
1186 | 3235 | 2018 | CA | Lundy | 342 | 1 | 0 | OP | HY | WAT | 1.5 | 0.344 | 4517.5 | 2419.5 | Distributed from 923 Generation And Fuel | 1911 |  | 0 | 0 | 0 | 0 | 0 | 0 | 0 | 0 | 0 | 0 | 0 | 0 | 0 | 0 | 0 | 0 | 0 | 0 | 0 | 0 | 0 | 0 | 0 | 0 | 1.5 | 0 | 0 | 0 | 0 | 0
1187 | 3236 | 2018 | CA | Lundy | 342 | 2 | 0 | OP | HY | WAT | 1.5 | 0.344 | 4517.5 | 2419.5 | Distributed from 923 Generation And Fuel | 1912 |  | 0 | 0 | 0 | 0 | 0 | 0 | 0 | 0 | 0 | 0 | 0 | 0 | 0 | 0 | 0 | 0 | 0 | 0 | 0 | 0 | 0 | 0 | 0 | 0 | 1.5 | 0 | 0 | 0 | 0 | 0
1188 | 3237 | 2018 | CA | Ma | 58451 | 1 | 0 | OP | PV | SUN | 1.5 | 0.331 | 4343 | 2363 | Distributed from 923 Generation And Fuel | 2013 |  | 0 | 0 | 0 | 0 | 0 | 0 | 0 | 0 | 0 | 0 | 0 | 0 | 0 | 0 | 0 | 0 | 0 | 0 | 0 | 0 | 0 | 0 | 0 | 1.5 | 0 | 0 | 0 | 0 | 0 | 0
1189 | 3238 | 2018 | CA | Maclay Solar Project | 57308 | 1 | 0 | OP | PV | SUN | 2.2 | 0.061 | 1180 | 642 | Distributed from 923 Generation And Fuel | 2017 |  | 0 | 0 | 0 | 0 | 0 | 0 | 0 | 0 | 0 | 0 | 0 | 0 | 0 | 0 | 0 | 0 | 0 | 0 | 0 | 0 | 0 | 0 | 0 | 2.2 | 0 | 0 | 0 | 0 | 0 | 0
1190 | 3239 | 2018 | CA | Madelyn Solar, LLC | 59409 | SNL17 | 0 | OP | PV | SUN | 1 | 0.331 | 2903 | 1580 | Distributed from 923 Generation And Fuel | 2014 |  | 0 | 0 | 0 | 0 | 0 | 0 | 0 | 0 | 0 | 0 | 0 | 0 | 0 | 0 | 0 | 0 | 0 | 0 | 0 | 0 | 0 | 0 | 0 | 1 | 0 | 0 | 0 | 0 | 0 | 0
1191 | 3240 | 2018 | CA | Madera 1 PV | 61421 | MDRA1 | 0 | OP | PV | SUN | 1.5 | 0.218 | 2861 | 1557 | Distributed from 923 Generation And Fuel | 2017 |  | 0 | 0 | 0 | 0 | 0 | 0 | 0 | 0 | 0 | 0 | 0 | 0 | 0 | 0 | 0 | 0 | 0 | 0 | 0 | 0 | 0 | 0 | 0 | 1.5 | 0 | 0 | 0 | 0 | 0 | 0
1192 | 3241 | 2018 | CA | Madera Community Hospital | 58522 | 1 | 0 | OP | PV | SUN | 1 | 0.239 | 2092 | 1138 | Distributed from 923 Generation And Fuel | 2011 |  | 0 | 0 | 0 | 0 | 0 | 0 | 0 | 0 | 0 | 0 | 0 | 0 | 0 | 0 | 0 | 0 | 0 | 0 | 0 | 0 | 0 | 0 | 0 | 1 | 0 | 0 | 0 | 0 | 0 | 0
1193 | 3246 | 2018 | CA | Magnolia Power Project | 56046 | 1 | 0 | OP | CT | NG | 198.9 | 0.531 | 925815 | 379765 | EIA-923 Generator File | 2005 |  | 0 | 0 | 0 | 0 | 0 | 0 | 0 | 0 | 0 | 0 | 0 | 198.9 | 0 | 0 | 0 | 0 | 0 | 0 | 0 | 0 | 0 | 0 | 0 | 0 | 0 | 0 | 0 | 0 | 0 | 0
1194 | 3247 | 2018 | CA | Magnolia Power Project | 56046 | 2 | 1 | OP | CA | NG | 188.7 | 0.366 | 605329 | 249656 | EIA-923 Generator File | 2005 |  | 0 | 0 | 0 | 0 | 0 | 0 | 0 | 0 | 0 | 0 | 0 | 188.7 | 0 | 0 | 0 | 0 | 0 | 0 | 0 | 0 | 0 | 0 | 0 | 0 | 0 | 0 | 0 | 0 | 0 | 0
1195 | 3248 | 2018 | CA | Malaga Power LLC | 56239 | GT-1 | 0 | OP | GT | NG | 60.5 | 0.026 | 13830 | 7054 | Distributed from 923 Generation And Fuel | 2005 |  | 0 | 0 | 0 | 0 | 0 | 0 | 0 | 0 | 0 | 0 | 0 | 60.5 | 0 | 0 | 0 | 0 | 0 | 0 | 0 | 0 | 0 | 0 | 0 | 0 | 0 | 0 | 0 | 0 | 0 | 0
1196 | 3249 | 2018 | CA | Malaga Power LLC | 56239 | GT-2 | 0 | OP | GT | NG | 60.5 | 0.026 | 13830 | 7054 | Distributed from 923 Generation And Fuel | 2005 |  | 0 | 0 | 0 | 0 | 0 | 0 | 0 | 0 | 0 | 0 | 0 | 60.5 | 0 | 0 | 0 | 0 | 0 | 0 | 0 | 0 | 0 | 0 | 0 | 0 | 0 | 0 | 0 | 0 | 0 | 0
1197 | 3250 | 2018 | CA | Malburg | 56041 | M1 | 0 | OP | CT | NG | 40 | 0.45 | 157583 | 80955 | EIA-923 Generator File | 2005 |  | 0 | 0 | 0 | 0 | 0 | 0 | 0 | 0 | 0 | 0 | 0 | 40 | 0 | 0 | 0 | 0 | 0 | 0 | 0 | 0 | 0 | 0 | 0 | 0 | 0 | 0 | 0 | 0 | 0 | 0
1198 | 3251 | 2018 | CA | Malburg | 56041 | M2 | 0 | OP | CT | NG | 40 | 0.438 | 153428 | 75299 | EIA-923 Generator File | 2005 |  | 0 | 0 | 0 | 0 | 0 | 0 | 0 | 0 | 0 | 0 | 0 | 40 | 0 | 0 | 0 | 0 | 0 | 0 | 0 | 0 | 0 | 0 | 0 | 0 | 0 | 0 | 0 | 0 | 0 | 0
1199 | 3252 | 2018 | CA | Malburg | 56041 | M3 | 2 | OP | CA | NG | 50 | 0.384 | 168352 | 86371 | EIA-923 Generator File | 2005 |  | 0 | 0 | 0 | 0 | 0 | 0 | 0 | 0 | 0 | 0 | 0 | 50 | 0 | 0 | 0 | 0 | 0 | 0 | 0 | 0 | 0 | 0 | 0 | 0 | 0 | 0 | 0 | 0 | 0 | 0
1200 | 3253 | 2018 | CA | Malech Solar Farm | 62688 | MFARM | 0 | OP | PV | SUN | 3.1 |  |  |  |  | 2017 |  | 0 | 0 | 0 | 0 | 0 | 0 | 0 | 0 | 0 | 0 | 0 | 0 | 0 | 0 | 0 | 0 | 0 | 0 | 0 | 0 | 0 | 0 | 0 | 3.1 | 0 | 0 | 0 | 0 | 0 | 0
1201 | 3254 | 2018 | CA | Mammoth Pacific I | 10480 | GEN1 | 0 | OP | BT | GEO | 5 | 0.649 | 28422.5 | 12117.5 | Distributed from 923 Generation And Fuel | 1984 |  | 0 | 0 | 0 | 0 | 0 | 5 | 0 | 0 | 0 | 0 | 0 | 0 | 0 | 0 | 0 | 0 | 0 | 0 | 0 | 0 | 0 | 0 | 0 | 0 | 0 | 0 | 0 | 0 | 0 | 0
1202 | 3255 | 2018 | CA | Mammoth Pacific I | 10480 | GEN2 | 0 | OP | BT | GEO | 5 | 0.649 | 28422.5 | 12117.5 | Distributed from 923 Generation And Fuel | 1984 |  | 0 | 0 | 0 | 0 | 0 | 5 | 0 | 0 | 0 | 0 | 0 | 0 | 0 | 0 | 0 | 0 | 0 | 0 | 0 | 0 | 0 | 0 | 0 | 0 | 0 | 0 | 0 | 0 | 0 | 0
1203 | 3256 | 2018 | CA | Mammoth Pacific II | 10481 | 1 | 0 | OP | BT | GEO | 5 | 0.475 | 20807 | 8870.667 | Distributed from 923 Generation And Fuel | 1990 |  | 0 | 0 | 0 | 0 | 0 | 5 | 0 | 0 | 0 | 0 | 0 | 0 | 0 | 0 | 0 | 0 | 0 | 0 | 0 | 0 | 0 | 0 | 0 | 0 | 0 | 0 | 0 | 0 | 0 | 0
1204 | 3257 | 2018 | CA | Mammoth Pacific II | 10481 | 2 | 0 | OP | BT | GEO | 5 | 0.475 | 20807 | 8870.667 | Distributed from 923 Generation And Fuel | 1990 |  | 0 | 0 | 0 | 0 | 0 | 5 | 0 | 0 | 0 | 0 | 0 | 0 | 0 | 0 | 0 | 0 | 0 | 0 | 0 | 0 | 0 | 0 | 0 | 0 | 0 | 0 | 0 | 0 | 0 | 0
1205 | 3258 | 2018 | CA | Mammoth Pacific II | 10481 | 3 | 0 | OP | BT | GEO | 5 | 0.475 | 20807 | 8870.667 | Distributed from 923 Generation And Fuel | 1990 |  | 0 | 0 | 0 | 0 | 0 | 5 | 0 | 0 | 0 | 0 | 0 | 0 | 0 | 0 | 0 | 0 | 0 | 0 | 0 | 0 | 0 | 0 | 0 | 0 | 0 | 0 | 0 | 0 | 0 | 0
1206 | 3262 | 2018 | CA | Mammoth Pool | 344 | 1 | 0 | OP | HY | WAT | 95 | 0.266 | 221714.5 | 148784.5 | Distributed from 923 Generation And Fuel | 1960 |  | 0 | 0 | 0 | 0 | 0 | 0 | 0 | 0 | 0 | 0 | 0 | 0 | 0 | 0 | 0 | 0 | 0 | 0 | 0 | 0 | 0 | 0 | 0 | 0 | 95 | 0 | 0 | 0 | 0 | 0
1207 | 3263 | 2018 | CA | Mammoth Pool | 344 | 2 | 0 | OP | HY | WAT | 95 | 0.266 | 221714.5 | 148784.5 | Distributed from 923 Generation And Fuel | 1960 |  | 0 | 0 | 0 | 0 | 0 | 0 | 0 | 0 | 0 | 0 | 0 | 0 | 0 | 0 | 0 | 0 | 0 | 0 | 0 | 0 | 0 | 0 | 0 | 0 | 95 | 0 | 0 | 0 | 0 | 0
1208 | 3267 | 2018 | CA | Manteca Land PV | 61115 | MANT1 | 0 | OP | PV | SUN | 1 | 0.216 | 1895 | 1031 | Distributed from 923 Generation And Fuel | 2017 |  | 0 | 0 | 0 | 0 | 0 | 0 | 0 | 0 | 0 | 0 | 0 | 0 | 0 | 0 | 0 | 0 | 0 | 0 | 0 | 0 | 0 | 0 | 0 | 1 | 0 | 0 | 0 | 0 | 0 | 0
1209 | 3268 | 2018 | CA | Manzana Wind LLC | 57484 | GEN1 | 0 | OP | WT | WND | 189 | 0.31 | 513851 | 300067 | Distributed from 923 Generation And Fuel | 2012 |  | 0 | 0 | 0 | 0 | 0 | 0 | 0 | 0 | 0 | 0 | 0 | 0 | 0 | 0 | 0 | 0 | 0 | 0 | 0 | 0 | 0 | 0 | 0 | 0 | 0 | 0 | 0 | 0 | 0 | 189
1210 | 3270 | 2018 | CA | Mariani Packing Vacaville Solar | 57005 | 1 | 0 | OP | PV | SUN | 1 | 0.158 | 1386 | 754 | Distributed from 923 Generation And Fuel | 2008 |  | 0 | 0 | 0 | 0 | 0 | 0 | 0 | 0 | 0 | 0 | 0 | 0 | 0 | 0 | 0 | 0 | 0 | 0 | 0 | 0 | 0 | 0 | 0 | 1 | 0 | 0 | 0 | 0 | 0 | 0
1211 | 3271 | 2018 | CA | Maricopa West Solar PV, LLC | 59607 | MWS | 0 | OP | PV | SUN | 20 | 0.282 | 49449 | 26910 | Distributed from 923 Generation And Fuel | 2015 |  | 0 | 0 | 0 | 0 | 0 | 0 | 0 | 0 | 0 | 0 | 0 | 0 | 0 | 0 | 0 | 0 | 0 | 0 | 0 | 0 | 0 | 0 | 0 | 20 | 0 | 0 | 0 | 0 | 0 | 0
1212 | 3272 | 2018 | CA | Marin Clean Energy Solar One | 61013 | MCES1 | 0 | OP | PV | SUN | 10.5 | 0.22 | 20236 | 11012 | Distributed from 923 Generation And Fuel | 2017 |  | 0 | 0 | 0 | 0 | 0 | 0 | 0 | 0 | 0 | 0 | 0 | 0 | 0 | 0 | 0 | 0 | 0 | 0 | 0 | 0 | 0 | 0 | 0 | 10.5 | 0 | 0 | 0 | 0 | 0 | 0
1213 | 3273 | 2018 | CA | Marina Landfill Gas | 10748 | U1C06 | 0 | OP | IC | LFG | 1.6 | 0.548 | 7678.367 | 3184 | Distributed from 923 Generation And Fuel | 2006 |  | 0 | 0 | 0 | 0 | 0 | 0 | 0 | 1.6 | 0 | 0 | 0 | 0 | 0 | 0 | 0 | 0 | 0 | 0 | 0 | 0 | 0 | 0 | 0 | 0 | 0 | 0 | 0 | 0 | 0 | 0
1214 | 3274 | 2018 | CA | Marina Landfill Gas | 10748 | U2J02 | 0 | OP | IC | LFG | 1 | 0.548 | 4798.98 | 1990 | Distributed from 923 Generation And Fuel | 2002 |  | 0 | 0 | 0 | 0 | 0 | 0 | 0 | 1 | 0 | 0 | 0 | 0 | 0 | 0 | 0 | 0 | 0 | 0 | 0 | 0 | 0 | 0 | 0 | 0 | 0 | 0 | 0 | 0 | 0 | 0
1215 | 3275 | 2018 | CA | Marina Landfill Gas | 10748 | U3J16 | 0 | OP | IC | LFG | 0.9 | 0.548 | 4319.082 | 1791 | Distributed from 923 Generation And Fuel | 2017 |  | 0 | 0 | 0 | 0 | 0 | 0 | 0 | 0.9 | 0 | 0 | 0 | 0 | 0 | 0 | 0 | 0 | 0 | 0 | 0 | 0 | 0 | 0 | 0 | 0 | 0 | 0 | 0 | 0 | 0 | 0
1216 | 3276 | 2018 | CA | Marina Landfill Gas | 10748 | U4J16 | 0 | OP | IC | LFG | 1.4 | 0.548 | 6718.571 | 2786 | Distributed from 923 Generation And Fuel | 2016 |  | 0 | 0 | 0 | 0 | 0 | 0 | 0 | 1.4 | 0 | 0 | 0 | 0 | 0 | 0 | 0 | 0 | 0 | 0 | 0 | 0 | 0 | 0 | 0 | 0 | 0 | 0 | 0 | 0 | 0 | 0
1217 | 3281 | 2018 | CA | Mariposa Energy Project | 57483 | CTG1 | 0 | OP | GT | NG | 49.9 | 0.064 | 28052.5 | 17509.5 | Distributed from 923 Generation And Fuel | 2012 |  | 0 | 0 | 0 | 0 | 0 | 0 | 0 | 0 | 0 | 0 | 0 | 49.9 | 0 | 0 | 0 | 0 | 0 | 0 | 0 | 0 | 0 | 0 | 0 | 0 | 0 | 0 | 0 | 0 | 0 | 0
1218 | 3282 | 2018 | CA | Mariposa Energy Project | 57483 | CTG2 | 0 | OP | GT | NG | 49.9 | 0.064 | 28052.5 | 17509.5 | Distributed from 923 Generation And Fuel | 2012 |  | 0 | 0 | 0 | 0 | 0 | 0 | 0 | 0 | 0 | 0 | 0 | 49.9 | 0 | 0 | 0 | 0 | 0 | 0 | 0 | 0 | 0 | 0 | 0 | 0 | 0 | 0 | 0 | 0 | 0 | 0
1219 | 3283 | 2018 | CA | Mariposa Energy Project | 57483 | CTG3 | 0 | OP | GT | NG | 49.9 | 0.064 | 28052.5 | 17509.5 | Distributed from 923 Generation And Fuel | 2012 |  | 0 | 0 | 0 | 0 | 0 | 0 | 0 | 0 | 0 | 0 | 0 | 49.9 | 0 | 0 | 0 | 0 | 0 | 0 | 0 | 0 | 0 | 0 | 0 | 0 | 0 | 0 | 0 | 0 | 0 | 0
1220 | 3284 | 2018 | CA | Mariposa Energy Project | 57483 | CTG4 | 0 | OP | GT | NG | 49.9 | 0.064 | 28052.5 | 17509.5 | Distributed from 923 Generation And Fuel | 2012 |  | 0 | 0 | 0 | 0 | 0 | 0 | 0 | 0 | 0 | 0 | 0 | 49.9 | 0 | 0 | 0 | 0 | 0 | 0 | 0 | 0 | 0 | 0 | 0 | 0 | 0 | 0 | 0 | 0 | 0 | 0
1221 | 3285 | 2018 | CA | Marsh Landing Generating Station | 57267 | 1 | 0 | OP | GT | NG | 207 | 0.03 | 54851.75 | 39756 | Distributed from 923 Generation And Fuel | 2013 |  | 0 | 0 | 0 | 0 | 0 | 0 | 0 | 0 | 0 | 0 | 0 | 207 | 0 | 0 | 0 | 0 | 0 | 0 | 0 | 0 | 0 | 0 | 0 | 0 | 0 | 0 | 0 | 0 | 0 | 0
1222 | 3286 | 2018 | CA | Marsh Landing Generating Station | 57267 | 2 | 0 | OP | GT | NG | 207 | 0.03 | 54851.75 | 39756 | Distributed from 923 Generation And Fuel | 2013 |  | 0 | 0 | 0 | 0 | 0 | 0 | 0 | 0 | 0 | 0 | 0 | 207 | 0 | 0 | 0 | 0 | 0 | 0 | 0 | 0 | 0 | 0 | 0 | 0 | 0 | 0 | 0 | 0 | 0 | 0
1223 | 3287 | 2018 | CA | Marsh Landing Generating Station | 57267 | 3 | 0 | OP | GT | NG | 207 | 0.03 | 54851.75 | 39756 | Distributed from 923 Generation And Fuel | 2013 |  | 0 | 0 | 0 | 0 | 0 | 0 | 0 | 0 | 0 | 0 | 0 | 207 | 0 | 0 | 0 | 0 | 0 | 0 | 0 | 0 | 0 | 0 | 0 | 0 | 0 | 0 | 0 | 0 | 0 | 0
1224 | 3288 | 2018 | CA | Marsh Landing Generating Station | 57267 | 4 | 0 | OP | GT | NG | 207 | 0.03 | 54851.75 | 39756 | Distributed from 923 Generation And Fuel | 2013 |  | 0 | 0 | 0 | 0 | 0 | 0 | 0 | 0 | 0 | 0 | 0 | 207 | 0 | 0 | 0 | 0 | 0 | 0 | 0 | 0 | 0 | 0 | 0 | 0 | 0 | 0 | 0 | 0 | 0 | 0
1225 | 3289 | 2018 | CA | Martinez Refining | 54912 | GTG1 | 0 | OP | CT | NG | 40 | 0.929 | 325465 | 137573 | EIA-923 Generator File | 1995 |  | 0 | 0 | 0 | 0 | 0 | 0 | 0 | 0 | 0 | 0 | 0 | 40 | 0 | 0 | 0 | 0 | 0 | 0 | 0 | 0 | 0 | 0 | 0 | 0 | 0 | 0 | 0 | 0 | 0 | 0
1226 | 3290 | 2018 | CA | Martinez Refining | 54912 | GTG2 | 0 | OP | CT | NG | 40 | 0.975 | 341786 | 139895 | EIA-923 Generator File | 1996 |  | 0 | 0 | 0 | 0 | 0 | 0 | 0 | 0 | 0 | 0 | 0 | 40 | 0 | 0 | 0 | 0 | 0 | 0 | 0 | 0 | 0 | 0 | 0 | 0 | 0 | 0 | 0 | 0 | 0 | 0
1227 | 3291 | 2018 | CA | Martinez Refining | 54912 | STG1 | 2 | OP | CA | OG | 20 | 0.82 | 143587 | 54531 | EIA-923 Generator File | 1995 |  | 0 | 0 | 0 | 0 | 0 | 0 | 0 | 0 | 0 | 0 | 0 | 0 | 0 | 0 | 0 | 20 | 0 | 0 | 0 | 0 | 0 | 0 | 0 | 0 | 0 | 0 | 0 | 0 | 0 | 0
1228 | 3292 | 2018 | CA | Martinez Sulfuric Acid Regeneration Plt | 52063 | GEN1 | 0 | OP | ST | WH | 4 | 0.301 | 10550 | 4654 | Distributed from 923 Generation And Fuel | 1978 |  | 0 | 0 | 0 | 0 | 0 | 0 | 0 | 0 | 0 | 0 | 0 | 0 | 0 | 0 | 0 | 0 | 0 | 0 | 0 | 0 | 0 | 0 | 0 | 0 | 0 | 0 | 0 | 0 | 4 | 0
1229 | 3294 | 2018 | CA | Maxim | 59802 | MXM00 | 0 | OP | FC | NG | 1.1 | 0.749 | 7215 | 3179 | Distributed from 923 Generation And Fuel | 2014 |  | 0 | 0 | 0 | 0 | 0 | 0 | 0 | 0 | 0 | 0 | 0 | 1.1 | 0 | 0 | 0 | 0 | 0 | 0 | 0 | 0 | 0 | 0 | 0 | 0 | 0 | 0 | 0 | 0 | 0 | 0
1230 | 3295 | 2018 | CA | MCAGCC Cogen Plant | 58914 | CG1 | 0 | OP | GT | NG | 7.2 | 0.569 | 35919.22 | 15826.829 | Distributed from 923 Generation And Fuel | 2003 |  | 0 | 0 | 0 | 0 | 0 | 0 | 0 | 0 | 0 | 0 | 0 | 7.2 | 0 | 0 | 0 | 0 | 0 | 0 | 0 | 0 | 0 | 0 | 0 | 0 | 0 | 0 | 0 | 0 | 0 | 0
1231 | 3296 | 2018 | CA | MCAGCC Cogen Plant | 58914 | CG100 | 0 | OP | GT | NG | 4.6 | 0.569 | 22948.39 | 10111.585 | Distributed from 923 Generation And Fuel | 2014 |  | 0 | 0 | 0 | 0 | 0 | 0 | 0 | 0 | 0 | 0 | 0 | 4.6 | 0 | 0 | 0 | 0 | 0 | 0 | 0 | 0 | 0 | 0 | 0 | 0 | 0 | 0 | 0 | 0 | 0 | 0
1232 | 3297 | 2018 | CA | MCAGCC Cogen Plant | 58914 | CG200 | 0 | OP | GT | NG | 4.6 | 0.569 | 22948.39 | 10111.585 | Distributed from 923 Generation And Fuel | 2014 |  | 0 | 0 | 0 | 0 | 0 | 0 | 0 | 0 | 0 | 0 | 0 | 4.6 | 0 | 0 | 0 | 0 | 0 | 0 | 0 | 0 | 0 | 0 | 0 | 0 | 0 | 0 | 0 | 0 | 0 | 0
1233 | 3298 | 2018 | CA | McClellan (CA) | 535 | 1 | 0 | OP | GT | NG | 77 | 0.011 | 7088 | 3123 | Distributed from 923 Generation And Fuel | 1986 |  | 0 | 0 | 0 | 0 | 0 | 0 | 0 | 0 | 0 | 0 | 0 | 77 | 0 | 0 | 0 | 0 | 0 | 0 | 0 | 0 | 0 | 0 | 0 | 0 | 0 | 0 | 0 | 0 | 0 | 0
1234 | 3299 | 2018 | CA | McClure | 151 | 1 | 0 | OP | GT | DFO | 71.2 | 0.002 | 1479 | 755.5 | Distributed from 923 Generation And Fuel | 1980 |  | 0 | 0 | 0 | 0 | 71.2 | 0 | 0 | 0 | 0 | 0 | 0 | 0 | 0 | 0 | 0 | 0 | 0 | 0 | 0 | 0 | 0 | 0 | 0 | 0 | 0 | 0 | 0 | 0 | 0 | 0
1235 | 3300 | 2018 | CA | McClure | 151 | 2 | 0 | OP | GT | NG | 71.2 | 0.002 | 1479 | 755.5 | Distributed from 923 Generation And Fuel | 1981 |  | 0 | 0 | 0 | 0 | 0 | 0 | 0 | 0 | 0 | 0 | 0 | 71.2 | 0 | 0 | 0 | 0 | 0 | 0 | 0 | 0 | 0 | 0 | 0 | 0 | 0 | 0 | 0 | 0 | 0 | 0
1236 | 3301 | 2018 | CA | McCoy Solar Energy Project | 58462 | 1 | 0 | OP | PV | SUN | 41.9 | 0.296 | 108529.207 | 59060.419 | Distributed from 923 Generation And Fuel | 2016 |  | 0 | 0 | 0 | 0 | 0 | 0 | 0 | 0 | 0 | 0 | 0 | 0 | 0 | 0 | 0 | 0 | 0 | 0 | 0 | 0 | 0 | 0 | 0 | 41.9 | 0 | 0 | 0 | 0 | 0 | 0
1237 | 3302 | 2018 | CA | McCoy Solar Energy Project | 58462 | BLK2 | 0 | OP | PV | SUN | 21 | 0.296 | 54394.113 | 29600.687 | Distributed from 923 Generation And Fuel | 2016 |  | 0 | 0 | 0 | 0 | 0 | 0 | 0 | 0 | 0 | 0 | 0 | 0 | 0 | 0 | 0 | 0 | 0 | 0 | 0 | 0 | 0 | 0 | 0 | 21 | 0 | 0 | 0 | 0 | 0 | 0
1238 | 3303 | 2018 | CA | McCoy Solar Energy Project | 58462 | BLK3 | 0 | OP | PV | SUN | 39.6 | 0.296 | 102571.756 | 55818.439 | Distributed from 923 Generation And Fuel | 2016 |  | 0 | 0 | 0 | 0 | 0 | 0 | 0 | 0 | 0 | 0 | 0 | 0 | 0 | 0 | 0 | 0 | 0 | 0 | 0 | 0 | 0 | 0 | 0 | 39.6 | 0 | 0 | 0 | 0 | 0 | 0
1239 | 3304 | 2018 | CA | McCoy Solar Energy Project | 58462 | BLK4 | 0 | OP | PV | SUN | 31.4 | 0.296 | 81332.15 | 44260.075 | Distributed from 923 Generation And Fuel | 2015 |  | 0 | 0 | 0 | 0 | 0 | 0 | 0 | 0 | 0 | 0 | 0 | 0 | 0 | 0 | 0 | 0 | 0 | 0 | 0 | 0 | 0 | 0 | 0 | 31.4 | 0 | 0 | 0 | 0 | 0 | 0
1240 | 3305 | 2018 | CA | McCoy Solar Energy Project | 58462 | BLK5 | 0 | OP | PV | SUN | 31.4 | 0.296 | 81332.15 | 44260.075 | Distributed from 923 Generation And Fuel | 2015 |  | 0 | 0 | 0 | 0 | 0 | 0 | 0 | 0 | 0 | 0 | 0 | 0 | 0 | 0 | 0 | 0 | 0 | 0 | 0 | 0 | 0 | 0 | 0 | 31.4 | 0 | 0 | 0 | 0 | 0 | 0
1241 | 3306 | 2018 | CA | McCoy Solar Energy Project | 58462 | BLK6 | 0 | OP | PV | SUN | 26.9 | 0.296 | 69676.269 | 37917.071 | Distributed from 923 Generation And Fuel | 2015 |  | 0 | 0 | 0 | 0 | 0 | 0 | 0 | 0 | 0 | 0 | 0 | 0 | 0 | 0 | 0 | 0 | 0 | 0 | 0 | 0 | 0 | 0 | 0 | 26.9 | 0 | 0 | 0 | 0 | 0 | 0
1242 | 3307 | 2018 | CA | McCoy Solar Energy Project | 58462 | BLK7 | 0 | OP | PV | SUN | 41.9 | 0.296 | 108529.207 | 59060.419 | Distributed from 923 Generation And Fuel | 2016 |  | 0 | 0 | 0 | 0 | 0 | 0 | 0 | 0 | 0 | 0 | 0 | 0 | 0 | 0 | 0 | 0 | 0 | 0 | 0 | 0 | 0 | 0 | 0 | 41.9 | 0 | 0 | 0 | 0 | 0 | 0
1243 | 3308 | 2018 | CA | McCoy Solar Energy Project | 58462 | BLK8 | 0 | OP | PV | SUN | 36.5 | 0.296 | 94542.149 | 51448.814 | Distributed from 923 Generation And Fuel | 2015 |  | 0 | 0 | 0 | 0 | 0 | 0 | 0 | 0 | 0 | 0 | 0 | 0 | 0 | 0 | 0 | 0 | 0 | 0 | 0 | 0 | 0 | 0 | 0 | 36.5 | 0 | 0 | 0 | 0 | 0 | 0
1244 | 3309 | 2018 | CA | McGrath Peaker | 56471 | 1 | 0 | OP | GT | NG | 49.8 | 0.055 | 23962 | 10558 | Distributed from 923 Generation And Fuel | 2012 |  | 0 | 0 | 0 | 0 | 0 | 0 | 0 | 0 | 0 | 0 | 0 | 49.8 | 0 | 0 | 0 | 0 | 0 | 0 | 0 | 0 | 0 | 0 | 0 | 0 | 0 | 0 | 0 | 0 | 0 | 0
1245 | 3310 | 2018 | CA | McKittrick Cogen | 52076 | UNIT1 | 0 | OP | GT | NG | 6 | 0.753 | 39588 | 17443.5 | Distributed from 923 Generation And Fuel | 2012 |  | 0 | 0 | 0 | 0 | 0 | 0 | 0 | 0 | 0 | 0 | 0 | 6 | 0 | 0 | 0 | 0 | 0 | 0 | 0 | 0 | 0 | 0 | 0 | 0 | 0 | 0 | 0 | 0 | 0 | 0
1246 | 3311 | 2018 | CA | McKittrick Cogen | 52076 | UNIT2 | 0 | OP | GT | NG | 6 | 0.753 | 39588 | 17443.5 | Distributed from 923 Generation And Fuel | 2012 |  | 0 | 0 | 0 | 0 | 0 | 0 | 0 | 0 | 0 | 0 | 0 | 6 | 0 | 0 | 0 | 0 | 0 | 0 | 0 | 0 | 0 | 0 | 0 | 0 | 0 | 0 | 0 | 0 | 0 | 0
1247 | 3315 | 2018 | CA | McKittrick Limited | 50612 | GEN1 | 0 | OP | GT | NG | 46 | 0.054 | 21742 | 5851 | Distributed from 923 Generation And Fuel | 1991 |  | 0 | 0 | 0 | 0 | 0 | 0 | 0 | 0 | 0 | 0 | 0 | 46 | 0 | 0 | 0 | 0 | 0 | 0 | 0 | 0 | 0 | 0 | 0 | 0 | 0 | 0 | 0 | 0 | 0 | 0
1248 | 3316 | 2018 | CA | McSwain | 410 | 1 | 0 | OP | HY | WAT | 9 | 0.373 | 29383 | 15736 | Distributed from 923 Generation And Fuel | 1967 |  | 0 | 0 | 0 | 0 | 0 | 0 | 0 | 0 | 0 | 0 | 0 | 0 | 0 | 0 | 0 | 0 | 0 | 0 | 0 | 0 | 0 | 0 | 0 | 0 | 9 | 0 | 0 | 0 | 0 | 0
1249 | 3317 | 2018 | CA | Merced 1 PV | 61420 | MRCD1 | 0 | OP | PV | SUN | 3 | 0.165 | 4336 | 2900 | Distributed from 923 Generation And Fuel | 2018 |  | 0 | 0 | 0 | 0 | 0 | 0 | 0 | 0 | 0 | 0 | 0 | 0 | 0 | 0 | 0 | 0 | 0 | 0 | 0 | 0 | 0 | 0 | 0 | 3 | 0 | 0 | 0 | 0 | 0 | 0
1250 | 3318 | 2018 | CA | Merced Falls | 258 | 1 | 0 | OP | HY | WAT | 3.4 | 0.325 | 9677 | 5182 | Distributed from 923 Generation And Fuel | 1930 |  | 0 | 0 | 0 | 0 | 0 | 0 | 0 | 0 | 0 | 0 | 0 | 0 | 0 | 0 | 0 | 0 | 0 | 0 | 0 | 0 | 0 | 0 | 0 | 0 | 3.4 | 0 | 0 | 0 | 0 | 0
1251 | 3319 | 2018 | CA | Merced Solar LLC | 59265 | PV8 | 0 | OP | PV | SUN | 1.5 | 0.208 | 2731 | 1486 | Distributed from 923 Generation And Fuel | 2014 |  | 0 | 0 | 0 | 0 | 0 | 0 | 0 | 0 | 0 | 0 | 0 | 0 | 0 | 0 | 0 | 0 | 0 | 0 | 0 | 0 | 0 | 0 | 0 | 1.5 | 0 | 0 | 0 | 0 | 0 | 0
1252 | 3320 | 2018 | CA | Meridian Vineyards | 57982 | PV-1 | 0 | OP | PV | SUN | 0.5 | 0.173 | 755.909 | 411.364 | Distributed from 923 Generation And Fuel | 2010 |  | 0 | 0 | 0 | 0 | 0 | 0 | 0 | 0 | 0 | 0 | 0 | 0 | 0 | 0 | 0 | 0 | 0 | 0 | 0 | 0 | 0 | 0 | 0 | 0.5 | 0 | 0 | 0 | 0 | 0 | 0
1253 | 3321 | 2018 | CA | Meridian Vineyards | 57982 | PV-2 | 0 | OP | PV | SUN | 0.6 | 0.173 | 907.091 | 493.636 | Distributed from 923 Generation And Fuel | 2010 |  | 0 | 0 | 0 | 0 | 0 | 0 | 0 | 0 | 0 | 0 | 0 | 0 | 0 | 0 | 0 | 0 | 0 | 0 | 0 | 0 | 0 | 0 | 0 | 0.6 | 0 | 0 | 0 | 0 | 0 | 0
1254 | 3322 | 2018 | CA | Mesa Wind Power Corp | 50535 | WGNS | 0 | OP | WT | WND | 29.9 | 0.019 | 5055 | 2952 | Distributed from 923 Generation And Fuel | 1984 |  | 0 | 0 | 0 | 0 | 0 | 0 | 0 | 0 | 0 | 0 | 0 | 0 | 0 | 0 | 0 | 0 | 0 | 0 | 0 | 0 | 0 | 0 | 0 | 0 | 0 | 0 | 0 | 0 | 0 | 29.9
1255 | 3325 | 2018 | CA | Metcalf Energy Center | 55393 | CTG1 | 0 | OP | CT | NG | 200 | 0.365 | 638902 | 388027 | EIA-923 Generator File | 2005 |  | 0 | 0 | 0 | 0 | 0 | 0 | 0 | 0 | 0 | 0 | 0 | 200 | 0 | 0 | 0 | 0 | 0 | 0 | 0 | 0 | 0 | 0 | 0 | 0 | 0 | 0 | 0 | 0 | 0 | 0
1256 | 3326 | 2018 | CA | Metcalf Energy Center | 55393 | CTG2 | 0 | OP | CT | NG | 200 | 0.364 | 636909 | 388057 | EIA-923 Generator File | 2005 |  | 0 | 0 | 0 | 0 | 0 | 0 | 0 | 0 | 0 | 0 | 0 | 200 | 0 | 0 | 0 | 0 | 0 | 0 | 0 | 0 | 0 | 0 | 0 | 0 | 0 | 0 | 0 | 0 | 0 | 0
1257 | 3327 | 2018 | CA | Metcalf Energy Center | 55393 | STG1 | 2 | OP | CA | NG | 235 | 0.391 | 804021 | 493013 | EIA-923 Generator File | 2005 |  | 0 | 0 | 0 | 0 | 0 | 0 | 0 | 0 | 0 | 0 | 0 | 235 | 0 | 0 | 0 | 0 | 0 | 0 | 0 | 0 | 0 | 0 | 0 | 0 | 0 | 0 | 0 | 0 | 0 | 0
1258 | 3328 | 2018 | CA | Metro Support Services Center Solar | 57313 | 1 | 0 | OP | PV | SUN | 1.2 | 0.142 | 1489 | 810 | Distributed from 923 Generation And Fuel | 2005 |  | 0 | 0 | 0 | 0 | 0 | 0 | 0 | 0 | 0 | 0 | 0 | 0 | 0 | 0 | 0 | 0 | 0 | 0 | 0 | 0 | 0 | 0 | 0 | 1.2 | 0 | 0 | 0 | 0 | 0 | 0
1259 | 3329 | 2018 | CA | Micro Santa Clara | 62459 | SMC01 | 0 | OP | FC | NG | 2 | 0.306 | 5368 | 2869 | Distributed from 923 Generation And Fuel | 2018 |  | 0 | 0 | 0 | 0 | 0 | 0 | 0 | 0 | 0 | 0 | 0 | 2 | 0 | 0 | 0 | 0 | 0 | 0 | 0 | 0 | 0 | 0 | 0 | 0 | 0 | 0 | 0 | 0 | 0 | 0
1260 | 3330 | 2018 | CA | Middle Fork | 425 | 1 | 0 | OP | HY | WAT | 61.2 | 0.421 | 225752 | 133946 | Distributed from 923 Generation And Fuel | 1966 |  | 0 | 0 | 0 | 0 | 0 | 0 | 0 | 0 | 0 | 0 | 0 | 0 | 0 | 0 | 0 | 0 | 0 | 0 | 0 | 0 | 0 | 0 | 0 | 0 | 61.2 | 0 | 0 | 0 | 0 | 0
1261 | 3331 | 2018 | CA | Middle Fork | 425 | 2 | 0 | OP | HY | WAT | 61.2 | 0.421 | 225752 | 133946 | Distributed from 923 Generation And Fuel | 1966 |  | 0 | 0 | 0 | 0 | 0 | 0 | 0 | 0 | 0 | 0 | 0 | 0 | 0 | 0 | 0 | 0 | 0 | 0 | 0 | 0 | 0 | 0 | 0 | 0 | 61.2 | 0 | 0 | 0 | 0 | 0
1262 | 3332 | 2018 | CA | Middle Gorge | 401 | 1 | 0 | OP | HY | WAT | 37.5 | 0.229 | 75380 | 40369 | Distributed from 923 Generation And Fuel | 1952 |  | 0 | 0 | 0 | 0 | 0 | 0 | 0 | 0 | 0 | 0 | 0 | 0 | 0 | 0 | 0 | 0 | 0 | 0 | 0 | 0 | 0 | 0 | 0 | 0 | 37.5 | 0 | 0 | 0 | 0 | 0
1263 | 3334 | 2018 | CA | Midway Peaking LLC | 56639 | 1 | 0 | OP | GT | NG | 69.9 | 0.04 | 24677 | 10873.5 | Distributed from 923 Generation And Fuel | 2009 |  | 0 | 0 | 0 | 0 | 0 | 0 | 0 | 0 | 0 | 0 | 0 | 69.9 | 0 | 0 | 0 | 0 | 0 | 0 | 0 | 0 | 0 | 0 | 0 | 0 | 0 | 0 | 0 | 0 | 0 | 0
1264 | 3335 | 2018 | CA | Midway Peaking LLC | 56639 | 2 | 0 | OP | GT | NG | 69.9 | 0.04 | 24677 | 10873.5 | Distributed from 923 Generation And Fuel | 2009 |  | 0 | 0 | 0 | 0 | 0 | 0 | 0 | 0 | 0 | 0 | 0 | 69.9 | 0 | 0 | 0 | 0 | 0 | 0 | 0 | 0 | 0 | 0 | 0 | 0 | 0 | 0 | 0 | 0 | 0 | 0
1265 | 3336 | 2018 | CA | Midway Solar Farm 1 | 60336 | MSF1 | 0 | OP | PV | SUN | 50 | 0.322 | 140843 | 71962 | Distributed from 923 Generation And Fuel | 2018 |  | 0 | 0 | 0 | 0 | 0 | 0 | 0 | 0 | 0 | 0 | 0 | 0 | 0 | 0 | 0 | 0 | 0 | 0 | 0 | 0 | 0 | 0 | 0 | 50 | 0 | 0 | 0 | 0 | 0 | 0
1266 | 3337 | 2018 | CA | Midway Solar Farm II | 60237 | MSF2 | 0 | OP | PV | SUN | 30 | 0.33 | 86782 | 45945 | Distributed from 923 Generation And Fuel | 2017 |  | 0 | 0 | 0 | 0 | 0 | 0 | 0 | 0 | 0 | 0 | 0 | 0 | 0 | 0 | 0 | 0 | 0 | 0 | 0 | 0 | 0 | 0 | 0 | 30 | 0 | 0 | 0 | 0 | 0 | 0
1267 | 3338 | 2018 | CA | Midway Solar Farm III | 60315 | MSF3 | 0 | OP | PV | SUN | 20 | 0.068 | 11888 | 4306 | Distributed from 923 Generation And Fuel | 2018 |  | 0 | 0 | 0 | 0 | 0 | 0 | 0 | 0 | 0 | 0 | 0 | 0 | 0 | 0 | 0 | 0 | 0 | 0 | 0 | 0 | 0 | 0 | 0 | 20 | 0 | 0 | 0 | 0 | 0 | 0
1268 | 3339 | 2018 | CA | Midway Sunset Cogen | 52169 | A | 0 | OP | GT | NG | 78 | 0.415 | 283356.333 | 114120.667 | Distributed from 923 Generation And Fuel | 1989 |  | 0 | 0 | 0 | 0 | 0 | 0 | 0 | 0 | 0 | 0 | 0 | 78 | 0 | 0 | 0 | 0 | 0 | 0 | 0 | 0 | 0 | 0 | 0 | 0 | 0 | 0 | 0 | 0 | 0 | 0
1269 | 3340 | 2018 | CA | Midway Sunset Cogen | 52169 | B | 0 | OP | GT | NG | 78 | 0.415 | 283356.333 | 114120.667 | Distributed from 923 Generation And Fuel | 1989 |  | 0 | 0 | 0 | 0 | 0 | 0 | 0 | 0 | 0 | 0 | 0 | 78 | 0 | 0 | 0 | 0 | 0 | 0 | 0 | 0 | 0 | 0 | 0 | 0 | 0 | 0 | 0 | 0 | 0 | 0
1270 | 3341 | 2018 | CA | Midway Sunset Cogen | 52169 | C | 0 | OP | GT | NG | 78 | 0.415 | 283356.333 | 114120.667 | Distributed from 923 Generation And Fuel | 1989 |  | 0 | 0 | 0 | 0 | 0 | 0 | 0 | 0 | 0 | 0 | 0 | 78 | 0 | 0 | 0 | 0 | 0 | 0 | 0 | 0 | 0 | 0 | 0 | 0 | 0 | 0 | 0 | 0 | 0 | 0
1271 | 3342 | 2018 | CA | Mill Creek 3 | 7147 | 3 | 0 | OP | HY | WAT | 1 | 0.288 | 2524.333 | 1352 | Distributed from 923 Generation And Fuel | 1903 |  | 0 | 0 | 0 | 0 | 0 | 0 | 0 | 0 | 0 | 0 | 0 | 0 | 0 | 0 | 0 | 0 | 0 | 0 | 0 | 0 | 0 | 0 | 0 | 0 | 1 | 0 | 0 | 0 | 0 | 0
1272 | 3343 | 2018 | CA | Mill Creek 3 | 7147 | 4 | 0 | OP | HY | WAT | 1 | 0.288 | 2524.333 | 1352 | Distributed from 923 Generation And Fuel | 1904 |  | 0 | 0 | 0 | 0 | 0 | 0 | 0 | 0 | 0 | 0 | 0 | 0 | 0 | 0 | 0 | 0 | 0 | 0 | 0 | 0 | 0 | 0 | 0 | 0 | 1 | 0 | 0 | 0 | 0 | 0
1273 | 3344 | 2018 | CA | Mill Creek 3 | 7147 | 5 | 0 | OP | HY | WAT | 1 | 0.288 | 2524.333 | 1352 | Distributed from 923 Generation And Fuel | 1904 |  | 0 | 0 | 0 | 0 | 0 | 0 | 0 | 0 | 0 | 0 | 0 | 0 | 0 | 0 | 0 | 0 | 0 | 0 | 0 | 0 | 0 | 0 | 0 | 0 | 1 | 0 | 0 | 0 | 0 | 0
1274 | 3345 | 2018 | CA | MillerCoors Irwindale Brewery | 58056 | JEN1 | 0 | OP | IC | OBG | 0.5 | 0.534 | 2340 | 1053 | Distributed from 923 Generation And Fuel | 2007 |  | 0 | 0 | 0 | 0 | 0 | 0 | 0 | 0 | 0 | 0 | 0 | 0 | 0 | 0.5 | 0 | 0 | 0 | 0 | 0 | 0 | 0 | 0 | 0 | 0 | 0 | 0 | 0 | 0 | 0 | 0
1275 | 3346 | 2018 | CA | MillerCoors Irwindale Brewery | 58056 | JEN2 | 0 | OP | IC | OBG | 0.5 | 0.534 | 2340 | 1053 | Distributed from 923 Generation And Fuel | 2007 |  | 0 | 0 | 0 | 0 | 0 | 0 | 0 | 0 | 0 | 0 | 0 | 0 | 0 | 0.5 | 0 | 0 | 0 | 0 | 0 | 0 | 0 | 0 | 0 | 0 | 0 | 0 | 0 | 0 | 0 | 0
1276 | 3347 | 2018 | CA | MillerCoors Irwindale Brewery | 58056 | PV | 0 | OP | PV | SUN | 2.5 | 0.226 | 4951 | 2207 | Distributed from 923 Generation And Fuel | 2015 |  | 0 | 0 | 0 | 0 | 0 | 0 | 0 | 0 | 0 | 0 | 0 | 0 | 0 | 0 | 0 | 0 | 0 | 0 | 0 | 0 | 0 | 0 | 0 | 2.5 | 0 | 0 | 0 | 0 | 0 | 0
1277 | 3348 | 2018 | CA | MillerCoors Irwindale Brewery | 58056 | T100 | 0 | OP | GT | NG | 5.2 | 0.075 | 3419.5 | 2441.5 | Distributed from 923 Generation And Fuel | 2002 |  | 0 | 0 | 0 | 0 | 0 | 0 | 0 | 0 | 0 | 0 | 0 | 5.2 | 0 | 0 | 0 | 0 | 0 | 0 | 0 | 0 | 0 | 0 | 0 | 0 | 0 | 0 | 0 | 0 | 0 | 0
1278 | 3349 | 2018 | CA | MillerCoors Irwindale Brewery | 58056 | T200 | 0 | OP | GT | NG | 5.2 | 0.075 | 3419.5 | 2441.5 | Distributed from 923 Generation And Fuel | 2002 |  | 0 | 0 | 0 | 0 | 0 | 0 | 0 | 0 | 0 | 0 | 0 | 5.2 | 0 | 0 | 0 | 0 | 0 | 0 | 0 | 0 | 0 | 0 | 0 | 0 | 0 | 0 | 0 | 0 | 0 | 0
1279 | 3350 | 2018 | CA | Millikan BESS | 60760 | PE101 | 0 | OP | BA | MWH | 2 | -0.02 | -350 | -154 | Distributed from 923 Generation And Fuel | 2016 |  | 0 | 0 | 0 | 0 | 0 | 0 | 0 | 0 | 0 | 0 | 2 | 0 | 0 | 0 | 0 | 0 | 0 | 0 | 0 | 0 | 0 | 0 | 0 | 0 | 0 | 0 | 0 | 0 | 0 | 0
1280 | 3351 | 2018 | CA | Mira Loma | 58698 | D960 | 0 | OP | PV | SUN | 1 | 0.125 | 1093.333 | 595 | Distributed from 923 Generation And Fuel | 2011 |  | 0 | 0 | 0 | 0 | 0 | 0 | 0 | 0 | 0 | 0 | 0 | 0 | 0 | 0 | 0 | 0 | 0 | 0 | 0 | 0 | 0 | 0 | 0 | 1 | 0 | 0 | 0 | 0 | 0 | 0
1281 | 3352 | 2018 | CA | Mira Loma | 58698 | D9611 | 0 | OP | PV | SUN | 1.5 | 0.125 | 1640 | 892.5 | Distributed from 923 Generation And Fuel | 2011 |  | 0 | 0 | 0 | 0 | 0 | 0 | 0 | 0 | 0 | 0 | 0 | 0 | 0 | 0 | 0 | 0 | 0 | 0 | 0 | 0 | 0 | 0 | 0 | 1.5 | 0 | 0 | 0 | 0 | 0 | 0
1282 | 3353 | 2018 | CA | Mira Loma | 58698 | D9612 | 0 | OP | PV | SUN | 0.5 | 0.125 | 546.667 | 297.5 | Distributed from 923 Generation And Fuel | 2011 |  | 0 | 0 | 0 | 0 | 0 | 0 | 0 | 0 | 0 | 0 | 0 | 0 | 0 | 0 | 0 | 0 | 0 | 0 | 0 | 0 | 0 | 0 | 0 | 0.5 | 0 | 0 | 0 | 0 | 0 | 0
1283 | 3354 | 2018 | CA | Mira Loma Energy Storage Facility | 60661 | 013A | 0 | OP | BA | MWH | 10 | 0 | 0 | 0 | Distributed from 923 Generation And Fuel | 2016 |  | 0 | 0 | 0 | 0 | 0 | 0 | 0 | 0 | 0 | 0 | 10 | 0 | 0 | 0 | 0 | 0 | 0 | 0 | 0 | 0 | 0 | 0 | 0 | 0 | 0 | 0 | 0 | 0 | 0 | 0
1284 | 3355 | 2018 | CA | Mira Loma Energy Storage Facility | 60661 | 013B | 0 | OP | BA | MWH | 10 | 0 | 0 | 0 | Distributed from 923 Generation And Fuel | 2016 |  | 0 | 0 | 0 | 0 | 0 | 0 | 0 | 0 | 0 | 0 | 10 | 0 | 0 | 0 | 0 | 0 | 0 | 0 | 0 | 0 | 0 | 0 | 0 | 0 | 0 | 0 | 0 | 0 | 0 | 0
1285 | 3356 | 2018 | CA | Mira Loma Peaker | 56473 | 1 | 0 | OP | GT | NG | 49.8 | 0.055 | 24008 | 10578 | Distributed from 923 Generation And Fuel | 2007 |  | 0 | 0 | 0 | 0 | 0 | 0 | 0 | 0 | 0 | 0 | 0 | 49.8 | 0 | 0 | 0 | 0 | 0 | 0 | 0 | 0 | 0 | 0 | 0 | 0 | 0 | 0 | 0 | 0 | 0 | 0
1286 | 3358 | 2018 | CA | Miramar Energy Facility | 56232 | 1 | 0 | OP | GT | NG | 53 | 0.1 | 46224 | 21071.5 | Distributed from 923 Generation And Fuel | 2005 |  | 0 | 0 | 0 | 0 | 0 | 0 | 0 | 0 | 0 | 0 | 0 | 53 | 0 | 0 | 0 | 0 | 0 | 0 | 0 | 0 | 0 | 0 | 0 | 0 | 0 | 0 | 0 | 0 | 0 | 0
1287 | 3359 | 2018 | CA | Miramar Energy Facility | 56232 | 2 | 0 | OP | GT | NG | 53 | 0.1 | 46224 | 21071.5 | Distributed from 923 Generation And Fuel | 2009 |  | 0 | 0 | 0 | 0 | 0 | 0 | 0 | 0 | 0 | 0 | 0 | 53 | 0 | 0 | 0 | 0 | 0 | 0 | 0 | 0 | 0 | 0 | 0 | 0 | 0 | 0 | 0 | 0 | 0 | 0
1288 | 3360 | 2018 | CA | Mission College Blvd. Fuel Cell | 62697 | NTL3A | 0 | OP | FC | NG | 2.4 | 0 | 0 | 0 | Distributed from 923 Generation And Fuel | 2017 |  | 0 | 0 | 0 | 0 | 0 | 0 | 0 | 0 | 0 | 0 | 0 | 2.4 | 0 | 0 | 0 | 0 | 0 | 0 | 0 | 0 | 0 | 0 | 0 | 0 | 0 | 0 | 0 | 0 | 0 | 0
1289 | 3361 | 2018 | CA | Mission College Blvd. Fuel Cell | 62697 | NTL3B | 0 | OP | FC | NG | 2.6 | 0 | 0 | 0 | Distributed from 923 Generation And Fuel | 2017 |  | 0 | 0 | 0 | 0 | 0 | 0 | 0 | 0 | 0 | 0 | 0 | 2.6 | 0 | 0 | 0 | 0 | 0 | 0 | 0 | 0 | 0 | 0 | 0 | 0 | 0 | 0 | 0 | 0 | 0 | 0
1290 | 3364 | 2018 | CA | Mission Solar LLC | 59267 | PV9 | 0 | OP | PV | SUN | 1.5 | 0.208 | 2731 | 1486 | Distributed from 923 Generation And Fuel | 2014 |  | 0 | 0 | 0 | 0 | 0 | 0 | 0 | 0 | 0 | 0 | 0 | 0 | 0 | 0 | 0 | 0 | 0 | 0 | 0 | 0 | 0 | 0 | 0 | 1.5 | 0 | 0 | 0 | 0 | 0 | 0
1291 | 3365 | 2018 | CA | Mitchell Solar, LLC | 59411 | SNL18 | 0 | OP | PV | SUN | 1.5 | 0.3 | 3943 | 2146 | Distributed from 923 Generation And Fuel | 2014 |  | 0 | 0 | 0 | 0 | 0 | 0 | 0 | 0 | 0 | 0 | 0 | 0 | 0 | 0 | 0 | 0 | 0 | 0 | 0 | 0 | 0 | 0 | 0 | 1.5 | 0 | 0 | 0 | 0 | 0 | 0
1292 | 3366 | 2018 | CA | MM Lopez Energy | 55161 | UNT1 | 0 | OP | IC | LFG | 3 | 0.771 | 20263 | 8403 | Distributed from 923 Generation And Fuel | 1998 |  | 0 | 0 | 0 | 0 | 0 | 0 | 0 | 3 | 0 | 0 | 0 | 0 | 0 | 0 | 0 | 0 | 0 | 0 | 0 | 0 | 0 | 0 | 0 | 0 | 0 | 0 | 0 | 0 | 0 | 0
1293 | 3368 | 2018 | CA | MM San Diego-Miramar | 55094 | UNT1 | 0 | OP | IC | LFG | 1.6 | 0.907 | 12708.75 | 5270 | Distributed from 923 Generation And Fuel | 1997 |  | 0 | 0 | 0 | 0 | 0 | 0 | 0 | 1.6 | 0 | 0 | 0 | 0 | 0 | 0 | 0 | 0 | 0 | 0 | 0 | 0 | 0 | 0 | 0 | 0 | 0 | 0 | 0 | 0 | 0 | 0
1294 | 3369 | 2018 | CA | MM San Diego-Miramar | 55094 | UNT2 | 0 | OP | IC | LFG | 1.6 | 0.907 | 12708.75 | 5270 | Distributed from 923 Generation And Fuel | 1997 |  | 0 | 0 | 0 | 0 | 0 | 0 | 0 | 1.6 | 0 | 0 | 0 | 0 | 0 | 0 | 0 | 0 | 0 | 0 | 0 | 0 | 0 | 0 | 0 | 0 | 0 | 0 | 0 | 0 | 0 | 0
1295 | 3370 | 2018 | CA | MM San Diego-Miramar | 55094 | UNT3 | 0 | OP | IC | LFG | 1.6 | 0.907 | 12708.75 | 5270 | Distributed from 923 Generation And Fuel | 1997 |  | 0 | 0 | 0 | 0 | 0 | 0 | 0 | 1.6 | 0 | 0 | 0 | 0 | 0 | 0 | 0 | 0 | 0 | 0 | 0 | 0 | 0 | 0 | 0 | 0 | 0 | 0 | 0 | 0 | 0 | 0
1296 | 3371 | 2018 | CA | MM San Diego-Miramar | 55094 | UNT4 | 0 | OP | IC | LFG | 1.6 | 0.907 | 12708.75 | 5270 | Distributed from 923 Generation And Fuel | 1997 |  | 0 | 0 | 0 | 0 | 0 | 0 | 0 | 1.6 | 0 | 0 | 0 | 0 | 0 | 0 | 0 | 0 | 0 | 0 | 0 | 0 | 0 | 0 | 0 | 0 | 0 | 0 | 0 | 0 | 0 | 0
1297 | 3372 | 2018 | CA | MM San Diego-North City | 55602 | UNT1 | 0 | OP | IC | LFG | 0.9 | 0.919 | 7243.5 | 3003.75 | Distributed from 923 Generation And Fuel | 1999 |  | 0 | 0 | 0 | 0 | 0 | 0 | 0 | 0.9 | 0 | 0 | 0 | 0 | 0 | 0 | 0 | 0 | 0 | 0 | 0 | 0 | 0 | 0 | 0 | 0 | 0 | 0 | 0 | 0 | 0 | 0
1298 | 3373 | 2018 | CA | MM San Diego-North City | 55602 | UNT2 | 0 | OP | IC | LFG | 0.9 | 0.919 | 7243.5 | 3003.75 | Distributed from 923 Generation And Fuel | 1999 |  | 0 | 0 | 0 | 0 | 0 | 0 | 0 | 0.9 | 0 | 0 | 0 | 0 | 0 | 0 | 0 | 0 | 0 | 0 | 0 | 0 | 0 | 0 | 0 | 0 | 0 | 0 | 0 | 0 | 0 | 0
1299 | 3374 | 2018 | CA | MM San Diego-North City | 55602 | UNT3 | 0 | OP | IC | LFG | 0.9 | 0.919 | 7243.5 | 3003.75 | Distributed from 923 Generation And Fuel | 1999 |  | 0 | 0 | 0 | 0 | 0 | 0 | 0 | 0.9 | 0 | 0 | 0 | 0 | 0 | 0 | 0 | 0 | 0 | 0 | 0 | 0 | 0 | 0 | 0 | 0 | 0 | 0 | 0 | 0 | 0 | 0
1300 | 3375 | 2018 | CA | MM San Diego-North City | 55602 | UNT4 | 0 | OP | IC | LFG | 0.9 | 0.919 | 7243.5 | 3003.75 | Distributed from 923 Generation And Fuel | 1999 |  | 0 | 0 | 0 | 0 | 0 | 0 | 0 | 0.9 | 0 | 0 | 0 | 0 | 0 | 0 | 0 | 0 | 0 | 0 | 0 | 0 | 0 | 0 | 0 | 0 | 0 | 0 | 0 | 0 | 0 | 0
1301 | 3378 | 2018 | CA | MM West Covina | 54015 | GEN2 | 0 | OP | ST | LFG | 6.8 | 0.741 | 44143 | 18305.375 | EIA-923 Generator File | 1993 |  | 0 | 0 | 0 | 0 | 0 | 0 | 0 | 6.8 | 0 | 0 | 0 | 0 | 0 | 0 | 0 | 0 | 0 | 0 | 0 | 0 | 0 | 0 | 0 | 0 | 0 | 0 | 0 | 0 | 0 | 0
1302 | 3380 | 2018 | CA | MM Yolo Power | 54567 | 1 | 0 | OP | IC | LFG | 0.6 | 0.74 | 3889.5 | 1612.929 | Distributed from 923 Generation And Fuel | 1990 |  | 0 | 0 | 0 | 0 | 0 | 0 | 0 | 0.6 | 0 | 0 | 0 | 0 | 0 | 0 | 0 | 0 | 0 | 0 | 0 | 0 | 0 | 0 | 0 | 0 | 0 | 0 | 0 | 0 | 0 | 0
1303 | 3381 | 2018 | CA | MM Yolo Power | 54567 | 2 | 0 | OP | IC | LFG | 0.6 | 0.74 | 3889.5 | 1612.929 | Distributed from 923 Generation And Fuel | 1990 |  | 0 | 0 | 0 | 0 | 0 | 0 | 0 | 0.6 | 0 | 0 | 0 | 0 | 0 | 0 | 0 | 0 | 0 | 0 | 0 | 0 | 0 | 0 | 0 | 0 | 0 | 0 | 0 | 0 | 0 | 0
1304 | 3383 | 2018 | CA | MM Yolo Power | 54567 | 4 | 0 | OP | IC | LFG | 0.6 | 0.74 | 3889.5 | 1612.929 | Distributed from 923 Generation And Fuel | 1993 |  | 0 | 0 | 0 | 0 | 0 | 0 | 0 | 0.6 | 0 | 0 | 0 | 0 | 0 | 0 | 0 | 0 | 0 | 0 | 0 | 0 | 0 | 0 | 0 | 0 | 0 | 0 | 0 | 0 | 0 | 0
1305 | 3384 | 2018 | CA | MM Yolo Power | 54567 | 5 | 0 | OP | IC | LFG | 0.4 | 0.74 | 2593 | 1075.286 | Distributed from 923 Generation And Fuel | 1998 |  | 0 | 0 | 0 | 0 | 0 | 0 | 0 | 0.4 | 0 | 0 | 0 | 0 | 0 | 0 | 0 | 0 | 0 | 0 | 0 | 0 | 0 | 0 | 0 | 0 | 0 | 0 | 0 | 0 | 0 | 0
1306 | 3388 | 2018 | CA | Moccasin | 381 | 1 | 0 | OP | HY | WAT | 50 | 0.377 | 165128.5 | 76831.5 | Distributed from 923 Generation And Fuel | 1969 |  | 0 | 0 | 0 | 0 | 0 | 0 | 0 | 0 | 0 | 0 | 0 | 0 | 0 | 0 | 0 | 0 | 0 | 0 | 0 | 0 | 0 | 0 | 0 | 0 | 50 | 0 | 0 | 0 | 0 | 0
1307 | 3389 | 2018 | CA | Moccasin | 381 | 2 | 0 | OP | HY | WAT | 50 | 0.377 | 165128.5 | 76831.5 | Distributed from 923 Generation And Fuel | 1969 |  | 0 | 0 | 0 | 0 | 0 | 0 | 0 | 0 | 0 | 0 | 0 | 0 | 0 | 0 | 0 | 0 | 0 | 0 | 0 | 0 | 0 | 0 | 0 | 0 | 50 | 0 | 0 | 0 | 0 | 0
1308 | 3390 | 2018 | CA | Moccasin Low Head Hydro Project | 751 | 1 | 0 | OP | HY | WAT | 2.9 | 0 | 0 | 0 | Distributed from 923 Generation And Fuel | 1987 |  | 0 | 0 | 0 | 0 | 0 | 0 | 0 | 0 | 0 | 0 | 0 | 0 | 0 | 0 | 0 | 0 | 0 | 0 | 0 | 0 | 0 | 0 | 0 | 0 | 2.9 | 0 | 0 | 0 | 0 | 0
1309 | 3391 | 2018 | CA | Mojave 16 | 50821 | GEN1 | 0 | OP | WT | WND | 48 | 0.149 | 62516 | 36507 | Distributed from 923 Generation And Fuel | 1989 |  | 0 | 0 | 0 | 0 | 0 | 0 | 0 | 0 | 0 | 0 | 0 | 0 | 0 | 0 | 0 | 0 | 0 | 0 | 0 | 0 | 0 | 0 | 0 | 0 | 0 | 0 | 0 | 0 | 0 | 48
1310 | 3392 | 2018 | CA | Mojave 18 | 50823 | GEN1 | 0 | OP | WT | WND | 40.5 | 0.164 | 58346 | 34072 | Distributed from 923 Generation And Fuel | 1989 |  | 0 | 0 | 0 | 0 | 0 | 0 | 0 | 0 | 0 | 0 | 0 | 0 | 0 | 0 | 0 | 0 | 0 | 0 | 0 | 0 | 0 | 0 | 0 | 0 | 0 | 0 | 0 | 0 | 0 | 40.5
1311 | 3393 | 2018 | CA | Mojave 3 | 52143 | GEN1 | 0 | OP | WT | WND | 23.5 | 0.288 | 59211 | 34577 | Distributed from 923 Generation And Fuel | 1990 |  | 0 | 0 | 0 | 0 | 0 | 0 | 0 | 0 | 0 | 0 | 0 | 0 | 0 | 0 | 0 | 0 | 0 | 0 | 0 | 0 | 0 | 0 | 0 | 0 | 0 | 0 | 0 | 0 | 0 | 23.5
1312 | 3394 | 2018 | CA | Mojave 4 | 52142 | GEN1 | 0 | OP | WT | WND | 29 | 0.248 | 62891 | 36726 | Distributed from 923 Generation And Fuel | 1990 |  | 0 | 0 | 0 | 0 | 0 | 0 | 0 | 0 | 0 | 0 | 0 | 0 | 0 | 0 | 0 | 0 | 0 | 0 | 0 | 0 | 0 | 0 | 0 | 0 | 0 | 0 | 0 | 0 | 0 | 29
1313 | 3395 | 2018 | CA | Mojave 5 | 52144 | GEN1 | 0 | OP | WT | WND | 22.5 | 0.282 | 55605 | 32471 | Distributed from 923 Generation And Fuel | 1990 |  | 0 | 0 | 0 | 0 | 0 | 0 | 0 | 0 | 0 | 0 | 0 | 0 | 0 | 0 | 0 | 0 | 0 | 0 | 0 | 0 | 0 | 0 | 0 | 0 | 0 | 0 | 0 | 0 | 0 | 22.5
1314 | 3396 | 2018 | CA | Mojave Siphon | 7072 | 1 | 0 | OP | HY | WAT | 10.9 | 0.149 | 14269 | 7641.667 | Distributed from 923 Generation And Fuel | 1996 |  | 0 | 0 | 0 | 0 | 0 | 0 | 0 | 0 | 0 | 0 | 0 | 0 | 0 | 0 | 0 | 0 | 0 | 0 | 0 | 0 | 0 | 0 | 0 | 0 | 10.9 | 0 | 0 | 0 | 0 | 0
1315 | 3397 | 2018 | CA | Mojave Siphon | 7072 | 2 | 0 | OP | HY | WAT | 10.9 | 0.149 | 14269 | 7641.667 | Distributed from 923 Generation And Fuel | 1996 |  | 0 | 0 | 0 | 0 | 0 | 0 | 0 | 0 | 0 | 0 | 0 | 0 | 0 | 0 | 0 | 0 | 0 | 0 | 0 | 0 | 0 | 0 | 0 | 0 | 10.9 | 0 | 0 | 0 | 0 | 0
1316 | 3398 | 2018 | CA | Mojave Siphon | 7072 | 3 | 0 | OP | HY | WAT | 10.9 | 0.149 | 14269 | 7641.667 | Distributed from 923 Generation And Fuel | 1996 |  | 0 | 0 | 0 | 0 | 0 | 0 | 0 | 0 | 0 | 0 | 0 | 0 | 0 | 0 | 0 | 0 | 0 | 0 | 0 | 0 | 0 | 0 | 0 | 0 | 10.9 | 0 | 0 | 0 | 0 | 0
1317 | 3399 | 2018 | CA | Mojave Solar Project | 57331 | MSP1 | 1 | OP | ST | SUN | 140 | 0.247 | 302590 | 189987.5 | Distributed from 923 Generation And Fuel | 2014 |  | 0 | 0 | 0 | 0 | 0 | 0 | 0 | 0 | 0 | 0 | 0 | 0 | 0 | 0 | 0 | 0 | 0 | 0 | 0 | 0 | 0 | 0 | 0 | 140 | 0 | 0 | 0 | 0 | 0 | 0
1318 | 3400 | 2018 | CA | Mojave Solar Project | 57331 | MSP2 | 1 | OP | ST | SUN | 140 | 0.247 | 302590 | 189987.5 | Distributed from 923 Generation And Fuel | 2014 |  | 0 | 0 | 0 | 0 | 0 | 0 | 0 | 0 | 0 | 0 | 0 | 0 | 0 | 0 | 0 | 0 | 0 | 0 | 0 | 0 | 0 | 0 | 0 | 140 | 0 | 0 | 0 | 0 | 0 | 0
1319 | 3401 | 2018 | CA | Monterey One Water | 54951 | EG1 | 0 | OP | IC | OBG | 0.6 | 0.552 | 2902 | 1234 | Distributed from 923 Generation And Fuel | 1988 |  | 0 | 0 | 0 | 0 | 0 | 0 | 0 | 0 | 0 | 0 | 0 | 0 | 0 | 0.6 | 0 | 0 | 0 | 0 | 0 | 0 | 0 | 0 | 0 | 0 | 0 | 0 | 0 | 0 | 0 | 0
1320 | 3402 | 2018 | CA | Monterey One Water | 54951 | EG2 | 0 | OP | IC | OBG | 0.6 | 0.552 | 2902 | 1234 | Distributed from 923 Generation And Fuel | 1988 |  | 0 | 0 | 0 | 0 | 0 | 0 | 0 | 0 | 0 | 0 | 0 | 0 | 0 | 0.6 | 0 | 0 | 0 | 0 | 0 | 0 | 0 | 0 | 0 | 0 | 0 | 0 | 0 | 0 | 0 | 0
1321 | 3403 | 2018 | CA | Monterey One Water | 54951 | EG3 | 0 | OP | IC | OBG | 0.6 | 0.552 | 2902 | 1234 | Distributed from 923 Generation And Fuel | 1988 |  | 0 | 0 | 0 | 0 | 0 | 0 | 0 | 0 | 0 | 0 | 0 | 0 | 0 | 0.6 | 0 | 0 | 0 | 0 | 0 | 0 | 0 | 0 | 0 | 0 | 0 | 0 | 0 | 0 | 0 | 0
1322 | 3404 | 2018 | CA | Monterey Regional Water Pollution Contro | 58633 | 1 | 0 | OP | PV | SUN | 1 | 0.159 | 1390 | 756 | Distributed from 923 Generation And Fuel | 2010 |  | 0 | 0 | 0 | 0 | 0 | 0 | 0 | 0 | 0 | 0 | 0 | 0 | 0 | 0 | 0 | 0 | 0 | 0 | 0 | 0 | 0 | 0 | 0 | 1 | 0 | 0 | 0 | 0 | 0 | 0
1323 | 3405 | 2018 | CA | Montezuma Wind II | 57701 | 1 | 0 | OP | WT | WND | 78.2 | 0.322 | 220285 | 128637 | Distributed from 923 Generation And Fuel | 2012 |  | 0 | 0 | 0 | 0 | 0 | 0 | 0 | 0 | 0 | 0 | 0 | 0 | 0 | 0 | 0 | 0 | 0 | 0 | 0 | 0 | 0 | 0 | 0 | 0 | 0 | 0 | 0 | 0 | 0 | 78.2
1324 | 3406 | 2018 | CA | Montgomery Creek Hydro | 55009 | GEN1 | 0 | OP | HY | WAT | 2.6 | 0.279 | 6352 | 3402 | Distributed from 923 Generation And Fuel | 1987 |  | 0 | 0 | 0 | 0 | 0 | 0 | 0 | 0 | 0 | 0 | 0 | 0 | 0 | 0 | 0 | 0 | 0 | 0 | 0 | 0 | 0 | 0 | 0 | 0 | 2.6 | 0 | 0 | 0 | 0 | 0
1325 | 3407 | 2018 | CA | Monticello Dam | 7646 | 1 | 0 | OP | HY | WAT | 5 | 0.327 | 14310 | 7663.478 | Distributed from 923 Generation And Fuel | 1983 |  | 0 | 0 | 0 | 0 | 0 | 0 | 0 | 0 | 0 | 0 | 0 | 0 | 0 | 0 | 0 | 0 | 0 | 0 | 0 | 0 | 0 | 0 | 0 | 0 | 5 | 0 | 0 | 0 | 0 | 0
1326 | 3408 | 2018 | CA | Monticello Dam | 7646 | 2 | 0 | OP | HY | WAT | 5 | 0.327 | 14310 | 7663.478 | Distributed from 923 Generation And Fuel | 1983 |  | 0 | 0 | 0 | 0 | 0 | 0 | 0 | 0 | 0 | 0 | 0 | 0 | 0 | 0 | 0 | 0 | 0 | 0 | 0 | 0 | 0 | 0 | 0 | 0 | 5 | 0 | 0 | 0 | 0 | 0
1327 | 3409 | 2018 | CA | Monticello Dam | 7646 | 3 | 0 | OP | HY | WAT | 1.5 | 0.327 | 4293 | 2299.043 | Distributed from 923 Generation And Fuel | 1983 |  | 0 | 0 | 0 | 0 | 0 | 0 | 0 | 0 | 0 | 0 | 0 | 0 | 0 | 0 | 0 | 0 | 0 | 0 | 0 | 0 | 0 | 0 | 0 | 0 | 1.5 | 0 | 0 | 0 | 0 | 0
1328 | 3410 | 2018 | CA | Morelos del Sol | 60007 | MORLS | 0 | OP | PV | SUN | 15 | 0.295 | 38754 | 21089 | Distributed from 923 Generation And Fuel | 2015 |  | 0 | 0 | 0 | 0 | 0 | 0 | 0 | 0 | 0 | 0 | 0 | 0 | 0 | 0 | 0 | 0 | 0 | 0 | 0 | 0 | 0 | 0 | 0 | 15 | 0 | 0 | 0 | 0 | 0 | 0
1329 | 3411 | 2018 | CA | Morgan Lancaster 1 | 59942 | ML1 | 0 | OP | PV | SUN | 1.5 | 0.29 | 3813 | 2075 | Distributed from 923 Generation And Fuel | 2015 |  | 0 | 0 | 0 | 0 | 0 | 0 | 0 | 0 | 0 | 0 | 0 | 0 | 0 | 0 | 0 | 0 | 0 | 0 | 0 | 0 | 0 | 0 | 0 | 1.5 | 0 | 0 | 0 | 0 | 0 | 0
1330 | 3413 | 2018 | CA | Mount Signal Solar Farm V | 61202 | MTSG3 | 0 | OP | PV | SUN | 252.3 | 0.036 | 79767 | 0 | Distributed from 923 Generation And Fuel | 2018 |  | 0 | 0 | 0 | 0 | 0 | 0 | 0 | 0 | 0 | 0 | 0 | 0 | 0 | 0 | 0 | 0 | 0 | 0 | 0 | 0 | 0 | 0 | 0 | 252.3 | 0 | 0 | 0 | 0 | 0 | 0
1331 | 3414 | 2018 | CA | Mountain View I&2 | 55719 | GEN2 | 0 | OP | WT | WND | 22.2 | 0.338 | 65828.333 | 38441 | Distributed from 923 Generation And Fuel | 2001 |  | 0 | 0 | 0 | 0 | 0 | 0 | 0 | 0 | 0 | 0 | 0 | 0 | 0 | 0 | 0 | 0 | 0 | 0 | 0 | 0 | 0 | 0 | 0 | 0 | 0 | 0 | 0 | 0 | 0 | 22.2
1332 | 3415 | 2018 | CA | Mountain View I&2 | 55719 | GENI | 0 | OP | WT | WND | 44.4 | 0.338 | 131656.667 | 76882 | Distributed from 923 Generation And Fuel | 2001 |  | 0 | 0 | 0 | 0 | 0 | 0 | 0 | 0 | 0 | 0 | 0 | 0 | 0 | 0 | 0 | 0 | 0 | 0 | 0 | 0 | 0 | 0 | 0 | 0 | 0 | 0 | 0 | 0 | 0 | 44.4
1333 | 3416 | 2018 | CA | Mountain View III | 56112 | V47 | 0 | OP | WT | WND | 22.4 | 0.351 | 68955 | 40267 | Distributed from 923 Generation And Fuel | 2003 |  | 0 | 0 | 0 | 0 | 0 | 0 | 0 | 0 | 0 | 0 | 0 | 0 | 0 | 0 | 0 | 0 | 0 | 0 | 0 | 0 | 0 | 0 | 0 | 0 | 0 | 0 | 0 | 0 | 0 | 22.4
1334 | 3417 | 2018 | CA | Mountain View IV | 57459 | 1 | 0 | OP | WT | WND | 49 | 0.4 | 171876 | 100368 | Distributed from 923 Generation And Fuel | 2012 |  | 0 | 0 | 0 | 0 | 0 | 0 | 0 | 0 | 0 | 0 | 0 | 0 | 0 | 0 | 0 | 0 | 0 | 0 | 0 | 0 | 0 | 0 | 0 | 0 | 0 | 0 | 0 | 0 | 0 | 49
1335 | 3418 | 2018 | CA | Mountainview Generating Station | 358 | MV3A | 0 | OP | CT | NG | 164.6 | 0.228 | 329345.07 | 130801.59 | EIA-923 Generator File | 2005 |  | 0 | 0 | 0 | 0 | 0 | 0 | 0 | 0 | 0 | 0 | 0 | 164.6 | 0 | 0 | 0 | 0 | 0 | 0 | 0 | 0 | 0 | 0 | 0 | 0 | 0 | 0 | 0 | 0 | 0 | 0
1336 | 3419 | 2018 | CA | Mountainview Generating Station | 358 | MV3B | 0 | OP | CT | NG | 164.6 | 0.166 | 239283.48 | 82676.01 | EIA-923 Generator File | 2005 |  | 0 | 0 | 0 | 0 | 0 | 0 | 0 | 0 | 0 | 0 | 0 | 164.6 | 0 | 0 | 0 | 0 | 0 | 0 | 0 | 0 | 0 | 0 | 0 | 0 | 0 | 0 | 0 | 0 | 0 | 0
1337 | 3420 | 2018 | CA | Mountainview Generating Station | 358 | MV3C | 2 | OP | CA | NG | 189.2 | 0.195 | 323623.04 | 128720.94 | EIA-923 Generator File | 2005 |  | 0 | 0 | 0 | 0 | 0 | 0 | 0 | 0 | 0 | 0 | 0 | 189.2 | 0 | 0 | 0 | 0 | 0 | 0 | 0 | 0 | 0 | 0 | 0 | 0 | 0 | 0 | 0 | 0 | 0 | 0
1338 | 3421 | 2018 | CA | Mountainview Generating Station | 358 | MV4A | 0 | OP | CT | NG | 164.6 | 0.287 | 413874.75 | 164673.99 | EIA-923 Generator File | 2006 |  | 0 | 0 | 0 | 0 | 0 | 0 | 0 | 0 | 0 | 0 | 0 | 164.6 | 0 | 0 | 0 | 0 | 0 | 0 | 0 | 0 | 0 | 0 | 0 | 0 | 0 | 0 | 0 | 0 | 0 | 0
1339 | 3422 | 2018 | CA | Mountainview Generating Station | 358 | MV4B | 0 | OP | CT | NG | 164.6 | 0.236 | 340496.19 | 121719.48 | EIA-923 Generator File | 2006 |  | 0 | 0 | 0 | 0 | 0 | 0 | 0 | 0 | 0 | 0 | 0 | 164.6 | 0 | 0 | 0 | 0 | 0 | 0 | 0 | 0 | 0 | 0 | 0 | 0 | 0 | 0 | 0 | 0 | 0 | 0
1340 | 3423 | 2018 | CA | Mountainview Generating Station | 358 | MV4C | 2 | OP | CA | NG | 189.2 | 0.269 | 445252.31 | 175225.65 | EIA-923 Generator File | 2006 |  | 0 | 0 | 0 | 0 | 0 | 0 | 0 | 0 | 0 | 0 | 0 | 189.2 | 0 | 0 | 0 | 0 | 0 | 0 | 0 | 0 | 0 | 0 | 0 | 0 | 0 | 0 | 0 | 0 | 0 | 0
1341 | 3426 | 2018 | CA | Mt Poso Cogeneration | 54626 | TG01 | 1 | OP | ST | WDS | 62 | 0.47 | 255054 | 127689 | EIA-923 Generator File | 1989 |  | 0 | 0 | 0 | 0 | 0 | 0 | 0 | 0 | 0 | 0 | 0 | 0 | 0 | 0 | 0 | 0 | 0 | 0 | 0 | 0 | 0 | 0 | 0 | 0 | 0 | 0 | 0 | 62 | 0 | 0
1342 | 3427 | 2018 | CA | Muck Valley Hydroelectric | 10458 | GEN1 | 0 | OP | HY | WAT | 29.9 | 0.183 | 47996 | 25704 | Distributed from 923 Generation And Fuel | 1988 |  | 0 | 0 | 0 | 0 | 0 | 0 | 0 | 0 | 0 | 0 | 0 | 0 | 0 | 0 | 0 | 0 | 0 | 0 | 0 | 0 | 0 | 0 | 0 | 0 | 29.9 | 0 | 0 | 0 | 0 | 0
1343 | 3428 | 2018 | CA | Municipal Cogen Plant | 50674 | GEN1A | 0 | OP | IC | NG | 1.2 | 0.42 | 4410 | 1827 | Distributed from 923 Generation And Fuel | 2015 |  | 0 | 0 | 0 | 0 | 0 | 0 | 0 | 0 | 0 | 0 | 0 | 1.2 | 0 | 0 | 0 | 0 | 0 | 0 | 0 | 0 | 0 | 0 | 0 | 0 | 0 | 0 | 0 | 0 | 0 | 0
1344 | 3431 | 2018 | CA | Munro Valley Solar | 60412 | MUN | 0 | OP | PV | SUN | 4 | 0.302 | 10596 | 5766 | Distributed from 923 Generation And Fuel | 2016 |  | 0 | 0 | 0 | 0 | 0 | 0 | 0 | 0 | 0 | 0 | 0 | 0 | 0 | 0 | 0 | 0 | 0 | 0 | 0 | 0 | 0 | 0 | 0 | 4 | 0 | 0 | 0 | 0 | 0 | 0
1345 | 3432 | 2018 | CA | Murphys | 261 | 1 | 0 | OP | HY | WAT | 3.6 | 0.45 | 14187 | 7598 | Distributed from 923 Generation And Fuel | 1954 |  | 0 | 0 | 0 | 0 | 0 | 0 | 0 | 0 | 0 | 0 | 0 | 0 | 0 | 0 | 0 | 0 | 0 | 0 | 0 | 0 | 0 | 0 | 0 | 0 | 3.6 | 0 | 0 | 0 | 0 | 0
1346 | 3433 | 2018 | CA | Mustang Hills LLC | 57833 | AW06 | 0 | OP | WT | WND | 150 | 0.231 | 303482 | 177221 | Distributed from 923 Generation And Fuel | 2012 |  | 0 | 0 | 0 | 0 | 0 | 0 | 0 | 0 | 0 | 0 | 0 | 0 | 0 | 0 | 0 | 0 | 0 | 0 | 0 | 0 | 0 | 0 | 0 | 0 | 0 | 0 | 0 | 0 | 0 | 150
1347 | 3436 | 2018 | CA | Nacimiento Hydro Project | 50352 | 1 | 0 | OP | HY | WAT | 4 | 0.21 | 7370 | 3947.273 | Distributed from 923 Generation And Fuel | 1987 |  | 0 | 0 | 0 | 0 | 0 | 0 | 0 | 0 | 0 | 0 | 0 | 0 | 0 | 0 | 0 | 0 | 0 | 0 | 0 | 0 | 0 | 0 | 0 | 0 | 4 | 0 | 0 | 0 | 0 | 0
1348 | 3437 | 2018 | CA | Nacimiento Hydro Project | 50352 | 2 | 0 | OP | HY | WAT | 0.4 | 0.21 | 737 | 394.727 | Distributed from 923 Generation And Fuel | 1987 |  | 0 | 0 | 0 | 0 | 0 | 0 | 0 | 0 | 0 | 0 | 0 | 0 | 0 | 0 | 0 | 0 | 0 | 0 | 0 | 0 | 0 | 0 | 0 | 0 | 0.4 | 0 | 0 | 0 | 0 | 0
1349 | 3438 | 2018 | CA | Narrows 2 | 455 | 1 | 0 | OP | HY | WAT | 46.7 | 0.468 | 191540 | 102577 | Distributed from 923 Generation And Fuel | 1969 |  | 0 | 0 | 0 | 0 | 0 | 0 | 0 | 0 | 0 | 0 | 0 | 0 | 0 | 0 | 0 | 0 | 0 | 0 | 0 | 0 | 0 | 0 | 0 | 0 | 46.7 | 0 | 0 | 0 | 0 | 0
1350 | 3439 | 2018 | CA | Narrows PH | 262 | 1 | 0 | OP | HY | WAT | 10.2 | 0.256 | 22883 | 12255 | Distributed from 923 Generation And Fuel | 1942 |  | 0 | 0 | 0 | 0 | 0 | 0 | 0 | 0 | 0 | 0 | 0 | 0 | 0 | 0 | 0 | 0 | 0 | 0 | 0 | 0 | 0 | 0 | 0 | 0 | 10.2 | 0 | 0 | 0 | 0 | 0
1351 | 3440 | 2018 | CA | National Raisin | 61894 | CR1 | 0 | OP | PV | SUN | 1 | 0.205 | 1800 | 979.655 | Distributed from 923 Generation And Fuel | 2015 |  | 0 | 0 | 0 | 0 | 0 | 0 | 0 | 0 | 0 | 0 | 0 | 0 | 0 | 0 | 0 | 0 | 0 | 0 | 0 | 0 | 0 | 0 | 0 | 1 | 0 | 0 | 0 | 0 | 0 | 0
1352 | 3441 | 2018 | CA | National Raisin | 61894 | CR2 | 0 | OP | PV | SUN | 1 | 0.205 | 1800 | 979.655 | Distributed from 923 Generation And Fuel | 2015 |  | 0 | 0 | 0 | 0 | 0 | 0 | 0 | 0 | 0 | 0 | 0 | 0 | 0 | 0 | 0 | 0 | 0 | 0 | 0 | 0 | 0 | 0 | 0 | 1 | 0 | 0 | 0 | 0 | 0 | 0
1353 | 3442 | 2018 | CA | National Raisin | 61894 | CR3 | 0 | OP | PV | SUN | 0.6 | 0.205 | 1080 | 587.793 | Distributed from 923 Generation And Fuel | 2015 |  | 0 | 0 | 0 | 0 | 0 | 0 | 0 | 0 | 0 | 0 | 0 | 0 | 0 | 0 | 0 | 0 | 0 | 0 | 0 | 0 | 0 | 0 | 0 | 0.6 | 0 | 0 | 0 | 0 | 0 | 0
1354 | 3443 | 2018 | CA | National Raisin | 61894 | CR4 | 0 | OP | PV | SUN | 0.3 | 0.205 | 540 | 293.897 | Distributed from 923 Generation And Fuel | 2015 |  | 0 | 0 | 0 | 0 | 0 | 0 | 0 | 0 | 0 | 0 | 0 | 0 | 0 | 0 | 0 | 0 | 0 | 0 | 0 | 0 | 0 | 0 | 0 | 0.3 | 0 | 0 | 0 | 0 | 0 | 0
1355 | 3444 | 2018 | CA | Navajo Solar Power Generation Station 1 LLC | 58610 | NSP1 | 0 | OP | PV | SUN | 1.5 | 0.302 | 3965 | 2158 | Distributed from 923 Generation And Fuel | 2013 |  | 0 | 0 | 0 | 0 | 0 | 0 | 0 | 0 | 0 | 0 | 0 | 0 | 0 | 0 | 0 | 0 | 0 | 0 | 0 | 0 | 0 | 0 | 0 | 1.5 | 0 | 0 | 0 | 0 | 0 | 0
1356 | 3445 | 2018 | CA | Naval Air Weapons Station China Lake | 57764 | 1 | 0 | OP | PV | SUN | 11.1 | 0.276 | 26825 | 14598 | Distributed from 923 Generation And Fuel | 2012 |  | 0 | 0 | 0 | 0 | 0 | 0 | 0 | 0 | 0 | 0 | 0 | 0 | 0 | 0 | 0 | 0 | 0 | 0 | 0 | 0 | 0 | 0 | 0 | 11.1 | 0 | 0 | 0 | 0 | 0 | 0
1357 | 3446 | 2018 | CA | Naval Hospital Medical Center | 50963 | 4TG | 0 | OP | GT | NG | 5.3 | 0.503 | 23370 | 8932 | Distributed from 923 Generation And Fuel | 2003 |  | 0 | 0 | 0 | 0 | 0 | 0 | 0 | 0 | 0 | 0 | 0 | 5.3 | 0 | 0 | 0 | 0 | 0 | 0 | 0 | 0 | 0 | 0 | 0 | 0 | 0 | 0 | 0 | 0 | 0 | 0
1358 | 3456 | 2018 | CA | Nelson Creek | 50223 | 1296 | 0 | OP | HY | WAT | 1.2 | 0.094 | 986 | 528 | Distributed from 923 Generation And Fuel | 1989 |  | 0 | 0 | 0 | 0 | 0 | 0 | 0 | 0 | 0 | 0 | 0 | 0 | 0 | 0 | 0 | 0 | 0 | 0 | 0 | 0 | 0 | 0 | 0 | 0 | 1.2 | 0 | 0 | 0 | 0 | 0
1359 | 3457 | 2018 | CA | New Hogan Power Plant | 50755 | GEN1 | 0 | OP | HY | WAT | 2 | 0.261 | 4566 | 2445.333 | Distributed from 923 Generation And Fuel | 1989 |  | 0 | 0 | 0 | 0 | 0 | 0 | 0 | 0 | 0 | 0 | 0 | 0 | 0 | 0 | 0 | 0 | 0 | 0 | 0 | 0 | 0 | 0 | 0 | 0 | 2 | 0 | 0 | 0 | 0 | 0
1360 | 3458 | 2018 | CA | New Hogan Power Plant | 50755 | GEN2 | 0 | OP | HY | WAT | 1 | 0.261 | 2283 | 1222.667 | Distributed from 923 Generation And Fuel | 1989 |  | 0 | 0 | 0 | 0 | 0 | 0 | 0 | 0 | 0 | 0 | 0 | 0 | 0 | 0 | 0 | 0 | 0 | 0 | 0 | 0 | 0 | 0 | 0 | 0 | 1 | 0 | 0 | 0 | 0 | 0
1361 | 3459 | 2018 | CA | New Melones | 6158 | 1 | 0 | OP | HY | WAT | 150 | 0.18 | 236050 | 146563.5 | Distributed from 923 Generation And Fuel | 1979 |  | 0 | 0 | 0 | 0 | 0 | 0 | 0 | 0 | 0 | 0 | 0 | 0 | 0 | 0 | 0 | 0 | 0 | 0 | 0 | 0 | 0 | 0 | 0 | 0 | 150 | 0 | 0 | 0 | 0 | 0
1362 | 3460 | 2018 | CA | New Melones | 6158 | 2 | 0 | OP | HY | WAT | 150 | 0.18 | 236050 | 146563.5 | Distributed from 923 Generation And Fuel | 1979 |  | 0 | 0 | 0 | 0 | 0 | 0 | 0 | 0 | 0 | 0 | 0 | 0 | 0 | 0 | 0 | 0 | 0 | 0 | 0 | 0 | 0 | 0 | 0 | 0 | 150 | 0 | 0 | 0 | 0 | 0
1363 | 3461 | 2018 | CA | Newberry Solar 1 LLC | 58226 | 1 | 0 | OP | PV | SUN | 1.5 | 0.226 | 2974 | 1618 | Distributed from 923 Generation And Fuel | 2013 |  | 0 | 0 | 0 | 0 | 0 | 0 | 0 | 0 | 0 | 0 | 0 | 0 | 0 | 0 | 0 | 0 | 0 | 0 | 0 | 0 | 0 | 0 | 0 | 1.5 | 0 | 0 | 0 | 0 | 0 | 0
1364 | 3462 | 2018 | CA | Newcastle | 632 | 1 | 0 | OP | HY | WAT | 12.7 | 0.099 | 10963 | 5871 | Distributed from 923 Generation And Fuel | 1986 |  | 0 | 0 | 0 | 0 | 0 | 0 | 0 | 0 | 0 | 0 | 0 | 0 | 0 | 0 | 0 | 0 | 0 | 0 | 0 | 0 | 0 | 0 | 0 | 0 | 12.7 | 0 | 0 | 0 | 0 | 0
1365 | 3463 | 2018 | CA | New-Indy Ontario Mill | 10427 | GEN1 | 0 | OP | GT | NG | 34 | 0.387 | 115268.627 | 51397.851 | Distributed from 923 Generation And Fuel | 1985 | 2019 | 0 | 0 | 0 | 0 | 0 | 0 | 0 | 0 | 0 | 0 | 0 | 34 | 0 | 0 | 0 | 0 | 0 | 0 | 0 | 0 | 0 | 0 | 0 | 0 | 0 | 0 | 0 | 0 | 0 | 0
1366 | 3466 | 2018 | CA | NextEra Westside PV | 60981 | WS526 | 0 | OP | PV | SUN | 20 | 0.307 | 53757 | 29254 | Distributed from 923 Generation And Fuel | 2017 |  | 0 | 0 | 0 | 0 | 0 | 0 | 0 | 0 | 0 | 0 | 0 | 0 | 0 | 0 | 0 | 0 | 0 | 0 | 0 | 0 | 0 | 0 | 0 | 20 | 0 | 0 | 0 | 0 | 0 | 0
1367 | 3467 | 2018 | CA | Nickel 1 Solar Facility | 58034 | 1 | 0 | OP | PV | SUN | 1.5 | 0.218 | 2865 | 1559 | Distributed from 923 Generation And Fuel | 2012 |  | 0 | 0 | 0 | 0 | 0 | 0 | 0 | 0 | 0 | 0 | 0 | 0 | 0 | 0 | 0 | 0 | 0 | 0 | 0 | 0 | 0 | 0 | 0 | 1.5 | 0 | 0 | 0 | 0 | 0 | 0
1368 | 3468 | 2018 | CA | Nicolis Solar PV Plant | 59600 | GEN1 | 0 | OP | PV | SUN | 20 | 0.285 | 49884 | 27146 | Distributed from 923 Generation And Fuel | 2016 |  | 0 | 0 | 0 | 0 | 0 | 0 | 0 | 0 | 0 | 0 | 0 | 0 | 0 | 0 | 0 | 0 | 0 | 0 | 0 | 0 | 0 | 0 | 0 | 20 | 0 | 0 | 0 | 0 | 0 | 0
1369 | 3469 | 2018 | CA | Niland Gas Turbine Plant | 56569 | 1 | 0 | OP | GT | NG | 60.5 | 0.066 | 35101.5 | 15466.5 | Distributed from 923 Generation And Fuel | 2008 |  | 0 | 0 | 0 | 0 | 0 | 0 | 0 | 0 | 0 | 0 | 0 | 60.5 | 0 | 0 | 0 | 0 | 0 | 0 | 0 | 0 | 0 | 0 | 0 | 0 | 0 | 0 | 0 | 0 | 0 | 0
1370 | 3470 | 2018 | CA | Niland Gas Turbine Plant | 56569 | 2 | 0 | OP | GT | NG | 60.5 | 0.066 | 35101.5 | 15466.5 | Distributed from 923 Generation And Fuel | 2008 |  | 0 | 0 | 0 | 0 | 0 | 0 | 0 | 0 | 0 | 0 | 0 | 60.5 | 0 | 0 | 0 | 0 | 0 | 0 | 0 | 0 | 0 | 0 | 0 | 0 | 0 | 0 | 0 | 0 | 0 | 0
1371 | 3471 | 2018 | CA | Nimbus | 444 | 1 | 0 | OP | HY | WAT | 6.7 | 0.507 | 29731 | 15922 | Distributed from 923 Generation And Fuel | 1955 |  | 0 | 0 | 0 | 0 | 0 | 0 | 0 | 0 | 0 | 0 | 0 | 0 | 0 | 0 | 0 | 0 | 0 | 0 | 0 | 0 | 0 | 0 | 0 | 0 | 6.7 | 0 | 0 | 0 | 0 | 0
1372 | 3472 | 2018 | CA | Nimbus | 444 | 2 | 0 | OP | HY | WAT | 6.7 | 0.507 | 29731 | 15922 | Distributed from 923 Generation And Fuel | 1955 |  | 0 | 0 | 0 | 0 | 0 | 0 | 0 | 0 | 0 | 0 | 0 | 0 | 0 | 0 | 0 | 0 | 0 | 0 | 0 | 0 | 0 | 0 | 0 | 0 | 6.7 | 0 | 0 | 0 | 0 | 0
1373 | 3473 | 2018 | CA | Nordhoff Place | 59652 | W4162 | 0 | OP | PV | SUN | 1.2 | 0.121 | 1271 | 692 | Distributed from 923 Generation And Fuel | 2014 |  | 0 | 0 | 0 | 0 | 0 | 0 | 0 | 0 | 0 | 0 | 0 | 0 | 0 | 0 | 0 | 0 | 0 | 0 | 0 | 0 | 0 | 0 | 0 | 1.2 | 0 | 0 | 0 | 0 | 0 | 0
1374 | 3474 | 2018 | CA | North Bay Solar 1 | 58748 | NBWT | 0 | OP | PV | SUN | 1 | 0.229 | 2003 | 1090 | Distributed from 923 Generation And Fuel | 2013 |  | 0 | 0 | 0 | 0 | 0 | 0 | 0 | 0 | 0 | 0 | 0 | 0 | 0 | 0 | 0 | 0 | 0 | 0 | 0 | 0 | 0 | 0 | 0 | 1 | 0 | 0 | 0 | 0 | 0 | 0
1375 | 3475 | 2018 | CA | North Brawley Geothermal Plant | 56832 | GE1 | 0 | OP | BT | GEO | 16 | 0.099 | 13917 | 5933.25 | Distributed from 923 Generation And Fuel | 2009 |  | 0 | 0 | 0 | 0 | 0 | 16 | 0 | 0 | 0 | 0 | 0 | 0 | 0 | 0 | 0 | 0 | 0 | 0 | 0 | 0 | 0 | 0 | 0 | 0 | 0 | 0 | 0 | 0 | 0 | 0
1376 | 3476 | 2018 | CA | North Brawley Geothermal Plant | 56832 | GE2 | 0 | OP | BT | GEO | 16 | 0.099 | 13917 | 5933.25 | Distributed from 923 Generation And Fuel | 2009 |  | 0 | 0 | 0 | 0 | 0 | 16 | 0 | 0 | 0 | 0 | 0 | 0 | 0 | 0 | 0 | 0 | 0 | 0 | 0 | 0 | 0 | 0 | 0 | 0 | 0 | 0 | 0 | 0 | 0 | 0
1377 | 3477 | 2018 | CA | North Brawley Geothermal Plant | 56832 | GE3 | 0 | OP | BT | GEO | 16 | 0.099 | 13917 | 5933.25 | Distributed from 923 Generation And Fuel | 2009 |  | 0 | 0 | 0 | 0 | 0 | 16 | 0 | 0 | 0 | 0 | 0 | 0 | 0 | 0 | 0 | 0 | 0 | 0 | 0 | 0 | 0 | 0 | 0 | 0 | 0 | 0 | 0 | 0 | 0 | 0
1378 | 3478 | 2018 | CA | North Brawley Geothermal Plant | 56832 | GE4 | 0 | OP | BT | GEO | 16 | 0.099 | 13917 | 5933.25 | Distributed from 923 Generation And Fuel | 2009 |  | 0 | 0 | 0 | 0 | 0 | 16 | 0 | 0 | 0 | 0 | 0 | 0 | 0 | 0 | 0 | 0 | 0 | 0 | 0 | 0 | 0 | 0 | 0 | 0 | 0 | 0 | 0 | 0 | 0 | 0
1379 | 3479 | 2018 | CA | North City Cogeneration Facility | 60571 | NCEP | 0 | OP | IC | LFG | 1.6 | 0.451 | 6322 | 2622 | Distributed from 923 Generation And Fuel | 2013 |  | 0 | 0 | 0 | 0 | 0 | 0 | 0 | 1.6 | 0 | 0 | 0 | 0 | 0 | 0 | 0 | 0 | 0 | 0 | 0 | 0 | 0 | 0 | 0 | 0 | 0 | 0 | 0 | 0 | 0 | 0
1380 | 3493 | 2018 | CA | North Lancaster Ranch | 59962 | NLR | 0 | OP | PV | SUN | 20 | 0.22 | 38558 | 20983 | Distributed from 923 Generation And Fuel | 2016 |  | 0 | 0 | 0 | 0 | 0 | 0 | 0 | 0 | 0 | 0 | 0 | 0 | 0 | 0 | 0 | 0 | 0 | 0 | 0 | 0 | 0 | 0 | 0 | 20 | 0 | 0 | 0 | 0 | 0 | 0
1381 | 3497 | 2018 | CA | North Palm Springs 1A | 57743 | 1 | 0 | OP | PV | SUN | 2.5 | 0.131 | 2868 | 1561 | Distributed from 923 Generation And Fuel | 2012 |  | 0 | 0 | 0 | 0 | 0 | 0 | 0 | 0 | 0 | 0 | 0 | 0 | 0 | 0 | 0 | 0 | 0 | 0 | 0 | 0 | 0 | 0 | 0 | 2.5 | 0 | 0 | 0 | 0 | 0 | 0
1382 | 3498 | 2018 | CA | North Palm Springs 4A | 57722 | 1 | 0 | OP | PV | SUN | 4 | 0.118 | 4120 | 2242 | Distributed from 923 Generation And Fuel | 2012 |  | 0 | 0 | 0 | 0 | 0 | 0 | 0 | 0 | 0 | 0 | 0 | 0 | 0 | 0 | 0 | 0 | 0 | 0 | 0 | 0 | 0 | 0 | 0 | 4 | 0 | 0 | 0 | 0 | 0 | 0
1383 | 3500 | 2018 | CA | North Sky River Energy LLC | 58154 | GEN1 | 0 | OP | WT | WND | 162 | 0.321 | 455093 | 265755 | Distributed from 923 Generation And Fuel | 2012 |  | 0 | 0 | 0 | 0 | 0 | 0 | 0 | 0 | 0 | 0 | 0 | 0 | 0 | 0 | 0 | 0 | 0 | 0 | 0 | 0 | 0 | 0 | 0 | 0 | 0 | 0 | 0 | 0 | 0 | 162
1384 | 3501 | 2018 | CA | North Star Solar | 58713 | NSTR | 0 | OP | PV | SUN | 62.5 | 0.284 | 155621 | 84687 | Distributed from 923 Generation And Fuel | 2015 |  | 0 | 0 | 0 | 0 | 0 | 0 | 0 | 0 | 0 | 0 | 0 | 0 | 0 | 0 | 0 | 0 | 0 | 0 | 0 | 0 | 0 | 0 | 0 | 62.5 | 0 | 0 | 0 | 0 | 0 | 0
1385 | 3502 | 2018 | CA | Nove Power Plant | 50831 | GEN1 | 0 | OP | IC | LFG | 1 | 0.024 | 206.333 | 85.667 | Distributed from 923 Generation And Fuel | 1985 |  | 0 | 0 | 0 | 0 | 0 | 0 | 0 | 1 | 0 | 0 | 0 | 0 | 0 | 0 | 0 | 0 | 0 | 0 | 0 | 0 | 0 | 0 | 0 | 0 | 0 | 0 | 0 | 0 | 0 | 0
1386 | 3503 | 2018 | CA | Nove Power Plant | 50831 | GEN2 | 0 | OP | IC | LFG | 1 | 0.024 | 206.333 | 85.667 | Distributed from 923 Generation And Fuel | 1987 |  | 0 | 0 | 0 | 0 | 0 | 0 | 0 | 1 | 0 | 0 | 0 | 0 | 0 | 0 | 0 | 0 | 0 | 0 | 0 | 0 | 0 | 0 | 0 | 0 | 0 | 0 | 0 | 0 | 0 | 0
1387 | 3504 | 2018 | CA | Nove Power Plant | 50831 | GEN3 | 0 | OP | IC | LFG | 1 | 0.024 | 206.333 | 85.667 | Distributed from 923 Generation And Fuel | 1985 |  | 0 | 0 | 0 | 0 | 0 | 0 | 0 | 1 | 0 | 0 | 0 | 0 | 0 | 0 | 0 | 0 | 0 | 0 | 0 | 0 | 0 | 0 | 0 | 0 | 0 | 0 | 0 | 0 | 0 | 0
1388 | 3505 | 2018 | CA | NRG Energy San Diego | 54337 | 0001 | 0 | OP | IC | NG | 0.8 | 0.136 | 953.5 | 420 | Distributed from 923 Generation And Fuel | 1986 |  | 0 | 0 | 0 | 0 | 0 | 0 | 0 | 0 | 0 | 0 | 0 | 0.8 | 0 | 0 | 0 | 0 | 0 | 0 | 0 | 0 | 0 | 0 | 0 | 0 | 0 | 0 | 0 | 0 | 0 | 0
1389 | 3506 | 2018 | CA | NRG Energy San Diego | 54337 | 0002 | 0 | OP | IC | NG | 0.8 | 0.136 | 953.5 | 420 | Distributed from 923 Generation And Fuel | 1986 |  | 0 | 0 | 0 | 0 | 0 | 0 | 0 | 0 | 0 | 0 | 0 | 0.8 | 0 | 0 | 0 | 0 | 0 | 0 | 0 | 0 | 0 | 0 | 0 | 0 | 0 | 0 | 0 | 0 | 0 | 0
1390 | 3507 | 2018 | CA | NRG Solar Blythe LLC | 56939 | 1 | 0 | OP | PV | SUN | 21 | 0.23 | 42291 | 23014 | Distributed from 923 Generation And Fuel | 2009 |  | 0 | 0 | 0 | 0 | 0 | 0 | 0 | 0 | 0 | 0 | 0 | 0 | 0 | 0 | 0 | 0 | 0 | 0 | 0 | 0 | 0 | 0 | 0 | 21 | 0 | 0 | 0 | 0 | 0 | 0
1391 | 3508 | 2018 | CA | NRG Solar Borrego I | 57455 | SB1 | 0 | OP | PV | SUN | 26 | 0.301 | 68512 | 37283 | Distributed from 923 Generation And Fuel | 2013 |  | 0 | 0 | 0 | 0 | 0 | 0 | 0 | 0 | 0 | 0 | 0 | 0 | 0 | 0 | 0 | 0 | 0 | 0 | 0 | 0 | 0 | 0 | 0 | 26 | 0 | 0 | 0 | 0 | 0 | 0
1392 | 3509 | 2018 | CA | NRG Solar Oasis LLC | 59528 | OASIS | 0 | OP | PV | SUN | 20 | 0.326 | 57119 | 31084 | Distributed from 923 Generation And Fuel | 2016 |  | 0 | 0 | 0 | 0 | 0 | 0 | 0 | 0 | 0 | 0 | 0 | 0 | 0 | 0 | 0 | 0 | 0 | 0 | 0 | 0 | 0 | 0 | 0 | 20 | 0 | 0 | 0 | 0 | 0 | 0
1393 | 3512 | 2018 | CA | Nunn | 58448 | 1 | 0 | OP | PV | SUN | 1 | 0.301 | 2635 | 1434 | Distributed from 923 Generation And Fuel | 2013 |  | 0 | 0 | 0 | 0 | 0 | 0 | 0 | 0 | 0 | 0 | 0 | 0 | 0 | 0 | 0 | 0 | 0 | 0 | 0 | 0 | 0 | 0 | 0 | 1 | 0 | 0 | 0 | 0 | 0 | 0
1394 | 3513 | 2018 | CA | Oak Creek Energy Systems I | 50754 | GEN1 | 0 | OP | WT | WND | 3.5 | 0.215 | 6593.696 | 3850.406 | Distributed from 923 Generation And Fuel | 1982 |  | 0 | 0 | 0 | 0 | 0 | 0 | 0 | 0 | 0 | 0 | 0 | 0 | 0 | 0 | 0 | 0 | 0 | 0 | 0 | 0 | 0 | 0 | 0 | 0 | 0 | 0 | 0 | 0 | 0 | 3.5
1395 | 3514 | 2018 | CA | Oak Creek Energy Systems I | 50754 | GEN2 | 0 | OP | WT | WND | 4.2 | 0.215 | 7912.435 | 4620.487 | Distributed from 923 Generation And Fuel | 1993 |  | 0 | 0 | 0 | 0 | 0 | 0 | 0 | 0 | 0 | 0 | 0 | 0 | 0 | 0 | 0 | 0 | 0 | 0 | 0 | 0 | 0 | 0 | 0 | 0 | 0 | 0 | 0 | 0 | 0 | 4.2
1396 | 3515 | 2018 | CA | Oak Creek Energy Systems I | 50754 | GEN3 | 0 | OP | WT | WND | 23.1 | 0.215 | 43518.391 | 25412.678 | Distributed from 923 Generation And Fuel | 1999 |  | 0 | 0 | 0 | 0 | 0 | 0 | 0 | 0 | 0 | 0 | 0 | 0 | 0 | 0 | 0 | 0 | 0 | 0 | 0 | 0 | 0 | 0 | 0 | 0 | 0 | 0 | 0 | 0 | 0 | 23.1
1397 | 3516 | 2018 | CA | Oak Creek Energy Systems I | 50754 | GEN4 | 0 | OP | WT | WND | 3.7 | 0.215 | 6970.478 | 4070.429 | Distributed from 923 Generation And Fuel | 1999 |  | 0 | 0 | 0 | 0 | 0 | 0 | 0 | 0 | 0 | 0 | 0 | 0 | 0 | 0 | 0 | 0 | 0 | 0 | 0 | 0 | 0 | 0 | 0 | 0 | 0 | 0 | 0 | 0 | 0 | 3.7
1398 | 3517 | 2018 | CA | Oak Flat | 626 | 1 | 0 | OP | HY | WAT | 1.4 | 0.193 | 2363 | 1265 | Distributed from 923 Generation And Fuel | 1985 |  | 0 | 0 | 0 | 0 | 0 | 0 | 0 | 0 | 0 | 0 | 0 | 0 | 0 | 0 | 0 | 0 | 0 | 0 | 0 | 0 | 0 | 0 | 0 | 0 | 1.4 | 0 | 0 | 0 | 0 | 0
1399 | 3521 | 2018 | CA | Oakley Solar Project | 58376 | 1 | 0 | OP | PV | SUN | 1.5 | 0.173 | 2272 | 1236 | Distributed from 923 Generation And Fuel | 2013 |  | 0 | 0 | 0 | 0 | 0 | 0 | 0 | 0 | 0 | 0 | 0 | 0 | 0 | 0 | 0 | 0 | 0 | 0 | 0 | 0 | 0 | 0 | 0 | 1.5 | 0 | 0 | 0 | 0 | 0 | 0
1400 | 3522 | 2018 | CA | Oasis Wind | 56302 | 1 | 0 | OP | WT | WND | 59 | 0.333 | 171892 | 100378 | Distributed from 923 Generation And Fuel | 2004 |  | 0 | 0 | 0 | 0 | 0 | 0 | 0 | 0 | 0 | 0 | 0 | 0 | 0 | 0 | 0 | 0 | 0 | 0 | 0 | 0 | 0 | 0 | 0 | 0 | 0 | 0 | 0 | 0 | 0 | 59
1401 | 3523 | 2018 | CA | Occidental College Solar Project | 57311 | 1 | 0 | OP | PV | SUN | 1 | 0.209 | 1833 | 997 | Distributed from 923 Generation And Fuel | 2013 |  | 0 | 0 | 0 | 0 | 0 | 0 | 0 | 0 | 0 | 0 | 0 | 0 | 0 | 0 | 0 | 0 | 0 | 0 | 0 | 0 | 0 | 0 | 0 | 1 | 0 | 0 | 0 | 0 | 0 | 0
1402 | 3524 | 2018 | CA | Ocotillo Express LLC | 57514 | WTG | 0 | OP | WT | WND | 265.4 | 0.248 | 575875 | 323153 | Distributed from 923 Generation And Fuel | 2012 |  | 0 | 0 | 0 | 0 | 0 | 0 | 0 | 0 | 0 | 0 | 0 | 0 | 0 | 0 | 0 | 0 | 0 | 0 | 0 | 0 | 0 | 0 | 0 | 0 | 0 | 0 | 0 | 0 | 0 | 265.4
1403 | 3532 | 2018 | CA | Olive View Medical Center | 10884 | CTC1 | 0 | OP | GT | NG | 2.8 | 0.31 | 7610.5 | 2995.5 | Distributed from 923 Generation And Fuel | 1987 |  | 0 | 0 | 0 | 0 | 0 | 0 | 0 | 0 | 0 | 0 | 0 | 2.8 | 0 | 0 | 0 | 0 | 0 | 0 | 0 | 0 | 0 | 0 | 0 | 0 | 0 | 0 | 0 | 0 | 0 | 0
1404 | 3533 | 2018 | CA | Olive View Medical Center | 10884 | CTC2 | 0 | OP | GT | NG | 2.8 | 0.31 | 7610.5 | 2995.5 | Distributed from 923 Generation And Fuel | 1987 |  | 0 | 0 | 0 | 0 | 0 | 0 | 0 | 0 | 0 | 0 | 0 | 2.8 | 0 | 0 | 0 | 0 | 0 | 0 | 0 | 0 | 0 | 0 | 0 | 0 | 0 | 0 | 0 | 0 | 0 | 0
1405 | 3534 | 2018 | CA | OLS Energy Chino | 50850 | GEN1 | 0 | OP | CT | NG | 23.5 | 0.091 | 18645 | 8215.415 | EIA-923 Generator File | 1987 |  | 0 | 0 | 0 | 0 | 0 | 0 | 0 | 0 | 0 | 0 | 0 | 23.5 | 0 | 0 | 0 | 0 | 0 | 0 | 0 | 0 | 0 | 0 | 0 | 0 | 0 | 0 | 0 | 0 | 0 | 0
1406 | 3535 | 2018 | CA | OLS Energy Chino | 50850 | GEN2 | 0 | OP | CA | NG | 7.3 | 0.095 | 6064 | 2671.937 | EIA-923 Generator File | 1987 |  | 0 | 0 | 0 | 0 | 0 | 0 | 0 | 0 | 0 | 0 | 0 | 7.3 | 0 | 0 | 0 | 0 | 0 | 0 | 0 | 0 | 0 | 0 | 0 | 0 | 0 | 0 | 0 | 0 | 0 | 0
1407 | 3536 | 2018 | CA | Olsen | 50180 | GEN1 | 0 | OP | HY | WAT | 5 | 0.139 | 6106 | 3270 | Distributed from 923 Generation And Fuel | 1990 |  | 0 | 0 | 0 | 0 | 0 | 0 | 0 | 0 | 0 | 0 | 0 | 0 | 0 | 0 | 0 | 0 | 0 | 0 | 0 | 0 | 0 | 0 | 0 | 0 | 5 | 0 | 0 | 0 | 0 | 0
1408 | 3537 | 2018 | CA | Oltmans SCE at Champagne | 58581 | 1 | 0 | OP | PV | SUN | 1 | 0.215 | 1887 | 1027 | Distributed from 923 Generation And Fuel | 2013 |  | 0 | 0 | 0 | 0 | 0 | 0 | 0 | 0 | 0 | 0 | 0 | 0 | 0 | 0 | 0 | 0 | 0 | 0 | 0 | 0 | 0 | 0 | 0 | 1 | 0 | 0 | 0 | 0 | 0 | 0
1409 | 3538 | 2018 | CA | Oltmans SCE at Jurupa | 58582 | 1 | 0 | OP | PV | SUN | 1.5 | 0.233 | 3058 | 1664 | Distributed from 923 Generation And Fuel | 2013 |  | 0 | 0 | 0 | 0 | 0 | 0 | 0 | 0 | 0 | 0 | 0 | 0 | 0 | 0 | 0 | 0 | 0 | 0 | 0 | 0 | 0 | 0 | 0 | 1.5 | 0 | 0 | 0 | 0 | 0 | 0
1410 | 3539 | 2018 | CA | One Market Plaza | 58607 | 1 | 0 | OP | IC | NG | 0.5 | 0.19 | 832 | 366.667 | Distributed from 923 Generation And Fuel | 2003 |  | 0 | 0 | 0 | 0 | 0 | 0 | 0 | 0 | 0 | 0 | 0 | 0.5 | 0 | 0 | 0 | 0 | 0 | 0 | 0 | 0 | 0 | 0 | 0 | 0 | 0 | 0 | 0 | 0 | 0 | 0
1411 | 3540 | 2018 | CA | One Market Plaza | 58607 | 2 | 0 | OP | IC | NG | 0.5 | 0.19 | 832 | 366.667 | Distributed from 923 Generation And Fuel | 2003 |  | 0 | 0 | 0 | 0 | 0 | 0 | 0 | 0 | 0 | 0 | 0 | 0.5 | 0 | 0 | 0 | 0 | 0 | 0 | 0 | 0 | 0 | 0 | 0 | 0 | 0 | 0 | 0 | 0 | 0 | 0
1412 | 3541 | 2018 | CA | One Market Plaza | 58607 | 3 | 0 | OP | IC | NG | 0.5 | 0.19 | 832 | 366.667 | Distributed from 923 Generation And Fuel | 2003 |  | 0 | 0 | 0 | 0 | 0 | 0 | 0 | 0 | 0 | 0 | 0 | 0.5 | 0 | 0 | 0 | 0 | 0 | 0 | 0 | 0 | 0 | 0 | 0 | 0 | 0 | 0 | 0 | 0 | 0 | 0
1413 | 3542 | 2018 | CA | One Ten Partners PV | 61419 | OTP | 0 | OP | PV | SUN | 2 | 0.35 | 6130 | 3336 | Distributed from 923 Generation And Fuel | 2017 |  | 0 | 0 | 0 | 0 | 0 | 0 | 0 | 0 | 0 | 0 | 0 | 0 | 0 | 0 | 0 | 0 | 0 | 0 | 0 | 0 | 0 | 0 | 0 | 2 | 0 | 0 | 0 | 0 | 0 | 0
1414 | 3543 | 2018 | CA | ONeill | 446 | 1 | 0 | OP | PS | WAT | 4.2 | -0.279 | -10248.167 | -2023.833 | Distributed from 923 Generation And Fuel | 1968 |  | 0 | 0 | 0 | 0 | 0 | 0 | 0 | 0 | 0 | 0 | 0 | 0 | 0 | 0 | 0 | 0 | 0 | 0 | 0 | 0 | 0 | 0 | 0 | 0 | 4.2 | 0 | 0 | 0 | 0 | 0
1415 | 3544 | 2018 | CA | ONeill | 446 | 2 | 0 | OP | PS | WAT | 4.2 | -0.279 | -10248.167 | -2023.833 | Distributed from 923 Generation And Fuel | 1968 |  | 0 | 0 | 0 | 0 | 0 | 0 | 0 | 0 | 0 | 0 | 0 | 0 | 0 | 0 | 0 | 0 | 0 | 0 | 0 | 0 | 0 | 0 | 0 | 0 | 4.2 | 0 | 0 | 0 | 0 | 0
1416 | 3545 | 2018 | CA | ONeill | 446 | 3 | 0 | OP | PS | WAT | 4.2 | -0.279 | -10248.167 | -2023.833 | Distributed from 923 Generation And Fuel | 1967 |  | 0 | 0 | 0 | 0 | 0 | 0 | 0 | 0 | 0 | 0 | 0 | 0 | 0 | 0 | 0 | 0 | 0 | 0 | 0 | 0 | 0 | 0 | 0 | 0 | 4.2 | 0 | 0 | 0 | 0 | 0
1417 | 3546 | 2018 | CA | ONeill | 446 | 4 | 0 | OP | PS | WAT | 4.2 | -0.279 | -10248.167 | -2023.833 | Distributed from 923 Generation And Fuel | 1967 |  | 0 | 0 | 0 | 0 | 0 | 0 | 0 | 0 | 0 | 0 | 0 | 0 | 0 | 0 | 0 | 0 | 0 | 0 | 0 | 0 | 0 | 0 | 0 | 0 | 4.2 | 0 | 0 | 0 | 0 | 0
1418 | 3547 | 2018 | CA | ONeill | 446 | 5 | 0 | OP | PS | WAT | 4.2 | -0.279 | -10248.167 | -2023.833 | Distributed from 923 Generation And Fuel | 1968 |  | 0 | 0 | 0 | 0 | 0 | 0 | 0 | 0 | 0 | 0 | 0 | 0 | 0 | 0 | 0 | 0 | 0 | 0 | 0 | 0 | 0 | 0 | 0 | 0 | 4.2 | 0 | 0 | 0 | 0 | 0
1419 | 3548 | 2018 | CA | ONeill | 446 | 6 | 0 | OP | PS | WAT | 4.2 | -0.279 | -10248.167 | -2023.833 | Distributed from 923 Generation And Fuel | 1967 |  | 0 | 0 | 0 | 0 | 0 | 0 | 0 | 0 | 0 | 0 | 0 | 0 | 0 | 0 | 0 | 0 | 0 | 0 | 0 | 0 | 0 | 0 | 0 | 0 | 4.2 | 0 | 0 | 0 | 0 | 0
1420 | 3551 | 2018 | CA | Orange Grove Peaking Facility | 56914 | CTG1 | 0 | OP | GT | NG | 59 | 0.033 | 16939.5 | 7464 | Distributed from 923 Generation And Fuel | 2010 |  | 0 | 0 | 0 | 0 | 0 | 0 | 0 | 0 | 0 | 0 | 0 | 59 | 0 | 0 | 0 | 0 | 0 | 0 | 0 | 0 | 0 | 0 | 0 | 0 | 0 | 0 | 0 | 0 | 0 | 0
1421 | 3552 | 2018 | CA | Orange Grove Peaking Facility | 56914 | CTG2 | 0 | OP | GT | NG | 59 | 0.033 | 16939.5 | 7464 | Distributed from 923 Generation And Fuel | 2010 |  | 0 | 0 | 0 | 0 | 0 | 0 | 0 | 0 | 0 | 0 | 0 | 59 | 0 | 0 | 0 | 0 | 0 | 0 | 0 | 0 | 0 | 0 | 0 | 0 | 0 | 0 | 0 | 0 | 0 | 0
1422 | 3554 | 2018 | CA | Orion Solar I | 58718 | PV1 | 0 | OP | PV | SUN | 12 | 0.244 | 25633 | 13949 | Distributed from 923 Generation And Fuel | 2014 |  | 0 | 0 | 0 | 0 | 0 | 0 | 0 | 0 | 0 | 0 | 0 | 0 | 0 | 0 | 0 | 0 | 0 | 0 | 0 | 0 | 0 | 0 | 0 | 12 | 0 | 0 | 0 | 0 | 0 | 0
1423 | 3555 | 2018 | CA | Orion Solar II | 58721 | ORION | 0 | OP | PV | SUN | 8 | 0.251 | 17577 | 9565 | Distributed from 923 Generation And Fuel | 2014 |  | 0 | 0 | 0 | 0 | 0 | 0 | 0 | 0 | 0 | 0 | 0 | 0 | 0 | 0 | 0 | 0 | 0 | 0 | 0 | 0 | 0 | 0 | 0 | 8 | 0 | 0 | 0 | 0 | 0 | 0
1424 | 3556 | 2018 | CA | Ormesa I | 50766 | ITLU1 | 0 | OP | ST | GEO | 12 | 0.359 | 37738.182 | 16088.636 | Distributed from 923 Generation And Fuel | 2003 |  | 0 | 0 | 0 | 0 | 0 | 12 | 0 | 0 | 0 | 0 | 0 | 0 | 0 | 0 | 0 | 0 | 0 | 0 | 0 | 0 | 0 | 0 | 0 | 0 | 0 | 0 | 0 | 0 | 0 | 0
1425 | 3557 | 2018 | CA | Ormesa I | 50766 | ITLU2 | 0 | OP | ST | GEO | 12 | 0.359 | 37738.182 | 16088.636 | Distributed from 923 Generation And Fuel | 2003 |  | 0 | 0 | 0 | 0 | 0 | 12 | 0 | 0 | 0 | 0 | 0 | 0 | 0 | 0 | 0 | 0 | 0 | 0 | 0 | 0 | 0 | 0 | 0 | 0 | 0 | 0 | 0 | 0 | 0 | 0
1426 | 3558 | 2018 | CA | Ormesa I | 50766 | OE31 | 0 | OP | ST | GEO | 1.2 | 0.359 | 3773.818 | 1608.864 | Distributed from 923 Generation And Fuel | 1986 |  | 0 | 0 | 0 | 0 | 0 | 1.2 | 0 | 0 | 0 | 0 | 0 | 0 | 0 | 0 | 0 | 0 | 0 | 0 | 0 | 0 | 0 | 0 | 0 | 0 | 0 | 0 | 0 | 0 | 0 | 0
1427 | 3559 | 2018 | CA | Ormesa I | 50766 | OE32 | 0 | OP | ST | GEO | 1.2 | 0.359 | 3773.818 | 1608.864 | Distributed from 923 Generation And Fuel | 1986 |  | 0 | 0 | 0 | 0 | 0 | 1.2 | 0 | 0 | 0 | 0 | 0 | 0 | 0 | 0 | 0 | 0 | 0 | 0 | 0 | 0 | 0 | 0 | 0 | 0 | 0 | 0 | 0 | 0 | 0 | 0
1428 | 3608 | 2018 | CA | Ormesa II | 54724 | OEC21 | 0 | OP | ST | GEO | 12 | 0.415 | 43588 | 18582.5 | Distributed from 923 Generation And Fuel | 1989 |  | 0 | 0 | 0 | 0 | 0 | 12 | 0 | 0 | 0 | 0 | 0 | 0 | 0 | 0 | 0 | 0 | 0 | 0 | 0 | 0 | 0 | 0 | 0 | 0 | 0 | 0 | 0 | 0 | 0 | 0
1429 | 3609 | 2018 | CA | Ormesa II | 54724 | OEC22 | 0 | OP | ST | GEO | 12 | 0.415 | 43588 | 18582.5 | Distributed from 923 Generation And Fuel | 2007 |  | 0 | 0 | 0 | 0 | 0 | 12 | 0 | 0 | 0 | 0 | 0 | 0 | 0 | 0 | 0 | 0 | 0 | 0 | 0 | 0 | 0 | 0 | 0 | 0 | 0 | 0 | 0 | 0 | 0 | 0
1430 | 3630 | 2018 | CA | Ormond Beach | 350 | 1 | 1 | OP | ST | NG | 806 | 0.013 | 94180 | 94177 | EIA-923 Generator File | 1971 | 2021 | 0 | 0 | 0 | 0 | 0 | 0 | 0 | 0 | 0 | 0 | 0 | 806 | 0 | 0 | 0 | 0 | 0 | 0 | 0 | 0 | 0 | 0 | 0 | 0 | 0 | 0 | 0 | 0 | 0 | 0
1431 | 3631 | 2018 | CA | Ormond Beach | 350 | 2 | 1 | OP | ST | NG | 806 | 0.013 | 91835 | 91833 | EIA-923 Generator File | 1973 | 2021 | 0 | 0 | 0 | 0 | 0 | 0 | 0 | 0 | 0 | 0 | 0 | 806 | 0 | 0 | 0 | 0 | 0 | 0 | 0 | 0 | 0 | 0 | 0 | 0 | 0 | 0 | 0 | 0 | 0 | 0
1432 | 3633 | 2018 | CA | Oro Loma | 59915 | ORCA | 0 | OP | PV | SUN | 20 | 0.301 | 52717 | 28688 | Distributed from 923 Generation And Fuel | 2017 |  | 0 | 0 | 0 | 0 | 0 | 0 | 0 | 0 | 0 | 0 | 0 | 0 | 0 | 0 | 0 | 0 | 0 | 0 | 0 | 0 | 0 | 0 | 0 | 20 | 0 | 0 | 0 | 0 | 0 | 0
1433 | 3641 | 2018 | CA | Ortega Highway Energy Storage | 60567 | SES1 | 0 | OP | BA | MWH | 1 | 0 | -2 | 0 | Distributed from 923 Generation And Fuel | 2015 |  | 0 | 0 | 0 | 0 | 0 | 0 | 0 | 0 | 0 | 0 | 1 | 0 | 0 | 0 | 0 | 0 | 0 | 0 | 0 | 0 | 0 | 0 | 0 | 0 | 0 | 0 | 0 | 0 | 0 | 0
1434 | 3642 | 2018 | CA | Ortega Highway Energy Storage | 60567 | SES2 | 0 | OP | BA | MWH | 1 | 0 | -2 | 0 | Distributed from 923 Generation And Fuel | 2015 |  | 0 | 0 | 0 | 0 | 0 | 0 | 0 | 0 | 0 | 0 | 1 | 0 | 0 | 0 | 0 | 0 | 0 | 0 | 0 | 0 | 0 | 0 | 0 | 0 | 0 | 0 | 0 | 0 | 0 | 0
1435 | 3643 | 2018 | CA | Otay Landfill Gas, LLC | 52204 | OTA1 | 0 | OP | IC | LFG | 1.8 | 0.39 | 6151.029 | 2550.686 | Distributed from 923 Generation And Fuel | 1986 |  | 0 | 0 | 0 | 0 | 0 | 0 | 0 | 1.8 | 0 | 0 | 0 | 0 | 0 | 0 | 0 | 0 | 0 | 0 | 0 | 0 | 0 | 0 | 0 | 0 | 0 | 0 | 0 | 0 | 0 | 0
1436 | 3644 | 2018 | CA | Otay Landfill Gas, LLC | 52204 | OTA2 | 0 | OP | IC | LFG | 1.8 | 0.39 | 6151.029 | 2550.686 | Distributed from 923 Generation And Fuel | 1991 |  | 0 | 0 | 0 | 0 | 0 | 0 | 0 | 1.8 | 0 | 0 | 0 | 0 | 0 | 0 | 0 | 0 | 0 | 0 | 0 | 0 | 0 | 0 | 0 | 0 | 0 | 0 | 0 | 0 | 0 | 0
1437 | 3645 | 2018 | CA | Otay Landfill Gas, LLC | 52204 | OTA3 | 0 | OP | IC | LFG | 3.7 | 0.39 | 12643.781 | 5243.076 | Distributed from 923 Generation And Fuel | 2007 |  | 0 | 0 | 0 | 0 | 0 | 0 | 0 | 3.7 | 0 | 0 | 0 | 0 | 0 | 0 | 0 | 0 | 0 | 0 | 0 | 0 | 0 | 0 | 0 | 0 | 0 | 0 | 0 | 0 | 0 | 0
1438 | 3646 | 2018 | CA | Otay Landfill Gas, LLC | 52204 | OTA5 | 0 | OP | IC | LFG | 1.6 | 0.39 | 5467.581 | 2267.276 | Distributed from 923 Generation And Fuel | 2013 |  | 0 | 0 | 0 | 0 | 0 | 0 | 0 | 1.6 | 0 | 0 | 0 | 0 | 0 | 0 | 0 | 0 | 0 | 0 | 0 | 0 | 0 | 0 | 0 | 0 | 0 | 0 | 0 | 0 | 0 | 0
1439 | 3647 | 2018 | CA | Otay Landfill Gas, LLC | 52204 | OTA6 | 0 | OP | IC | LFG | 1.6 | 0.39 | 5467.581 | 2267.276 | Distributed from 923 Generation And Fuel | 2013 |  | 0 | 0 | 0 | 0 | 0 | 0 | 0 | 1.6 | 0 | 0 | 0 | 0 | 0 | 0 | 0 | 0 | 0 | 0 | 0 | 0 | 0 | 0 | 0 | 0 | 0 | 0 | 0 | 0 | 0 | 0
1440 | 3648 | 2018 | CA | Otay Mesa Generating Project | 55345 | 1-01 | 0 | OP | CT | NG | 198.9 | 0.081 | 140693 | 92404 | EIA-923 Generator File | 2009 |  | 0 | 0 | 0 | 0 | 0 | 0 | 0 | 0 | 0 | 0 | 0 | 198.9 | 0 | 0 | 0 | 0 | 0 | 0 | 0 | 0 | 0 | 0 | 0 | 0 | 0 | 0 | 0 | 0 | 0 | 0
1441 | 3649 | 2018 | CA | Otay Mesa Generating Project | 55345 | 1-02 | 0 | OP | CT | NG | 198.9 | 0.094 | 163088 | 101193 | EIA-923 Generator File | 2009 |  | 0 | 0 | 0 | 0 | 0 | 0 | 0 | 0 | 0 | 0 | 0 | 198.9 | 0 | 0 | 0 | 0 | 0 | 0 | 0 | 0 | 0 | 0 | 0 | 0 | 0 | 0 | 0 | 0 | 0 | 0
1442 | 3650 | 2018 | CA | Otay Mesa Generating Project | 55345 | 1-03 | 2 | OP | CA | NG | 290.7 | 0.074 | 189370 | 125395 | EIA-923 Generator File | 2009 |  | 0 | 0 | 0 | 0 | 0 | 0 | 0 | 0 | 0 | 0 | 0 | 290.7 | 0 | 0 | 0 | 0 | 0 | 0 | 0 | 0 | 0 | 0 | 0 | 0 | 0 | 0 | 0 | 0 | 0 | 0
1443 | 3651 | 2018 | CA | Otoe Solar Power Generation Station 1 LL | 58612 | 1 | 0 | OP | PV | SUN | 1.5 | 0.276 | 3623 | 1972 | Distributed from 923 Generation And Fuel | 2013 |  | 0 | 0 | 0 | 0 | 0 | 0 | 0 | 0 | 0 | 0 | 0 | 0 | 0 | 0 | 0 | 0 | 0 | 0 | 0 | 0 | 0 | 0 | 0 | 1.5 | 0 | 0 | 0 | 0 | 0 | 0
1444 | 3652 | 2018 | CA | Owens Valley Solar Project 11 | 60953 | W5381 | 0 | OP | PV | SUN | 1 | 0.341 | 2984 | 1624 | Distributed from 923 Generation And Fuel | 2016 |  | 0 | 0 | 0 | 0 | 0 | 0 | 0 | 0 | 0 | 0 | 0 | 0 | 0 | 0 | 0 | 0 | 0 | 0 | 0 | 0 | 0 | 0 | 0 | 1 | 0 | 0 | 0 | 0 | 0 | 0
1445 | 3653 | 2018 | CA | Oxbow (CA) | 426 | 1 | 0 | OP | HY | WAT | 6.1 | 0.488 | 26068 | 13960 | Distributed from 923 Generation And Fuel | 1966 |  | 0 | 0 | 0 | 0 | 0 | 0 | 0 | 0 | 0 | 0 | 0 | 0 | 0 | 0 | 0 | 0 | 0 | 0 | 0 | 0 | 0 | 0 | 0 | 0 | 6.1 | 0 | 0 | 0 | 0 | 0
1446 | 3654 | 2018 | CA | Oxnard | 50464 | GEN1 | 0 | OP | GT | NG | 19.2 | 0.927 | 155892.262 | 66796.716 | Distributed from 923 Generation And Fuel | 1982 |  | 0 | 0 | 0 | 0 | 0 | 0 | 0 | 0 | 0 | 0 | 0 | 19.2 | 0 | 0 | 0 | 0 | 0 | 0 | 0 | 0 | 0 | 0 | 0 | 0 | 0 | 0 | 0 | 0 | 0 | 0
1447 | 3655 | 2018 | CA | Oxnard | 50464 | GEN2 | 0 | OP | GT | NG | 49.5 | 0.927 | 401909.738 | 172210.284 | Distributed from 923 Generation And Fuel | 1989 |  | 0 | 0 | 0 | 0 | 0 | 0 | 0 | 0 | 0 | 0 | 0 | 49.5 | 0 | 0 | 0 | 0 | 0 | 0 | 0 | 0 | 0 | 0 | 0 | 0 | 0 | 0 | 0 | 0 | 0 | 0
1448 | 3656 | 2018 | CA | Oxnard Paper Mill | 57585 | 1 | 0 | OP | GT | NG | 29 | 0.744 | 189038 | 84025 | Distributed from 923 Generation And Fuel | 1986 |  | 0 | 0 | 0 | 0 | 0 | 0 | 0 | 0 | 0 | 0 | 0 | 29 | 0 | 0 | 0 | 0 | 0 | 0 | 0 | 0 | 0 | 0 | 0 | 0 | 0 | 0 | 0 | 0 | 0 | 0
1449 | 3657 | 2018 | CA | Oxnard Wastewater Treatment Plant | 50224 | 7610 | 0 | OP | IC | OBG | 0.5 | 0.468 | 2050.333 | 862 | Distributed from 923 Generation And Fuel | 1981 |  | 0 | 0 | 0 | 0 | 0 | 0 | 0 | 0 | 0 | 0 | 0 | 0 | 0 | 0.5 | 0 | 0 | 0 | 0 | 0 | 0 | 0 | 0 | 0 | 0 | 0 | 0 | 0 | 0 | 0 | 0
1450 | 3658 | 2018 | CA | Oxnard Wastewater Treatment Plant | 50224 | 7710 | 0 | OP | IC | OBG | 0.5 | 0.468 | 2050.333 | 862 | Distributed from 923 Generation And Fuel | 1981 |  | 0 | 0 | 0 | 0 | 0 | 0 | 0 | 0 | 0 | 0 | 0 | 0 | 0 | 0.5 | 0 | 0 | 0 | 0 | 0 | 0 | 0 | 0 | 0 | 0 | 0 | 0 | 0 | 0 | 0 | 0
1451 | 3659 | 2018 | CA | Oxnard Wastewater Treatment Plant | 50224 | 7810 | 0 | OP | IC | OBG | 0.5 | 0.468 | 2050.333 | 862 | Distributed from 923 Generation And Fuel | 1981 |  | 0 | 0 | 0 | 0 | 0 | 0 | 0 | 0 | 0 | 0 | 0 | 0 | 0 | 0.5 | 0 | 0 | 0 | 0 | 0 | 0 | 0 | 0 | 0 | 0 | 0 | 0 | 0 | 0 | 0 | 0
1452 | 3660 | 2018 | CA | P Plant | 59456 | P-TG4 | 0 | OP | GT | NG | 4.6 | 0.471 | 18981 | 8471 | Distributed from 923 Generation And Fuel | 2007 |  | 0 | 0 | 0 | 0 | 0 | 0 | 0 | 0 | 0 | 0 | 0 | 4.6 | 0 | 0 | 0 | 0 | 0 | 0 | 0 | 0 | 0 | 0 | 0 | 0 | 0 | 0 | 0 | 0 | 0 | 0
1453 | 3661 | 2018 | CA | P Plant | 59456 | P-TG5 | 0 | OP | GT | NG | 4.6 | 0.471 | 18981 | 8471 | Distributed from 923 Generation And Fuel | 2015 |  | 0 | 0 | 0 | 0 | 0 | 0 | 0 | 0 | 0 | 0 | 0 | 4.6 | 0 | 0 | 0 | 0 | 0 | 0 | 0 | 0 | 0 | 0 | 0 | 0 | 0 | 0 | 0 | 0 | 0 | 0
1454 | 3662 | 2018 | CA | Pacific Cruise Ship Terminals Berth 93 | 57309 | 1 | 0 | OP | PV | SUN | 1.1 | 0.003 | 26 | 14 | Distributed from 923 Generation And Fuel | 2010 |  | 0 | 0 | 0 | 0 | 0 | 0 | 0 | 0 | 0 | 0 | 0 | 0 | 0 | 0 | 0 | 0 | 0 | 0 | 0 | 0 | 0 | 0 | 0 | 1.1 | 0 | 0 | 0 | 0 | 0 | 0
1455 | 3663 | 2018 | CA | Pacific Ethanol Madera Solar Array | 61989 | PV | 0 | OP | PV | SUN | 4.3 | 0.052 | 1973 | 1063 | Distributed from 923 Generation And Fuel | 2018 |  | 0 | 0 | 0 | 0 | 0 | 0 | 0 | 0 | 0 | 0 | 0 | 0 | 0 | 0 | 0 | 0 | 0 | 0 | 0 | 0 | 0 | 0 | 0 | 4.3 | 0 | 0 | 0 | 0 | 0 | 0
1456 | 3665 | 2018 | CA | Pacific Rim Dairy Digester | 59447 | 00001 | 0 | OP | IC | OBG | 1 | 0.258 | 2262 | 938 | Distributed from 923 Generation And Fuel | 2014 |  | 0 | 0 | 0 | 0 | 0 | 0 | 0 | 0 | 0 | 0 | 0 | 0 | 0 | 1 | 0 | 0 | 0 | 0 | 0 | 0 | 0 | 0 | 0 | 0 | 0 | 0 | 0 | 0 | 0 | 0
1457 | 3667 | 2018 | CA | Pacific Wind LLC | 57757 | 1 | 0 | OP | WT | WND | 151.7 | 0.235 | 312028 | 182211 | Distributed from 923 Generation And Fuel | 2012 |  | 0 | 0 | 0 | 0 | 0 | 0 | 0 | 0 | 0 | 0 | 0 | 0 | 0 | 0 | 0 | 0 | 0 | 0 | 0 | 0 | 0 | 0 | 0 | 0 | 0 | 0 | 0 | 0 | 0 | 151.7
1458 | 3668 | 2018 | CA | Pacific-Ultrapower Chinese Station | 50560 | GEN1 | 1 | OP | ST | WDS | 25 | 0.642 | 140508 | 61596 | EIA-923 Generator File | 1986 |  | 0 | 0 | 0 | 0 | 0 | 0 | 0 | 0 | 0 | 0 | 0 | 0 | 0 | 0 | 0 | 0 | 0 | 0 | 0 | 0 | 0 | 0 | 0 | 0 | 0 | 0 | 0 | 25 | 0 | 0
1459 | 3669 | 2018 | CA | Painted Hills Wind Park | 50533 | WGNS | 0 | OP | WT | WND | 19 | 0.18 | 29908 | 17465 | Distributed from 923 Generation And Fuel | 1985 |  | 0 | 0 | 0 | 0 | 0 | 0 | 0 | 0 | 0 | 0 | 0 | 0 | 0 | 0 | 0 | 0 | 0 | 0 | 0 | 0 | 0 | 0 | 0 | 0 | 0 | 0 | 0 | 0 | 0 | 19
1460 | 3671 | 2018 | CA | Pala Energy Storage Yard | 60566 | SES1 | 0 | OP | BA | MWH | 0.5 | -0.001 | -2.333 | 0 | Distributed from 923 Generation And Fuel | 2012 |  | 0 | 0 | 0 | 0 | 0 | 0 | 0 | 0 | 0 | 0 | 0.5 | 0 | 0 | 0 | 0 | 0 | 0 | 0 | 0 | 0 | 0 | 0 | 0 | 0 | 0 | 0 | 0 | 0 | 0 | 0
1461 | 3672 | 2018 | CA | Pala Energy Storage Yard | 60566 | SES2 | 0 | OP | BA | MWH | 1 | -0.001 | -4.667 | 0 | Distributed from 923 Generation And Fuel | 2015 |  | 0 | 0 | 0 | 0 | 0 | 0 | 0 | 0 | 0 | 0 | 1 | 0 | 0 | 0 | 0 | 0 | 0 | 0 | 0 | 0 | 0 | 0 | 0 | 0 | 0 | 0 | 0 | 0 | 0 | 0
1462 | 3673 | 2018 | CA | Palo Verde College | 57773 | 1 | 0 | OP | PV | SUN | 1.2 | 0.205 | 2150 | 1170 | Distributed from 923 Generation And Fuel | 2009 |  | 0 | 0 | 0 | 0 | 0 | 0 | 0 | 0 | 0 | 0 | 0 | 0 | 0 | 0 | 0 | 0 | 0 | 0 | 0 | 0 | 0 | 0 | 0 | 1.2 | 0 | 0 | 0 | 0 | 0 | 0
1463 | 3674 | 2018 | CA | Palomar Energy | 55985 | CTG1 | 0 | OP | CT | NG | 165 | 0.413 | 596252 | 235212 | EIA-923 Generator File | 2005 |  | 0 | 0 | 0 | 0 | 0 | 0 | 0 | 0 | 0 | 0 | 0 | 165 | 0 | 0 | 0 | 0 | 0 | 0 | 0 | 0 | 0 | 0 | 0 | 0 | 0 | 0 | 0 | 0 | 0 | 0
1464 | 3675 | 2018 | CA | Palomar Energy | 55985 | CTG2 | 0 | OP | CT | NG | 165 | 0.409 | 591159 | 233250 | EIA-923 Generator File | 2005 |  | 0 | 0 | 0 | 0 | 0 | 0 | 0 | 0 | 0 | 0 | 0 | 165 | 0 | 0 | 0 | 0 | 0 | 0 | 0 | 0 | 0 | 0 | 0 | 0 | 0 | 0 | 0 | 0 | 0 | 0
1465 | 3676 | 2018 | CA | Palomar Energy | 55985 | STG | 2 | OP | CA | NG | 229 | 0.368 | 737655 | 293728 | EIA-923 Generator File | 2006 |  | 0 | 0 | 0 | 0 | 0 | 0 | 0 | 0 | 0 | 0 | 0 | 229 | 0 | 0 | 0 | 0 | 0 | 0 | 0 | 0 | 0 | 0 | 0 | 0 | 0 | 0 | 0 | 0 | 0 | 0
1466 | 3678 | 2018 | CA | Panoche Energy Center | 56803 | 1 | 0 | OP | GT | NG | 108 | 0.163 | 153949 | 75208.5 | Distributed from 923 Generation And Fuel | 2009 |  | 0 | 0 | 0 | 0 | 0 | 0 | 0 | 0 | 0 | 0 | 0 | 108 | 0 | 0 | 0 | 0 | 0 | 0 | 0 | 0 | 0 | 0 | 0 | 0 | 0 | 0 | 0 | 0 | 0 | 0
1467 | 3679 | 2018 | CA | Panoche Energy Center | 56803 | 2 | 0 | OP | GT | NG | 108 | 0.163 | 153949 | 75208.5 | Distributed from 923 Generation And Fuel | 2009 |  | 0 | 0 | 0 | 0 | 0 | 0 | 0 | 0 | 0 | 0 | 0 | 108 | 0 | 0 | 0 | 0 | 0 | 0 | 0 | 0 | 0 | 0 | 0 | 0 | 0 | 0 | 0 | 0 | 0 | 0
1468 | 3680 | 2018 | CA | Panoche Energy Center | 56803 | 3 | 0 | OP | GT | NG | 108 | 0.163 | 153949 | 75208.5 | Distributed from 923 Generation And Fuel | 2009 |  | 0 | 0 | 0 | 0 | 0 | 0 | 0 | 0 | 0 | 0 | 0 | 108 | 0 | 0 | 0 | 0 | 0 | 0 | 0 | 0 | 0 | 0 | 0 | 0 | 0 | 0 | 0 | 0 | 0 | 0
1469 | 3681 | 2018 | CA | Panoche Energy Center | 56803 | 4 | 0 | OP | GT | NG | 108 | 0.163 | 153949 | 75208.5 | Distributed from 923 Generation And Fuel | 2009 |  | 0 | 0 | 0 | 0 | 0 | 0 | 0 | 0 | 0 | 0 | 0 | 108 | 0 | 0 | 0 | 0 | 0 | 0 | 0 | 0 | 0 | 0 | 0 | 0 | 0 | 0 | 0 | 0 | 0 | 0
1470 | 3682 | 2018 | CA | Panoche Valley Solar Farm | 57340 | 1 | 0 | OP | PV | SUN | 140 | 0.173 | 212405 | 103733 | Distributed from 923 Generation And Fuel | 2018 |  | 0 | 0 | 0 | 0 | 0 | 0 | 0 | 0 | 0 | 0 | 0 | 0 | 0 | 0 | 0 | 0 | 0 | 0 | 0 | 0 | 0 | 0 | 0 | 140 | 0 | 0 | 0 | 0 | 0 | 0
1471 | 3684 | 2018 | CA | Pardee | 376 | 1 | 0 | OP | HY | WAT | 7.5 | 0.491 | 32253.178 | 17272.881 | Distributed from 923 Generation And Fuel | 1930 |  | 0 | 0 | 0 | 0 | 0 | 0 | 0 | 0 | 0 | 0 | 0 | 0 | 0 | 0 | 0 | 0 | 0 | 0 | 0 | 0 | 0 | 0 | 0 | 0 | 7.5 | 0 | 0 | 0 | 0 | 0
1472 | 3685 | 2018 | CA | Pardee | 376 | 2 | 0 | OP | HY | WAT | 7.5 | 0.491 | 32253.178 | 17272.881 | Distributed from 923 Generation And Fuel | 1930 |  | 0 | 0 | 0 | 0 | 0 | 0 | 0 | 0 | 0 | 0 | 0 | 0 | 0 | 0 | 0 | 0 | 0 | 0 | 0 | 0 | 0 | 0 | 0 | 0 | 7.5 | 0 | 0 | 0 | 0 | 0
1473 | 3686 | 2018 | CA | Pardee | 376 | 3 | 0 | OP | HY | WAT | 8.6 | 0.491 | 36983.644 | 19806.237 | Distributed from 923 Generation And Fuel | 1983 |  | 0 | 0 | 0 | 0 | 0 | 0 | 0 | 0 | 0 | 0 | 0 | 0 | 0 | 0 | 0 | 0 | 0 | 0 | 0 | 0 | 0 | 0 | 0 | 0 | 8.6 | 0 | 0 | 0 | 0 | 0
1474 | 3687 | 2018 | CA | Park Meridian #1 | 59539 | 1 | 0 | OP | PV | SUN | 1.5 | 0.182 | 2389 | 1300 | Distributed from 923 Generation And Fuel | 2015 |  | 0 | 0 | 0 | 0 | 0 | 0 | 0 | 0 | 0 | 0 | 0 | 0 | 0 | 0 | 0 | 0 | 0 | 0 | 0 | 0 | 0 | 0 | 0 | 1.5 | 0 | 0 | 0 | 0 | 0 | 0
1475 | 3688 | 2018 | CA | Parker | 428 | 1 | 0 | OP | HY | WAT | 2.7 | 0.22 | 5209 | 2790 | Distributed from 923 Generation And Fuel | 1982 |  | 0 | 0 | 0 | 0 | 0 | 0 | 0 | 0 | 0 | 0 | 0 | 0 | 0 | 0 | 0 | 0 | 0 | 0 | 0 | 0 | 0 | 0 | 0 | 0 | 2.7 | 0 | 0 | 0 | 0 | 0
1476 | 3689 | 2018 | CA | Parker Dam | 447 | 1 | 0 | OP | HY | WAT | 30 | 0.415 | 109091.5 | 55463.25 | Distributed from 923 Generation And Fuel | 1942 |  | 0 | 0 | 0 | 0 | 0 | 0 | 0 | 0 | 0 | 0 | 0 | 0 | 0 | 0 | 0 | 0 | 0 | 0 | 0 | 0 | 0 | 0 | 0 | 0 | 30 | 0 | 0 | 0 | 0 | 0
1477 | 3690 | 2018 | CA | Parker Dam | 447 | 2 | 0 | OP | HY | WAT | 30 | 0.415 | 109091.5 | 55463.25 | Distributed from 923 Generation And Fuel | 1943 |  | 0 | 0 | 0 | 0 | 0 | 0 | 0 | 0 | 0 | 0 | 0 | 0 | 0 | 0 | 0 | 0 | 0 | 0 | 0 | 0 | 0 | 0 | 0 | 0 | 30 | 0 | 0 | 0 | 0 | 0
1478 | 3691 | 2018 | CA | Parker Dam | 447 | 3 | 0 | OP | HY | WAT | 30 | 0.415 | 109091.5 | 55463.25 | Distributed from 923 Generation And Fuel | 1942 |  | 0 | 0 | 0 | 0 | 0 | 0 | 0 | 0 | 0 | 0 | 0 | 0 | 0 | 0 | 0 | 0 | 0 | 0 | 0 | 0 | 0 | 0 | 0 | 0 | 30 | 0 | 0 | 0 | 0 | 0
1479 | 3692 | 2018 | CA | Parker Dam | 447 | 4 | 0 | OP | HY | WAT | 30 | 0.415 | 109091.5 | 55463.25 | Distributed from 923 Generation And Fuel | 1943 |  | 0 | 0 | 0 | 0 | 0 | 0 | 0 | 0 | 0 | 0 | 0 | 0 | 0 | 0 | 0 | 0 | 0 | 0 | 0 | 0 | 0 | 0 | 0 | 0 | 30 | 0 | 0 | 0 | 0 | 0
1480 | 3693 | 2018 | CA | Parnassus Central Utility Plant | 58198 | GTG1 | 0 | OP | CT | NG | 4.8 | 0.731 | 30741 | 13020 | EIA-923 Generator File | 1996 |  | 0 | 0 | 0 | 0 | 0 | 0 | 0 | 0 | 0 | 0 | 0 | 4.8 | 0 | 0 | 0 | 0 | 0 | 0 | 0 | 0 | 0 | 0 | 0 | 0 | 0 | 0 | 0 | 0 | 0 | 0
1481 | 3694 | 2018 | CA | Parnassus Central Utility Plant | 58198 | GTG2 | 0 | OP | CT | NG | 4.8 | 0.813 | 34193 | 14788 | EIA-923 Generator File | 1996 |  | 0 | 0 | 0 | 0 | 0 | 0 | 0 | 0 | 0 | 0 | 0 | 4.8 | 0 | 0 | 0 | 0 | 0 | 0 | 0 | 0 | 0 | 0 | 0 | 0 | 0 | 0 | 0 | 0 | 0 | 0
1482 | 3695 | 2018 | CA | Parnassus Central Utility Plant | 58198 | STG1 | 1 | OP | CA | NG | 3.8 | 0.214 | 7121 | 2669 | EIA-923 Generator File | 1996 |  | 0 | 0 | 0 | 0 | 0 | 0 | 0 | 0 | 0 | 0 | 0 | 3.8 | 0 | 0 | 0 | 0 | 0 | 0 | 0 | 0 | 0 | 0 | 0 | 0 | 0 | 0 | 0 | 0 | 0 | 0
1483 | 3696 | 2018 | CA | Pastoria Energy Facility, LLC | 55656 | CT01 | 0 | OP | CT | NG | 168 | 0.693 | 1020128 | 439797 | EIA-923 Generator File | 2005 |  | 0 | 0 | 0 | 0 | 0 | 0 | 0 | 0 | 0 | 0 | 0 | 168 | 0 | 0 | 0 | 0 | 0 | 0 | 0 | 0 | 0 | 0 | 0 | 0 | 0 | 0 | 0 | 0 | 0 | 0
1484 | 3697 | 2018 | CA | Pastoria Energy Facility, LLC | 55656 | CT02 | 0 | OP | CT | NG | 168 | 0.58 | 853367 | 360479 | EIA-923 Generator File | 2005 |  | 0 | 0 | 0 | 0 | 0 | 0 | 0 | 0 | 0 | 0 | 0 | 168 | 0 | 0 | 0 | 0 | 0 | 0 | 0 | 0 | 0 | 0 | 0 | 0 | 0 | 0 | 0 | 0 | 0 | 0
1485 | 3698 | 2018 | CA | Pastoria Energy Facility, LLC | 55656 | CT04 | 0 | OP | CT | NG | 168 | 0.637 | 936957 | 419025 | EIA-923 Generator File | 2005 |  | 0 | 0 | 0 | 0 | 0 | 0 | 0 | 0 | 0 | 0 | 0 | 168 | 0 | 0 | 0 | 0 | 0 | 0 | 0 | 0 | 0 | 0 | 0 | 0 | 0 | 0 | 0 | 0 | 0 | 0
1486 | 3699 | 2018 | CA | Pastoria Energy Facility, LLC | 55656 | ST03 | 2 | OP | CA | NG | 185 | 0.618 | 1001029 | 428980 | EIA-923 Generator File | 2005 |  | 0 | 0 | 0 | 0 | 0 | 0 | 0 | 0 | 0 | 0 | 0 | 185 | 0 | 0 | 0 | 0 | 0 | 0 | 0 | 0 | 0 | 0 | 0 | 0 | 0 | 0 | 0 | 0 | 0 | 0
1487 | 3700 | 2018 | CA | Pastoria Energy Facility, LLC | 55656 | ST05 | 1 | OP | CA | NG | 90 | 0.652 | 514429 | 228836 | EIA-923 Generator File | 2005 |  | 0 | 0 | 0 | 0 | 0 | 0 | 0 | 0 | 0 | 0 | 0 | 90 | 0 | 0 | 0 | 0 | 0 | 0 | 0 | 0 | 0 | 0 | 0 | 0 | 0 | 0 | 0 | 0 | 0 | 0
1488 | 3703 | 2018 | CA | PE Berkeley | 50849 | GEN1 | 0 | OP | CT | NG | 23 | 0.73 | 147173 | 73390 | EIA-923 Generator File | 1987 |  | 0 | 0 | 0 | 0 | 0 | 0 | 0 | 0 | 0 | 0 | 0 | 23 | 0 | 0 | 0 | 0 | 0 | 0 | 0 | 0 | 0 | 0 | 0 | 0 | 0 | 0 | 0 | 0 | 0 | 0
1489 | 3704 | 2018 | CA | PE Berkeley | 50849 | GEN2 | 0 | OP | CA | NG | 5.5 | 0.12 | 5784 | 2418 | EIA-923 Generator File | 1987 |  | 0 | 0 | 0 | 0 | 0 | 0 | 0 | 0 | 0 | 0 | 0 | 5.5 | 0 | 0 | 0 | 0 | 0 | 0 | 0 | 0 | 0 | 0 | 0 | 0 | 0 | 0 | 0 | 0 | 0 | 0
1490 | 3706 | 2018 | CA | Pebbly Beach | 6704 | 10 | 0 | OP | IC | DFO | 1.1 | 0.35 | 3369.511 | 1477.862 | Distributed from 923 Generation And Fuel | 1966 |  | 0 | 0 | 0 | 0 | 1.1 | 0 | 0 | 0 | 0 | 0 | 0 | 0 | 0 | 0 | 0 | 0 | 0 | 0 | 0 | 0 | 0 | 0 | 0 | 0 | 0 | 0 | 0 | 0 | 0 | 0
1491 | 3707 | 2018 | CA | Pebbly Beach | 6704 | 12 | 0 | OP | IC | DFO | 1.6 | 0.35 | 4901.106 | 2149.617 | Distributed from 923 Generation And Fuel | 1976 |  | 0 | 0 | 0 | 0 | 1.6 | 0 | 0 | 0 | 0 | 0 | 0 | 0 | 0 | 0 | 0 | 0 | 0 | 0 | 0 | 0 | 0 | 0 | 0 | 0 | 0 | 0 | 0 | 0 | 0 | 0
1492 | 3708 | 2018 | CA | Pebbly Beach | 6704 | 14 | 0 | OP | IC | DFO | 1.4 | 0.35 | 4288.468 | 1880.915 | Distributed from 923 Generation And Fuel | 1986 |  | 0 | 0 | 0 | 0 | 1.4 | 0 | 0 | 0 | 0 | 0 | 0 | 0 | 0 | 0 | 0 | 0 | 0 | 0 | 0 | 0 | 0 | 0 | 0 | 0 | 0 | 0 | 0 | 0 | 0 | 0
1493 | 3709 | 2018 | CA | Pebbly Beach | 6704 | 15 | 0 | OP | IC | DFO | 2.8 | 0.35 | 8576.936 | 3761.83 | Distributed from 923 Generation And Fuel | 1995 |  | 0 | 0 | 0 | 0 | 2.8 | 0 | 0 | 0 | 0 | 0 | 0 | 0 | 0 | 0 | 0 | 0 | 0 | 0 | 0 | 0 | 0 | 0 | 0 | 0 | 0 | 0 | 0 | 0 | 0 | 0
1494 | 3710 | 2018 | CA | Pebbly Beach | 6704 | 7 | 0 | OP | IC | DFO | 1 | 0.35 | 3063.191 | 1343.511 | Distributed from 923 Generation And Fuel | 1958 |  | 0 | 0 | 0 | 0 | 1 | 0 | 0 | 0 | 0 | 0 | 0 | 0 | 0 | 0 | 0 | 0 | 0 | 0 | 0 | 0 | 0 | 0 | 0 | 0 | 0 | 0 | 0 | 0 | 0 | 0
1495 | 3711 | 2018 | CA | Pebbly Beach | 6704 | 8 | 0 | OP | IC | DFO | 1.5 | 0.35 | 4594.787 | 2015.266 | Distributed from 923 Generation And Fuel | 1963 |  | 0 | 0 | 0 | 0 | 1.5 | 0 | 0 | 0 | 0 | 0 | 0 | 0 | 0 | 0 | 0 | 0 | 0 | 0 | 0 | 0 | 0 | 0 | 0 | 0 | 0 | 0 | 0 | 0 | 0 | 0
1496 | 3712 | 2018 | CA | Pebbly Beach | 6704 | MT01 | 0 | OP | GT | PG | 0.1 | 0.032 | 28.08 | 15.64 | Distributed from 923 Generation And Fuel | 2011 |  | 0 | 0 | 0 | 0 | 0 | 0 | 0 | 0 | 0 | 0 | 0 | 0 | 0 | 0 | 0 | 0 | 0 | 0 | 0.1 | 0 | 0 | 0 | 0 | 0 | 0 | 0 | 0 | 0 | 0 | 0
1497 | 3713 | 2018 | CA | Pebbly Beach | 6704 | MT02 | 0 | OP | GT | PG | 0.1 | 0.032 | 28.08 | 15.64 | Distributed from 923 Generation And Fuel | 2011 |  | 0 | 0 | 0 | 0 | 0 | 0 | 0 | 0 | 0 | 0 | 0 | 0 | 0 | 0 | 0 | 0 | 0 | 0 | 0.1 | 0 | 0 | 0 | 0 | 0 | 0 | 0 | 0 | 0 | 0 | 0
1498 | 3714 | 2018 | CA | Pebbly Beach | 6704 | MT03 | 0 | OP | GT | PG | 0.1 | 0.032 | 28.08 | 15.64 | Distributed from 923 Generation And Fuel | 2011 |  | 0 | 0 | 0 | 0 | 0 | 0 | 0 | 0 | 0 | 0 | 0 | 0 | 0 | 0 | 0 | 0 | 0 | 0 | 0.1 | 0 | 0 | 0 | 0 | 0 | 0 | 0 | 0 | 0 | 0 | 0
1499 | 3715 | 2018 | CA | Pebbly Beach | 6704 | MT04 | 0 | OP | GT | PG | 0.1 | 0.032 | 28.08 | 15.64 | Distributed from 923 Generation And Fuel | 2011 |  | 0 | 0 | 0 | 0 | 0 | 0 | 0 | 0 | 0 | 0 | 0 | 0 | 0 | 0 | 0 | 0 | 0 | 0 | 0.1 | 0 | 0 | 0 | 0 | 0 | 0 | 0 | 0 | 0 | 0 | 0
1500 | 3716 | 2018 | CA | Pebbly Beach | 6704 | MT05 | 0 | OP | GT | PG | 0.1 | 0.032 | 28.08 | 15.64 | Distributed from 923 Generation And Fuel | 2011 |  | 0 | 0 | 0 | 0 | 0 | 0 | 0 | 0 | 0 | 0 | 0 | 0 | 0 | 0 | 0 | 0 | 0 | 0 | 0.1 | 0 | 0 | 0 | 0 | 0 | 0 | 0 | 0 | 0 | 0 | 0
1501 | 3717 | 2018 | CA | Pebbly Beach | 6704 | MT06 | 0 | OP | GT | PG | 0.1 | 0.032 | 28.08 | 15.64 | Distributed from 923 Generation And Fuel | 2011 |  | 0 | 0 | 0 | 0 | 0 | 0 | 0 | 0 | 0 | 0 | 0 | 0 | 0 | 0 | 0 | 0 | 0 | 0 | 0.1 | 0 | 0 | 0 | 0 | 0 | 0 | 0 | 0 | 0 | 0 | 0
1502 | 3718 | 2018 | CA | Pebbly Beach | 6704 | MT07 | 0 | OP | GT | PG | 0.1 | 0.032 | 28.08 | 15.64 | Distributed from 923 Generation And Fuel | 2011 |  | 0 | 0 | 0 | 0 | 0 | 0 | 0 | 0 | 0 | 0 | 0 | 0 | 0 | 0 | 0 | 0 | 0 | 0 | 0.1 | 0 | 0 | 0 | 0 | 0 | 0 | 0 | 0 | 0 | 0 | 0
1503 | 3719 | 2018 | CA | Pebbly Beach | 6704 | MT08 | 0 | OP | GT | PG | 0.1 | 0.032 | 28.08 | 15.64 | Distributed from 923 Generation And Fuel | 2011 |  | 0 | 0 | 0 | 0 | 0 | 0 | 0 | 0 | 0 | 0 | 0 | 0 | 0 | 0 | 0 | 0 | 0 | 0 | 0.1 | 0 | 0 | 0 | 0 | 0 | 0 | 0 | 0 | 0 | 0 | 0
1504 | 3720 | 2018 | CA | Pebbly Beach | 6704 | MT09 | 0 | OP | GT | PG | 0.1 | 0.032 | 28.08 | 15.64 | Distributed from 923 Generation And Fuel | 2011 |  | 0 | 0 | 0 | 0 | 0 | 0 | 0 | 0 | 0 | 0 | 0 | 0 | 0 | 0 | 0 | 0 | 0 | 0 | 0.1 | 0 | 0 | 0 | 0 | 0 | 0 | 0 | 0 | 0 | 0 | 0
1505 | 3721 | 2018 | CA | Pebbly Beach | 6704 | MT10 | 0 | OP | GT | PG | 0.1 | 0.032 | 28.08 | 15.64 | Distributed from 923 Generation And Fuel | 2011 |  | 0 | 0 | 0 | 0 | 0 | 0 | 0 | 0 | 0 | 0 | 0 | 0 | 0 | 0 | 0 | 0 | 0 | 0 | 0.1 | 0 | 0 | 0 | 0 | 0 | 0 | 0 | 0 | 0 | 0 | 0
1506 | 3722 | 2018 | CA | Pebbly Beach | 6704 | MT11 | 0 | OP | GT | PG | 0.1 | 0.032 | 28.08 | 15.64 | Distributed from 923 Generation And Fuel | 2011 |  | 0 | 0 | 0 | 0 | 0 | 0 | 0 | 0 | 0 | 0 | 0 | 0 | 0 | 0 | 0 | 0 | 0 | 0 | 0.1 | 0 | 0 | 0 | 0 | 0 | 0 | 0 | 0 | 0 | 0 | 0
1507 | 3723 | 2018 | CA | Pebbly Beach | 6704 | MT14 | 0 | OP | GT | PG | 0.1 | 0.032 | 28.08 | 15.64 | Distributed from 923 Generation And Fuel | 2011 |  | 0 | 0 | 0 | 0 | 0 | 0 | 0 | 0 | 0 | 0 | 0 | 0 | 0 | 0 | 0 | 0 | 0 | 0 | 0.1 | 0 | 0 | 0 | 0 | 0 | 0 | 0 | 0 | 0 | 0 | 0
1508 | 3724 | 2018 | CA | Pebbly Beach | 6704 | MT15 | 0 | OP | GT | PG | 0.1 | 0.032 | 28.08 | 15.64 | Distributed from 923 Generation And Fuel | 2011 |  | 0 | 0 | 0 | 0 | 0 | 0 | 0 | 0 | 0 | 0 | 0 | 0 | 0 | 0 | 0 | 0 | 0 | 0 | 0.1 | 0 | 0 | 0 | 0 | 0 | 0 | 0 | 0 | 0 | 0 | 0
1509 | 3725 | 2018 | CA | Pebbly Beach | 6704 | MT16 | 0 | OP | GT | PG | 0.1 | 0.032 | 28.08 | 15.64 | Distributed from 923 Generation And Fuel | 2011 |  | 0 | 0 | 0 | 0 | 0 | 0 | 0 | 0 | 0 | 0 | 0 | 0 | 0 | 0 | 0 | 0 | 0 | 0 | 0.1 | 0 | 0 | 0 | 0 | 0 | 0 | 0 | 0 | 0 | 0 | 0
1510 | 3726 | 2018 | CA | Pebbly Beach | 6704 | MT17 | 0 | OP | GT | PG | 0.1 | 0.032 | 28.08 | 15.64 | Distributed from 923 Generation And Fuel | 2011 |  | 0 | 0 | 0 | 0 | 0 | 0 | 0 | 0 | 0 | 0 | 0 | 0 | 0 | 0 | 0 | 0 | 0 | 0 | 0.1 | 0 | 0 | 0 | 0 | 0 | 0 | 0 | 0 | 0 | 0 | 0
1511 | 3727 | 2018 | CA | Pebbly Beach | 6704 | MT18 | 0 | OP | GT | PG | 0.1 | 0.032 | 28.08 | 15.64 | Distributed from 923 Generation And Fuel | 2011 |  | 0 | 0 | 0 | 0 | 0 | 0 | 0 | 0 | 0 | 0 | 0 | 0 | 0 | 0 | 0 | 0 | 0 | 0 | 0.1 | 0 | 0 | 0 | 0 | 0 | 0 | 0 | 0 | 0 | 0 | 0
1512 | 3728 | 2018 | CA | Pebbly Beach | 6704 | MT19 | 0 | OP | GT | PG | 0.1 | 0.032 | 28.08 | 15.64 | Distributed from 923 Generation And Fuel | 2011 |  | 0 | 0 | 0 | 0 | 0 | 0 | 0 | 0 | 0 | 0 | 0 | 0 | 0 | 0 | 0 | 0 | 0 | 0 | 0.1 | 0 | 0 | 0 | 0 | 0 | 0 | 0 | 0 | 0 | 0 | 0
1513 | 3729 | 2018 | CA | Pebbly Beach | 6704 | MT20 | 0 | OP | GT | PG | 0.1 | 0.032 | 28.08 | 15.64 | Distributed from 923 Generation And Fuel | 2011 |  | 0 | 0 | 0 | 0 | 0 | 0 | 0 | 0 | 0 | 0 | 0 | 0 | 0 | 0 | 0 | 0 | 0 | 0 | 0.1 | 0 | 0 | 0 | 0 | 0 | 0 | 0 | 0 | 0 | 0 | 0
1514 | 3730 | 2018 | CA | Pebbly Beach | 6704 | MT21 | 0 | OP | GT | PG | 0.1 | 0.032 | 28.08 | 15.64 | Distributed from 923 Generation And Fuel | 2011 |  | 0 | 0 | 0 | 0 | 0 | 0 | 0 | 0 | 0 | 0 | 0 | 0 | 0 | 0 | 0 | 0 | 0 | 0 | 0.1 | 0 | 0 | 0 | 0 | 0 | 0 | 0 | 0 | 0 | 0 | 0
1515 | 3731 | 2018 | CA | Pebbly Beach | 6704 | MT22 | 0 | OP | GT | PG | 0.1 | 0.032 | 28.08 | 15.64 | Distributed from 923 Generation And Fuel | 2011 |  | 0 | 0 | 0 | 0 | 0 | 0 | 0 | 0 | 0 | 0 | 0 | 0 | 0 | 0 | 0 | 0 | 0 | 0 | 0.1 | 0 | 0 | 0 | 0 | 0 | 0 | 0 | 0 | 0 | 0 | 0
1516 | 3732 | 2018 | CA | Pebbly Beach | 6704 | MT23 | 0 | OP | GT | PG | 0.1 | 0.032 | 28.08 | 15.64 | Distributed from 923 Generation And Fuel | 2011 |  | 0 | 0 | 0 | 0 | 0 | 0 | 0 | 0 | 0 | 0 | 0 | 0 | 0 | 0 | 0 | 0 | 0 | 0 | 0.1 | 0 | 0 | 0 | 0 | 0 | 0 | 0 | 0 | 0 | 0 | 0
1517 | 3733 | 2018 | CA | Pebbly Beach | 6704 | MT24 | 0 | OP | GT | PG | 0.1 | 0.032 | 28.08 | 15.64 | Distributed from 923 Generation And Fuel | 2011 |  | 0 | 0 | 0 | 0 | 0 | 0 | 0 | 0 | 0 | 0 | 0 | 0 | 0 | 0 | 0 | 0 | 0 | 0 | 0.1 | 0 | 0 | 0 | 0 | 0 | 0 | 0 | 0 | 0 | 0 | 0
1518 | 3734 | 2018 | CA | Pebbly Beach | 6704 | MT25 | 0 | OP | GT | PG | 0.1 | 0.032 | 28.08 | 15.64 | Distributed from 923 Generation And Fuel | 2011 |  | 0 | 0 | 0 | 0 | 0 | 0 | 0 | 0 | 0 | 0 | 0 | 0 | 0 | 0 | 0 | 0 | 0 | 0 | 0.1 | 0 | 0 | 0 | 0 | 0 | 0 | 0 | 0 | 0 | 0 | 0
1519 | 3735 | 2018 | CA | Pebbly Beach | 6704 | NASB1 | 0 | OP | BA | MWH | 1 | 0 | 0 | 0 | Distributed from 923 Generation And Fuel | 2012 |  | 0 | 0 | 0 | 0 | 0 | 0 | 0 | 0 | 0 | 0 | 1 | 0 | 0 | 0 | 0 | 0 | 0 | 0 | 0 | 0 | 0 | 0 | 0 | 0 | 0 | 0 | 0 | 0 | 0 | 0
1520 | 3738 | 2018 | CA | Perris | 481 | 1 | 0 | OP | HY | WAT | 7.9 | 0.214 | 14812 | 7932 | Distributed from 923 Generation And Fuel | 1983 |  | 0 | 0 | 0 | 0 | 0 | 0 | 0 | 0 | 0 | 0 | 0 | 0 | 0 | 0 | 0 | 0 | 0 | 0 | 0 | 0 | 0 | 0 | 0 | 0 | 7.9 | 0 | 0 | 0 | 0 | 0
1521 | 3739 | 2018 | CA | PFMG Solar Grossmont Helix LLC | 62611 | HELIX | 0 | OP | PV | SUN | 1.2 | 0.129 | 1355 | 1024 | Distributed from 923 Generation And Fuel | 2018 |  | 0 | 0 | 0 | 0 | 0 | 0 | 0 | 0 | 0 | 0 | 0 | 0 | 0 | 0 | 0 | 0 | 0 | 0 | 0 | 0 | 0 | 0 | 0 | 1.2 | 0 | 0 | 0 | 0 | 0 | 0
1522 | 3740 | 2018 | CA | Phillips 66 Carbon Plant | 50388 | GEN1 | 2 | OP | ST | PC | 27.3 | 0.53 | 126783 | 53374 | Distributed from 923 Generation And Fuel | 1983 |  | 0 | 0 | 0 | 0 | 0 | 0 | 0 | 0 | 0 | 0 | 0 | 0 | 0 | 0 | 0 | 0 | 0 | 27.3 | 0 | 0 | 0 | 0 | 0 | 0 | 0 | 0 | 0 | 0 | 0 | 0
1523 | 3741 | 2018 | CA | Phillips 66 Rodeo Refinery | 50119 | GENA | 0 | OP | GT | OG | 18.3 | 0.811 | 130006.333 | 56759.333 | Distributed from 923 Generation And Fuel | 1987 |  | 0 | 0 | 0 | 0 | 0 | 0 | 0 | 0 | 0 | 0 | 0 | 0 | 0 | 0 | 0 | 18.3 | 0 | 0 | 0 | 0 | 0 | 0 | 0 | 0 | 0 | 0 | 0 | 0 | 0 | 0
1524 | 3742 | 2018 | CA | Phillips 66 Rodeo Refinery | 50119 | GENB | 0 | OP | GT | OG | 18.3 | 0.811 | 130006.333 | 56759.333 | Distributed from 923 Generation And Fuel | 1987 |  | 0 | 0 | 0 | 0 | 0 | 0 | 0 | 0 | 0 | 0 | 0 | 0 | 0 | 0 | 0 | 18.3 | 0 | 0 | 0 | 0 | 0 | 0 | 0 | 0 | 0 | 0 | 0 | 0 | 0 | 0
1525 | 3743 | 2018 | CA | Phillips 66 Rodeo Refinery | 50119 | GENC | 0 | OP | GT | OG | 18.3 | 0.811 | 130006.333 | 56759.333 | Distributed from 923 Generation And Fuel | 1987 |  | 0 | 0 | 0 | 0 | 0 | 0 | 0 | 0 | 0 | 0 | 0 | 0 | 0 | 0 | 0 | 18.3 | 0 | 0 | 0 | 0 | 0 | 0 | 0 | 0 | 0 | 0 | 0 | 0 | 0 | 0
1526 | 3744 | 2018 | CA | Phoenix | 264 | 1 | 0 | OP | HY | WAT | 1.6 | 0.404 | 5669 | 3036 | Distributed from 923 Generation And Fuel | 1940 |  | 0 | 0 | 0 | 0 | 0 | 0 | 0 | 0 | 0 | 0 | 0 | 0 | 0 | 0 | 0 | 0 | 0 | 0 | 0 | 0 | 0 | 0 | 0 | 0 | 1.6 | 0 | 0 | 0 | 0 | 0
1527 | 3746 | 2018 | CA | Pierce College | 58248 | GEN1 | 0 | OP | PV | SUN | 1.9 | 0.181 | 3017 | 1642 | Distributed from 923 Generation And Fuel | 2013 |  | 0 | 0 | 0 | 0 | 0 | 0 | 0 | 0 | 0 | 0 | 0 | 0 | 0 | 0 | 0 | 0 | 0 | 0 | 0 | 0 | 0 | 0 | 0 | 1.9 | 0 | 0 | 0 | 0 | 0 | 0
1528 | 3747 | 2018 | CA | Pilot Knob | 388 | 1 | 0 | OP | HY | WAT | 16.5 | 0.11 | 15881.5 | 8505 | Distributed from 923 Generation And Fuel | 1957 |  | 0 | 0 | 0 | 0 | 0 | 0 | 0 | 0 | 0 | 0 | 0 | 0 | 0 | 0 | 0 | 0 | 0 | 0 | 0 | 0 | 0 | 0 | 0 | 0 | 16.5 | 0 | 0 | 0 | 0 | 0
1529 | 3748 | 2018 | CA | Pilot Knob | 388 | 2 | 0 | OP | HY | WAT | 16.5 | 0.11 | 15881.5 | 8505 | Distributed from 923 Generation And Fuel | 1957 |  | 0 | 0 | 0 | 0 | 0 | 0 | 0 | 0 | 0 | 0 | 0 | 0 | 0 | 0 | 0 | 0 | 0 | 0 | 0 | 0 | 0 | 0 | 0 | 0 | 16.5 | 0 | 0 | 0 | 0 | 0
1530 | 3749 | 2018 | CA | Pine Flat | 7907 | 1 | 0 | OP | HY | WAT | 55 | 0.235 | 113360.333 | 106371.667 | Distributed from 923 Generation And Fuel | 1984 |  | 0 | 0 | 0 | 0 | 0 | 0 | 0 | 0 | 0 | 0 | 0 | 0 | 0 | 0 | 0 | 0 | 0 | 0 | 0 | 0 | 0 | 0 | 0 | 0 | 55 | 0 | 0 | 0 | 0 | 0
1531 | 3750 | 2018 | CA | Pine Flat | 7907 | 2 | 0 | OP | HY | WAT | 55 | 0.235 | 113360.333 | 106371.667 | Distributed from 923 Generation And Fuel | 1984 |  | 0 | 0 | 0 | 0 | 0 | 0 | 0 | 0 | 0 | 0 | 0 | 0 | 0 | 0 | 0 | 0 | 0 | 0 | 0 | 0 | 0 | 0 | 0 | 0 | 55 | 0 | 0 | 0 | 0 | 0
1532 | 3751 | 2018 | CA | Pine Flat | 7907 | 3 | 0 | OP | HY | WAT | 55 | 0.235 | 113360.333 | 106371.667 | Distributed from 923 Generation And Fuel | 1984 |  | 0 | 0 | 0 | 0 | 0 | 0 | 0 | 0 | 0 | 0 | 0 | 0 | 0 | 0 | 0 | 0 | 0 | 0 | 0 | 0 | 0 | 0 | 0 | 0 | 55 | 0 | 0 | 0 | 0 | 0
1533 | 3752 | 2018 | CA | Pine Tree Solar Project | 57306 | 1 | 0 | OP | PV | SUN | 8.5 | 0.197 | 14661 | 7978 | Distributed from 923 Generation And Fuel | 2013 |  | 0 | 0 | 0 | 0 | 0 | 0 | 0 | 0 | 0 | 0 | 0 | 0 | 0 | 0 | 0 | 0 | 0 | 0 | 0 | 0 | 0 | 0 | 0 | 8.5 | 0 | 0 | 0 | 0 | 0 | 0
1534 | 3753 | 2018 | CA | Pine Tree Wind Power Project | 56433 | 1 | 0 | OP | WT | WND | 135 | 0.241 | 285293 | 166599 | Distributed from 923 Generation And Fuel | 2009 |  | 0 | 0 | 0 | 0 | 0 | 0 | 0 | 0 | 0 | 0 | 0 | 0 | 0 | 0 | 0 | 0 | 0 | 0 | 0 | 0 | 0 | 0 | 0 | 0 | 0 | 0 | 0 | 0 | 0 | 135
1535 | 3754 | 2018 | CA | Pinyon Pine I | 57834 | AW07 | 0 | OP | WT | WND | 168 | 0.231 | 339370 | 198178 | Distributed from 923 Generation And Fuel | 2012 |  | 0 | 0 | 0 | 0 | 0 | 0 | 0 | 0 | 0 | 0 | 0 | 0 | 0 | 0 | 0 | 0 | 0 | 0 | 0 | 0 | 0 | 0 | 0 | 0 | 0 | 0 | 0 | 0 | 0 | 168
1536 | 3755 | 2018 | CA | Pinyon Pine II | 57837 | AW09 | 0 | OP | WT | WND | 132 | 0.211 | 244263 | 142639 | Distributed from 923 Generation And Fuel | 2012 |  | 0 | 0 | 0 | 0 | 0 | 0 | 0 | 0 | 0 | 0 | 0 | 0 | 0 | 0 | 0 | 0 | 0 | 0 | 0 | 0 | 0 | 0 | 0 | 0 | 0 | 0 | 0 | 0 | 0 | 132
1537 | 3756 | 2018 | CA | Pio Pico Energy Center | 57555 | CTG1 | 0 | OP | GT | NG | 131.8 | 0.043 | 50019 | 22039.667 | Distributed from 923 Generation And Fuel | 2016 |  | 0 | 0 | 0 | 0 | 0 | 0 | 0 | 0 | 0 | 0 | 0 | 131.8 | 0 | 0 | 0 | 0 | 0 | 0 | 0 | 0 | 0 | 0 | 0 | 0 | 0 | 0 | 0 | 0 | 0 | 0
1538 | 3757 | 2018 | CA | Pio Pico Energy Center | 57555 | CTG2 | 0 | OP | GT | NG | 131.8 | 0.043 | 50019 | 22039.667 | Distributed from 923 Generation And Fuel | 2016 |  | 0 | 0 | 0 | 0 | 0 | 0 | 0 | 0 | 0 | 0 | 0 | 131.8 | 0 | 0 | 0 | 0 | 0 | 0 | 0 | 0 | 0 | 0 | 0 | 0 | 0 | 0 | 0 | 0 | 0 | 0
1539 | 3758 | 2018 | CA | Pio Pico Energy Center | 57555 | CTG3 | 0 | OP | GT | NG | 131.8 | 0.043 | 50019 | 22039.667 | Distributed from 923 Generation And Fuel | 2016 |  | 0 | 0 | 0 | 0 | 0 | 0 | 0 | 0 | 0 | 0 | 0 | 131.8 | 0 | 0 | 0 | 0 | 0 | 0 | 0 | 0 | 0 | 0 | 0 | 0 | 0 | 0 | 0 | 0 | 0 | 0
1540 | 3759 | 2018 | CA | Pit 1 | 265 | H1 | 0 | OP | HY | WAT | 34.6 | 0.375 | 113538.5 | 60804 | Distributed from 923 Generation And Fuel | 1922 |  | 0 | 0 | 0 | 0 | 0 | 0 | 0 | 0 | 0 | 0 | 0 | 0 | 0 | 0 | 0 | 0 | 0 | 0 | 0 | 0 | 0 | 0 | 0 | 0 | 34.6 | 0 | 0 | 0 | 0 | 0
1541 | 3760 | 2018 | CA | Pit 1 | 265 | H2 | 0 | OP | HY | WAT | 34.6 | 0.375 | 113538.5 | 60804 | Distributed from 923 Generation And Fuel | 1922 |  | 0 | 0 | 0 | 0 | 0 | 0 | 0 | 0 | 0 | 0 | 0 | 0 | 0 | 0 | 0 | 0 | 0 | 0 | 0 | 0 | 0 | 0 | 0 | 0 | 34.6 | 0 | 0 | 0 | 0 | 0
1542 | 3761 | 2018 | CA | Pit 3 | 266 | H1 | 0 | OP | HY | WAT | 26.7 | 0.367 | 85940.333 | 46024.333 | Distributed from 923 Generation And Fuel | 1925 |  | 0 | 0 | 0 | 0 | 0 | 0 | 0 | 0 | 0 | 0 | 0 | 0 | 0 | 0 | 0 | 0 | 0 | 0 | 0 | 0 | 0 | 0 | 0 | 0 | 26.7 | 0 | 0 | 0 | 0 | 0
1543 | 3762 | 2018 | CA | Pit 3 | 266 | H2 | 0 | OP | HY | WAT | 26.7 | 0.367 | 85940.333 | 46024.333 | Distributed from 923 Generation And Fuel | 1925 |  | 0 | 0 | 0 | 0 | 0 | 0 | 0 | 0 | 0 | 0 | 0 | 0 | 0 | 0 | 0 | 0 | 0 | 0 | 0 | 0 | 0 | 0 | 0 | 0 | 26.7 | 0 | 0 | 0 | 0 | 0
1544 | 3763 | 2018 | CA | Pit 3 | 266 | H3 | 0 | OP | HY | WAT | 26.7 | 0.367 | 85940.333 | 46024.333 | Distributed from 923 Generation And Fuel | 1925 |  | 0 | 0 | 0 | 0 | 0 | 0 | 0 | 0 | 0 | 0 | 0 | 0 | 0 | 0 | 0 | 0 | 0 | 0 | 0 | 0 | 0 | 0 | 0 | 0 | 26.7 | 0 | 0 | 0 | 0 | 0
1545 | 3764 | 2018 | CA | Pit 4 | 267 | 1 | 0 | OP | HY | WAT | 51.7 | 0.439 | 198593.5 | 68601 | Distributed from 923 Generation And Fuel | 1955 |  | 0 | 0 | 0 | 0 | 0 | 0 | 0 | 0 | 0 | 0 | 0 | 0 | 0 | 0 | 0 | 0 | 0 | 0 | 0 | 0 | 0 | 0 | 0 | 0 | 51.7 | 0 | 0 | 0 | 0 | 0
1546 | 3765 | 2018 | CA | Pit 4 | 267 | 2 | 0 | OP | HY | WAT | 51.7 | 0.439 | 198593.5 | 68601 | Distributed from 923 Generation And Fuel | 1955 |  | 0 | 0 | 0 | 0 | 0 | 0 | 0 | 0 | 0 | 0 | 0 | 0 | 0 | 0 | 0 | 0 | 0 | 0 | 0 | 0 | 0 | 0 | 0 | 0 | 51.7 | 0 | 0 | 0 | 0 | 0
1547 | 3766 | 2018 | CA | Pit 5 | 268 | H1 | 0 | OP | HY | WAT | 38.2 | 0.494 | 165333.431 | 54336.532 | Distributed from 923 Generation And Fuel | 1944 |  | 0 | 0 | 0 | 0 | 0 | 0 | 0 | 0 | 0 | 0 | 0 | 0 | 0 | 0 | 0 | 0 | 0 | 0 | 0 | 0 | 0 | 0 | 0 | 0 | 38.2 | 0 | 0 | 0 | 0 | 0
1548 | 3767 | 2018 | CA | Pit 5 | 268 | H2 | 0 | OP | HY | WAT | 38.2 | 0.494 | 165333.431 | 54336.532 | Distributed from 923 Generation And Fuel | 1944 |  | 0 | 0 | 0 | 0 | 0 | 0 | 0 | 0 | 0 | 0 | 0 | 0 | 0 | 0 | 0 | 0 | 0 | 0 | 0 | 0 | 0 | 0 | 0 | 0 | 38.2 | 0 | 0 | 0 | 0 | 0
1549 | 3768 | 2018 | CA | Pit 5 | 268 | H3 | 0 | OP | HY | WAT | 33.2 | 0.494 | 143692.929 | 47224.421 | Distributed from 923 Generation And Fuel | 1944 |  | 0 | 0 | 0 | 0 | 0 | 0 | 0 | 0 | 0 | 0 | 0 | 0 | 0 | 0 | 0 | 0 | 0 | 0 | 0 | 0 | 0 | 0 | 0 | 0 | 33.2 | 0 | 0 | 0 | 0 | 0
1550 | 3769 | 2018 | CA | Pit 5 | 268 | H4 | 0 | OP | HY | WAT | 32 | 0.494 | 138499.209 | 45517.514 | Distributed from 923 Generation And Fuel | 1944 |  | 0 | 0 | 0 | 0 | 0 | 0 | 0 | 0 | 0 | 0 | 0 | 0 | 0 | 0 | 0 | 0 | 0 | 0 | 0 | 0 | 0 | 0 | 0 | 0 | 32 | 0 | 0 | 0 | 0 | 0
1551 | 3770 | 2018 | CA | Pit 6 | 269 | H1 | 0 | OP | HY | WAT | 39.6 | 0.387 | 134255.5 | 71899 | Distributed from 923 Generation And Fuel | 1965 |  | 0 | 0 | 0 | 0 | 0 | 0 | 0 | 0 | 0 | 0 | 0 | 0 | 0 | 0 | 0 | 0 | 0 | 0 | 0 | 0 | 0 | 0 | 0 | 0 | 39.6 | 0 | 0 | 0 | 0 | 0
1552 | 3771 | 2018 | CA | Pit 6 | 269 | H2 | 0 | OP | HY | WAT | 39.6 | 0.387 | 134255.5 | 71899 | Distributed from 923 Generation And Fuel | 1965 |  | 0 | 0 | 0 | 0 | 0 | 0 | 0 | 0 | 0 | 0 | 0 | 0 | 0 | 0 | 0 | 0 | 0 | 0 | 0 | 0 | 0 | 0 | 0 | 0 | 39.6 | 0 | 0 | 0 | 0 | 0
1553 | 3772 | 2018 | CA | Pit 7 | 270 | H1 | 0 | OP | HY | WAT | 57.6 | 0.375 | 189381.246 | 55654.82 | Distributed from 923 Generation And Fuel | 1965 |  | 0 | 0 | 0 | 0 | 0 | 0 | 0 | 0 | 0 | 0 | 0 | 0 | 0 | 0 | 0 | 0 | 0 | 0 | 0 | 0 | 0 | 0 | 0 | 0 | 57.6 | 0 | 0 | 0 | 0 | 0
1554 | 3773 | 2018 | CA | Pit 7 | 270 | H2 | 0 | OP | HY | WAT | 52.2 | 0.375 | 171626.754 | 50437.18 | Distributed from 923 Generation And Fuel | 1965 |  | 0 | 0 | 0 | 0 | 0 | 0 | 0 | 0 | 0 | 0 | 0 | 0 | 0 | 0 | 0 | 0 | 0 | 0 | 0 | 0 | 0 | 0 | 0 | 0 | 52.2 | 0 | 0 | 0 | 0 | 0
1555 | 3776 | 2018 | CA | Pixar - Emeryville | 59803 | PXR00 | 0 | OP | FC | NG | 1.1 | 0.789 | 7604 | 3350 | Distributed from 923 Generation And Fuel | 2014 |  | 0 | 0 | 0 | 0 | 0 | 0 | 0 | 0 | 0 | 0 | 0 | 1.1 | 0 | 0 | 0 | 0 | 0 | 0 | 0 | 0 | 0 | 0 | 0 | 0 | 0 | 0 | 0 | 0 | 0 | 0
1556 | 3777 | 2018 | CA | Plant No 1 Orange County | 50696 | GEN1 | 0 | OP | IC | OBG | 2.5 | 0.647 | 14170 | 5916 | Distributed from 923 Generation And Fuel | 1993 |  | 0 | 0 | 0 | 0 | 0 | 0 | 0 | 0 | 0 | 0 | 0 | 0 | 0 | 2.5 | 0 | 0 | 0 | 0 | 0 | 0 | 0 | 0 | 0 | 0 | 0 | 0 | 0 | 0 | 0 | 0
1557 | 3778 | 2018 | CA | Plant No 1 Orange County | 50696 | GEN2 | 0 | OP | IC | OBG | 2.5 | 0.647 | 14170 | 5916 | Distributed from 923 Generation And Fuel | 1993 |  | 0 | 0 | 0 | 0 | 0 | 0 | 0 | 0 | 0 | 0 | 0 | 0 | 0 | 2.5 | 0 | 0 | 0 | 0 | 0 | 0 | 0 | 0 | 0 | 0 | 0 | 0 | 0 | 0 | 0 | 0
1558 | 3779 | 2018 | CA | Plant No 1 Orange County | 50696 | GEN3 | 0 | OP | IC | OBG | 2.5 | 0.647 | 14170 | 5916 | Distributed from 923 Generation And Fuel | 1993 |  | 0 | 0 | 0 | 0 | 0 | 0 | 0 | 0 | 0 | 0 | 0 | 0 | 0 | 2.5 | 0 | 0 | 0 | 0 | 0 | 0 | 0 | 0 | 0 | 0 | 0 | 0 | 0 | 0 | 0 | 0
1559 | 3780 | 2018 | CA | Plant No 2 Orange County | 52099 | GEN1 | 0 | OP | IC | OBG | 3 | 0.374 | 9840 | 4103.4 | Distributed from 923 Generation And Fuel | 1993 |  | 0 | 0 | 0 | 0 | 0 | 0 | 0 | 0 | 0 | 0 | 0 | 0 | 0 | 3 | 0 | 0 | 0 | 0 | 0 | 0 | 0 | 0 | 0 | 0 | 0 | 0 | 0 | 0 | 0 | 0
1560 | 3781 | 2018 | CA | Plant No 2 Orange County | 52099 | GEN2 | 0 | OP | IC | OBG | 3 | 0.374 | 9840 | 4103.4 | Distributed from 923 Generation And Fuel | 1993 |  | 0 | 0 | 0 | 0 | 0 | 0 | 0 | 0 | 0 | 0 | 0 | 0 | 0 | 3 | 0 | 0 | 0 | 0 | 0 | 0 | 0 | 0 | 0 | 0 | 0 | 0 | 0 | 0 | 0 | 0
1561 | 3782 | 2018 | CA | Plant No 2 Orange County | 52099 | GEN3 | 0 | OP | IC | OBG | 3 | 0.374 | 9840 | 4103.4 | Distributed from 923 Generation And Fuel | 1993 |  | 0 | 0 | 0 | 0 | 0 | 0 | 0 | 0 | 0 | 0 | 0 | 0 | 0 | 3 | 0 | 0 | 0 | 0 | 0 | 0 | 0 | 0 | 0 | 0 | 0 | 0 | 0 | 0 | 0 | 0
1562 | 3783 | 2018 | CA | Plant No 2 Orange County | 52099 | GEN4 | 0 | OP | IC | OBG | 3 | 0.374 | 9840 | 4103.4 | Distributed from 923 Generation And Fuel | 1993 |  | 0 | 0 | 0 | 0 | 0 | 0 | 0 | 0 | 0 | 0 | 0 | 0 | 0 | 3 | 0 | 0 | 0 | 0 | 0 | 0 | 0 | 0 | 0 | 0 | 0 | 0 | 0 | 0 | 0 | 0
1563 | 3784 | 2018 | CA | Plant No 2 Orange County | 52099 | GEN5 | 0 | OP | IC | OBG | 3 | 0.374 | 9840 | 4103.4 | Distributed from 923 Generation And Fuel | 1993 |  | 0 | 0 | 0 | 0 | 0 | 0 | 0 | 0 | 0 | 0 | 0 | 0 | 0 | 3 | 0 | 0 | 0 | 0 | 0 | 0 | 0 | 0 | 0 | 0 | 0 | 0 | 0 | 0 | 0 | 0
1564 | 3786 | 2018 | CA | Pleasant Valley Hydro | 402 | 1 | 0 | OP | HY | WAT | 3.2 | 0.26 | 7290 | 3904 | Distributed from 923 Generation And Fuel | 1958 |  | 0 | 0 | 0 | 0 | 0 | 0 | 0 | 0 | 0 | 0 | 0 | 0 | 0 | 0 | 0 | 0 | 0 | 0 | 0 | 0 | 0 | 0 | 0 | 0 | 3.2 | 0 | 0 | 0 | 0 | 0
1565 | 3787 | 2018 | CA | Ples I | 10479 | T101 | 0 | OP | BT | GEO | 5 | 0.653 | 28591.333 | 12189.333 | Distributed from 923 Generation And Fuel | 1990 |  | 0 | 0 | 0 | 0 | 0 | 5 | 0 | 0 | 0 | 0 | 0 | 0 | 0 | 0 | 0 | 0 | 0 | 0 | 0 | 0 | 0 | 0 | 0 | 0 | 0 | 0 | 0 | 0 | 0 | 0
1566 | 3788 | 2018 | CA | Ples I | 10479 | T102 | 0 | OP | BT | GEO | 5 | 0.653 | 28591.333 | 12189.333 | Distributed from 923 Generation And Fuel | 1990 |  | 0 | 0 | 0 | 0 | 0 | 5 | 0 | 0 | 0 | 0 | 0 | 0 | 0 | 0 | 0 | 0 | 0 | 0 | 0 | 0 | 0 | 0 | 0 | 0 | 0 | 0 | 0 | 0 | 0 | 0
1567 | 3789 | 2018 | CA | Ples I | 10479 | T103 | 0 | OP | BT | GEO | 5 | 0.653 | 28591.333 | 12189.333 | Distributed from 923 Generation And Fuel | 1990 |  | 0 | 0 | 0 | 0 | 0 | 5 | 0 | 0 | 0 | 0 | 0 | 0 | 0 | 0 | 0 | 0 | 0 | 0 | 0 | 0 | 0 | 0 | 0 | 0 | 0 | 0 | 0 | 0 | 0 | 0
1568 | 3790 | 2018 | CA | Poe | 272 | 1 | 0 | OP | HY | WAT | 71.4 | 0.357 | 223131.5 | 88456 | Distributed from 923 Generation And Fuel | 1958 |  | 0 | 0 | 0 | 0 | 0 | 0 | 0 | 0 | 0 | 0 | 0 | 0 | 0 | 0 | 0 | 0 | 0 | 0 | 0 | 0 | 0 | 0 | 0 | 0 | 71.4 | 0 | 0 | 0 | 0 | 0
1569 | 3791 | 2018 | CA | Poe | 272 | 2 | 0 | OP | HY | WAT | 71.4 | 0.357 | 223131.5 | 88456 | Distributed from 923 Generation And Fuel | 1958 |  | 0 | 0 | 0 | 0 | 0 | 0 | 0 | 0 | 0 | 0 | 0 | 0 | 0 | 0 | 0 | 0 | 0 | 0 | 0 | 0 | 0 | 0 | 0 | 0 | 71.4 | 0 | 0 | 0 | 0 | 0
1570 | 3793 | 2018 | CA | Ponderosa Bailey Creek | 10709 | GEN1 | 0 | OP | HY | WAT | 1.1 | 0.184 | 1771 | 948 | Distributed from 923 Generation And Fuel | 1990 |  | 0 | 0 | 0 | 0 | 0 | 0 | 0 | 0 | 0 | 0 | 0 | 0 | 0 | 0 | 0 | 0 | 0 | 0 | 0 | 0 | 0 | 0 | 0 | 0 | 1.1 | 0 | 0 | 0 | 0 | 0
1571 | 3794 | 2018 | CA | Poole | 353 | 1 | 0 | OP | HY | WAT | 11.3 | 0.143 | 14157 | 7582 | Distributed from 923 Generation And Fuel | 1924 |  | 0 | 0 | 0 | 0 | 0 | 0 | 0 | 0 | 0 | 0 | 0 | 0 | 0 | 0 | 0 | 0 | 0 | 0 | 0 | 0 | 0 | 0 | 0 | 0 | 11.3 | 0 | 0 | 0 | 0 | 0
1572 | 3795 | 2018 | CA | Port of LA Solar FiT Project | 61319 | W4885 | 0 | OP | PV | SUN | 1.1 | 0.201 | 1938 | 1055 | Distributed from 923 Generation And Fuel | 2015 |  | 0 | 0 | 0 | 0 | 0 | 0 | 0 | 0 | 0 | 0 | 0 | 0 | 0 | 0 | 0 | 0 | 0 | 0 | 0 | 0 | 0 | 0 | 0 | 1.1 | 0 | 0 | 0 | 0 | 0 | 0
1573 | 3796 | 2018 | CA | Portal | 354 | 1 | 0 | OP | HY | WAT | 10.8 | 0.103 | 9717 | 5204 | Distributed from 923 Generation And Fuel | 1956 |  | 0 | 0 | 0 | 0 | 0 | 0 | 0 | 0 | 0 | 0 | 0 | 0 | 0 | 0 | 0 | 0 | 0 | 0 | 0 | 0 | 0 | 0 | 0 | 0 | 10.8 | 0 | 0 | 0 | 0 | 0
1574 | 3798 | 2018 | CA | Portal Ridge Solar B, LLC | 60310 | GEN01 | 0 | OP | PV | SUN | 20 | 0.315 | 55137 | 30005 | Distributed from 923 Generation And Fuel | 2017 |  | 0 | 0 | 0 | 0 | 0 | 0 | 0 | 0 | 0 | 0 | 0 | 0 | 0 | 0 | 0 | 0 | 0 | 0 | 0 | 0 | 0 | 0 | 0 | 20 | 0 | 0 | 0 | 0 | 0 | 0
1575 | 3799 | 2018 | CA | Portal Ridge Solar C, LLC | 60311 | GEN01 | 0 | OP | PV | SUN | 11.4 | 0.303 | 30239 | 16456 | Distributed from 923 Generation And Fuel | 2017 |  | 0 | 0 | 0 | 0 | 0 | 0 | 0 | 0 | 0 | 0 | 0 | 0 | 0 | 0 | 0 | 0 | 0 | 0 | 0 | 0 | 0 | 0 | 0 | 11.4 | 0 | 0 | 0 | 0 | 0 | 0
1576 | 3800 | 2018 | CA | Porterville 6 and 7 | 59219 | PV1 | 0 | OP | PV | SUN | 1.5 | 0.221 | 2897.5 | 1577 | Distributed from 923 Generation And Fuel | 2014 |  | 0 | 0 | 0 | 0 | 0 | 0 | 0 | 0 | 0 | 0 | 0 | 0 | 0 | 0 | 0 | 0 | 0 | 0 | 0 | 0 | 0 | 0 | 0 | 1.5 | 0 | 0 | 0 | 0 | 0 | 0
1577 | 3801 | 2018 | CA | Porterville 6 and 7 | 59219 | PV2 | 0 | OP | PV | SUN | 1.5 | 0.221 | 2897.5 | 1577 | Distributed from 923 Generation And Fuel | 2014 |  | 0 | 0 | 0 | 0 | 0 | 0 | 0 | 0 | 0 | 0 | 0 | 0 | 0 | 0 | 0 | 0 | 0 | 0 | 0 | 0 | 0 | 0 | 0 | 1.5 | 0 | 0 | 0 | 0 | 0 | 0
1578 | 3802 | 2018 | CA | Porterville Solar | 58309 | 1 | 0 | OP | PV | SUN | 1 | 0.219 | 1918.571 | 1044 | Distributed from 923 Generation And Fuel | 2014 |  | 0 | 0 | 0 | 0 | 0 | 0 | 0 | 0 | 0 | 0 | 0 | 0 | 0 | 0 | 0 | 0 | 0 | 0 | 0 | 0 | 0 | 0 | 0 | 1 | 0 | 0 | 0 | 0 | 0 | 0
1579 | 3803 | 2018 | CA | Porterville Solar | 58309 | 2 | 0 | OP | PV | SUN | 1 | 0.219 | 1918.571 | 1044 | Distributed from 923 Generation And Fuel | 2014 |  | 0 | 0 | 0 | 0 | 0 | 0 | 0 | 0 | 0 | 0 | 0 | 0 | 0 | 0 | 0 | 0 | 0 | 0 | 0 | 0 | 0 | 0 | 0 | 1 | 0 | 0 | 0 | 0 | 0 | 0
1580 | 3804 | 2018 | CA | Porterville Solar | 58309 | 5 | 0 | OP | PV | SUN | 1.5 | 0.219 | 2877.857 | 1566 | Distributed from 923 Generation And Fuel | 2014 |  | 0 | 0 | 0 | 0 | 0 | 0 | 0 | 0 | 0 | 0 | 0 | 0 | 0 | 0 | 0 | 0 | 0 | 0 | 0 | 0 | 0 | 0 | 0 | 1.5 | 0 | 0 | 0 | 0 | 0 | 0
1581 | 3808 | 2018 | CA | Potrero Hills Energy Producers | 59952 | 1 | 0 | OP | IC | LFG | 1.6 | 0.902 | 12647.8 | 5244.8 | Distributed from 923 Generation And Fuel | 2016 |  | 0 | 0 | 0 | 0 | 0 | 0 | 0 | 1.6 | 0 | 0 | 0 | 0 | 0 | 0 | 0 | 0 | 0 | 0 | 0 | 0 | 0 | 0 | 0 | 0 | 0 | 0 | 0 | 0 | 0 | 0
1582 | 3809 | 2018 | CA | Potrero Hills Energy Producers | 59952 | 2 | 0 | OP | IC | LFG | 1.6 | 0.902 | 12647.8 | 5244.8 | Distributed from 923 Generation And Fuel | 2016 |  | 0 | 0 | 0 | 0 | 0 | 0 | 0 | 1.6 | 0 | 0 | 0 | 0 | 0 | 0 | 0 | 0 | 0 | 0 | 0 | 0 | 0 | 0 | 0 | 0 | 0 | 0 | 0 | 0 | 0 | 0
1583 | 3810 | 2018 | CA | Potrero Hills Energy Producers | 59952 | 3 | 0 | OP | IC | LFG | 1.6 | 0.902 | 12647.8 | 5244.8 | Distributed from 923 Generation And Fuel | 2016 |  | 0 | 0 | 0 | 0 | 0 | 0 | 0 | 1.6 | 0 | 0 | 0 | 0 | 0 | 0 | 0 | 0 | 0 | 0 | 0 | 0 | 0 | 0 | 0 | 0 | 0 | 0 | 0 | 0 | 0 | 0
1584 | 3811 | 2018 | CA | Potrero Hills Energy Producers | 59952 | 4 | 0 | OP | IC | LFG | 1.6 | 0.902 | 12647.8 | 5244.8 | Distributed from 923 Generation And Fuel | 2016 |  | 0 | 0 | 0 | 0 | 0 | 0 | 0 | 1.6 | 0 | 0 | 0 | 0 | 0 | 0 | 0 | 0 | 0 | 0 | 0 | 0 | 0 | 0 | 0 | 0 | 0 | 0 | 0 | 0 | 0 | 0
1585 | 3812 | 2018 | CA | Potrero Hills Energy Producers | 59952 | 5 | 0 | OP | IC | LFG | 1.6 | 0.902 | 12647.8 | 5244.8 | Distributed from 923 Generation And Fuel | 2016 |  | 0 | 0 | 0 | 0 | 0 | 0 | 0 | 1.6 | 0 | 0 | 0 | 0 | 0 | 0 | 0 | 0 | 0 | 0 | 0 | 0 | 0 | 0 | 0 | 0 | 0 | 0 | 0 | 0 | 0 | 0
1586 | 3813 | 2018 | CA | Potter Valley | 274 | 1 | 0 | OP | HY | WAT | 4.4 | 0.159 | 6138 | 3287.362 | Distributed from 923 Generation And Fuel | 1939 |  | 0 | 0 | 0 | 0 | 0 | 0 | 0 | 0 | 0 | 0 | 0 | 0 | 0 | 0 | 0 | 0 | 0 | 0 | 0 | 0 | 0 | 0 | 0 | 0 | 4.4 | 0 | 0 | 0 | 0 | 0
1587 | 3814 | 2018 | CA | Potter Valley | 274 | 2 | 0 | OP | HY | WAT | 2 | 0.159 | 2790 | 1494.255 | Distributed from 923 Generation And Fuel | 1910 |  | 0 | 0 | 0 | 0 | 0 | 0 | 0 | 0 | 0 | 0 | 0 | 0 | 0 | 0 | 0 | 0 | 0 | 0 | 0 | 0 | 0 | 0 | 0 | 0 | 2 | 0 | 0 | 0 | 0 | 0
1588 | 3815 | 2018 | CA | Potter Valley | 274 | 3 | 0 | OP | HY | WAT | 3 | 0.159 | 4185 | 2241.383 | Distributed from 923 Generation And Fuel | 1917 |  | 0 | 0 | 0 | 0 | 0 | 0 | 0 | 0 | 0 | 0 | 0 | 0 | 0 | 0 | 0 | 0 | 0 | 0 | 0 | 0 | 0 | 0 | 0 | 0 | 3 | 0 | 0 | 0 | 0 | 0
1589 | 3816 | 2018 | CA | Power Generation Station (PGS) 2 | 57696 | 1 | 0 | OP | GT | OBG | 4.6 | 0.69 | 27795 | 11526 | Distributed from 923 Generation And Fuel | 2011 |  | 0 | 0 | 0 | 0 | 0 | 0 | 0 | 0 | 0 | 0 | 0 | 0 | 0 | 4.6 | 0 | 0 | 0 | 0 | 0 | 0 | 0 | 0 | 0 | 0 | 0 | 0 | 0 | 0 | 0 | 0
1590 | 3817 | 2018 | CA | Powhatan Solar Power Generation Station 1 LLC | 58611 | 1 | 0 | OP | PV | SUN | 1.5 | 0.339 | 4453 | 2423 | Distributed from 923 Generation And Fuel | 2013 |  | 0 | 0 | 0 | 0 | 0 | 0 | 0 | 0 | 0 | 0 | 0 | 0 | 0 | 0 | 0 | 0 | 0 | 0 | 0 | 0 | 0 | 0 | 0 | 1.5 | 0 | 0 | 0 | 0 | 0 | 0
1591 | 3820 | 2018 | CA | Preferred Freezer San Leandro | 62578 | SLPV1 | 0 | OP | PV | SUN | 2 | 0.363 | 6368 | 3465 | Distributed from 923 Generation And Fuel | 2017 |  | 0 | 0 | 0 | 0 | 0 | 0 | 0 | 0 | 0 | 0 | 0 | 0 | 0 | 0 | 0 | 0 | 0 | 0 | 0 | 0 | 0 | 0 | 0 | 2 | 0 | 0 | 0 | 0 | 0 | 0
1592 | 3821 | 2018 | CA | Prima Plant | 55601 | UNT1 | 0 | OP | IC | LFG | 3 | 0.868 | 22808 | 9458 | Distributed from 923 Generation And Fuel | 1999 |  | 0 | 0 | 0 | 0 | 0 | 0 | 0 | 3 | 0 | 0 | 0 | 0 | 0 | 0 | 0 | 0 | 0 | 0 | 0 | 0 | 0 | 0 | 0 | 0 | 0 | 0 | 0 | 0 | 0 | 0
1593 | 3822 | 2018 | CA | Prima Plant | 55601 | UNT2 | 0 | OP | IC | LFG | 3 | 0.868 | 22808 | 9458 | Distributed from 923 Generation And Fuel | 1999 |  | 0 | 0 | 0 | 0 | 0 | 0 | 0 | 3 | 0 | 0 | 0 | 0 | 0 | 0 | 0 | 0 | 0 | 0 | 0 | 0 | 0 | 0 | 0 | 0 | 0 | 0 | 0 | 0 | 0 | 0
1594 | 3823 | 2018 | CA | Puente Hills Energy Recovery | 10472 | GEN1 | 2 | OP | ST | LFG | 50 | 0.565 | 247533 | 103276 | EIA-923 Generator File | 1986 |  | 0 | 0 | 0 | 0 | 0 | 0 | 0 | 50 | 0 | 0 | 0 | 0 | 0 | 0 | 0 | 0 | 0 | 0 | 0 | 0 | 0 | 0 | 0 | 0 | 0 | 0 | 0 | 0 | 0 | 0
1595 | 3828 | 2018 | CA | Pumpjack Solar I | 59322 | GEN1 | 0 | OP | PV | SUN | 20 | 0.288 | 50444 | 27451 | Distributed from 923 Generation And Fuel | 2015 |  | 0 | 0 | 0 | 0 | 0 | 0 | 0 | 0 | 0 | 0 | 0 | 0 | 0 | 0 | 0 | 0 | 0 | 0 | 0 | 0 | 0 | 0 | 0 | 20 | 0 | 0 | 0 | 0 | 0 | 0
1596 | 3829 | 2018 | CA | Putah Creek Solar Farm | 59550 | PCSF | 0 | OP | PV | SUN | 2 | 0.269 | 4713 | 2565 | Distributed from 923 Generation And Fuel | 2014 |  | 0 | 0 | 0 | 0 | 0 | 0 | 0 | 0 | 0 | 0 | 0 | 0 | 0 | 0 | 0 | 0 | 0 | 0 | 0 | 0 | 0 | 0 | 0 | 2 | 0 | 0 | 0 | 0 | 0 | 0
1597 | 3830 | 2018 | CA | PVN Milliken, LLC | 60790 | PV | 0 | OP | PV | SUN | 3 | 0.173 | 4543 | 2472 | Distributed from 923 Generation And Fuel | 2017 | 2047 | 0 | 0 | 0 | 0 | 0 | 0 | 0 | 0 | 0 | 0 | 0 | 0 | 0 | 0 | 0 | 0 | 0 | 0 | 0 | 0 | 0 | 0 | 0 | 3 | 0 | 0 | 0 | 0 | 0 | 0
1598 | 3831 | 2018 | CA | Q Plant | 59457 | Q-TG1 | 0 | OP | GT | NG | 4.6 | 0.884 | 35625 | 14855 | Distributed from 923 Generation And Fuel | 2013 |  | 0 | 0 | 0 | 0 | 0 | 0 | 0 | 0 | 0 | 0 | 0 | 4.6 | 0 | 0 | 0 | 0 | 0 | 0 | 0 | 0 | 0 | 0 | 0 | 0 | 0 | 0 | 0 | 0 | 0 | 0
1599 | 3832 | 2018 | CA | Quinto Solar PV Project | 59339 | SSC13 | 0 | OP | PV | SUN | 108 | 0.3 | 283800 | 154441 | Distributed from 923 Generation And Fuel | 2015 |  | 0 | 0 | 0 | 0 | 0 | 0 | 0 | 0 | 0 | 0 | 0 | 0 | 0 | 0 | 0 | 0 | 0 | 0 | 0 | 0 | 0 | 0 | 0 | 108 | 0 | 0 | 0 | 0 | 0 | 0
1600 | 3833 | 2018 | CA | R C Kirkwood | 382 | 1 | 0 | OP | HY | WAT | 39.5 | 0.432 | 149590.775 | 73430.671 | Distributed from 923 Generation And Fuel | 1967 |  | 0 | 0 | 0 | 0 | 0 | 0 | 0 | 0 | 0 | 0 | 0 | 0 | 0 | 0 | 0 | 0 | 0 | 0 | 0 | 0 | 0 | 0 | 0 | 0 | 39.5 | 0 | 0 | 0 | 0 | 0
1601 | 3834 | 2018 | CA | R C Kirkwood | 382 | 2 | 0 | OP | HY | WAT | 39.5 | 0.432 | 149590.775 | 73430.671 | Distributed from 923 Generation And Fuel | 1967 |  | 0 | 0 | 0 | 0 | 0 | 0 | 0 | 0 | 0 | 0 | 0 | 0 | 0 | 0 | 0 | 0 | 0 | 0 | 0 | 0 | 0 | 0 | 0 | 0 | 39.5 | 0 | 0 | 0 | 0 | 0
1602 | 3835 | 2018 | CA | R C Kirkwood | 382 | 3 | 0 | OP | HY | WAT | 36.5 | 0.432 | 138229.45 | 67853.658 | Distributed from 923 Generation And Fuel | 1987 |  | 0 | 0 | 0 | 0 | 0 | 0 | 0 | 0 | 0 | 0 | 0 | 0 | 0 | 0 | 0 | 0 | 0 | 0 | 0 | 0 | 0 | 0 | 0 | 0 | 36.5 | 0 | 0 | 0 | 0 | 0
1603 | 3836 | 2018 | CA | R E Badger Filtration Plant | 50147 | 1 | 0 | OP | HY | WAT | 1.4 | 0 | 0 | 0 | Distributed from 923 Generation And Fuel | 1987 |  | 0 | 0 | 0 | 0 | 0 | 0 | 0 | 0 | 0 | 0 | 0 | 0 | 0 | 0 | 0 | 0 | 0 | 0 | 0 | 0 | 0 | 0 | 0 | 0 | 1.4 | 0 | 0 | 0 | 0 | 0
1604 | 3837 | 2018 | CA | Radiance Solar 4 | 58354 | 1 | 0 | OP | PV | SUN | 1.5 | 0.252 | 3310 | 1801 | Distributed from 923 Generation And Fuel | 2013 |  | 0 | 0 | 0 | 0 | 0 | 0 | 0 | 0 | 0 | 0 | 0 | 0 | 0 | 0 | 0 | 0 | 0 | 0 | 0 | 0 | 0 | 0 | 0 | 1.5 | 0 | 0 | 0 | 0 | 0 | 0
1605 | 3838 | 2018 | CA | Radiance Solar 5 | 58355 | 1 | 0 | OP | PV | SUN | 1.5 | 0.254 | 3332 | 1813 | Distributed from 923 Generation And Fuel | 2013 |  | 0 | 0 | 0 | 0 | 0 | 0 | 0 | 0 | 0 | 0 | 0 | 0 | 0 | 0 | 0 | 0 | 0 | 0 | 0 | 0 | 0 | 0 | 0 | 1.5 | 0 | 0 | 0 | 0 | 0 | 0
1606 | 3839 | 2018 | CA | Ralston | 427 | 1 | 0 | OP | HY | WAT | 79.2 | 0.468 | 324725 | 173902 | Distributed from 923 Generation And Fuel | 1966 |  | 0 | 0 | 0 | 0 | 0 | 0 | 0 | 0 | 0 | 0 | 0 | 0 | 0 | 0 | 0 | 0 | 0 | 0 | 0 | 0 | 0 | 0 | 0 | 0 | 79.2 | 0 | 0 | 0 | 0 | 0
1607 | 3840 | 2018 | CA | Ramona 1 | 58909 | RAM1 | 0 | OP | PV | SUN | 2 | 0.211 | 3704 | 2016 | Distributed from 923 Generation And Fuel | 2013 |  | 0 | 0 | 0 | 0 | 0 | 0 | 0 | 0 | 0 | 0 | 0 | 0 | 0 | 0 | 0 | 0 | 0 | 0 | 0 | 0 | 0 | 0 | 0 | 2 | 0 | 0 | 0 | 0 | 0 | 0
1608 | 3841 | 2018 | CA | Ramona 2 | 58911 | RAM2 | 0 | OP | PV | SUN | 5 | 0.211 | 9258 | 5038 | Distributed from 923 Generation And Fuel | 2013 |  | 0 | 0 | 0 | 0 | 0 | 0 | 0 | 0 | 0 | 0 | 0 | 0 | 0 | 0 | 0 | 0 | 0 | 0 | 0 | 0 | 0 | 0 | 0 | 5 | 0 | 0 | 0 | 0 | 0 | 0
1609 | 3842 | 2018 | CA | Ramona Solar Energy | 60995 | 1 | 0 | OP | PV | SUN | 4.3 | 0.206 | 7774 | 4231 | Distributed from 923 Generation And Fuel | 2017 |  | 0 | 0 | 0 | 0 | 0 | 0 | 0 | 0 | 0 | 0 | 0 | 0 | 0 | 0 | 0 | 0 | 0 | 0 | 0 | 0 | 0 | 0 | 0 | 4.3 | 0 | 0 | 0 | 0 | 0 | 0
1610 | 3843 | 2018 | CA | Rancho Cucamonga Dist #1 | 59540 | 2 | 0 | OP | PV | SUN | 1.8 | 0.21 | 3315 | 1804 | Distributed from 923 Generation And Fuel | 2015 |  | 0 | 0 | 0 | 0 | 0 | 0 | 0 | 0 | 0 | 0 | 0 | 0 | 0 | 0 | 0 | 0 | 0 | 0 | 0 | 0 | 0 | 0 | 0 | 1.8 | 0 | 0 | 0 | 0 | 0 | 0
1611 | 3844 | 2018 | CA | Rancho Penasquitos | 56615 | G100 | 0 | OP | HY | WAT | 4.6 | 0.274 | 11041 | 5913 | Distributed from 923 Generation And Fuel | 2007 |  | 0 | 0 | 0 | 0 | 0 | 0 | 0 | 0 | 0 | 0 | 0 | 0 | 0 | 0 | 0 | 0 | 0 | 0 | 0 | 0 | 0 | 0 | 0 | 0 | 4.6 | 0 | 0 | 0 | 0 | 0
1612 | 3847 | 2018 | CA | Rancho Seco Solar, LLC | 60226 | GEN01 | 0 | OP | PV | SUN | 10.8 | 0.256 | 24240 | 13191 | Distributed from 923 Generation And Fuel | 2016 |  | 0 | 0 | 0 | 0 | 0 | 0 | 0 | 0 | 0 | 0 | 0 | 0 | 0 | 0 | 0 | 0 | 0 | 0 | 0 | 0 | 0 | 0 | 0 | 10.8 | 0 | 0 | 0 | 0 | 0 | 0
1613 | 3848 | 2018 | CA | Ratkovich Alhambra | 62458 | RAT00 | 0 | OP | FC | NG | 1 | 0.027 | 236 | 0 | Distributed from 923 Generation And Fuel | 2018 |  | 0 | 0 | 0 | 0 | 0 | 0 | 0 | 0 | 0 | 0 | 0 | 1 | 0 | 0 | 0 | 0 | 0 | 0 | 0 | 0 | 0 | 0 | 0 | 0 | 0 | 0 | 0 | 0 | 0 | 0
1614 | 3849 | 2018 | CA | RCWD PV Project | 60426 | RCWD | 0 | OP | PV | SUN | 5 | 0.243 | 10647 | 5794 | Distributed from 923 Generation And Fuel | 2016 |  | 0 | 0 | 0 | 0 | 0 | 0 | 0 | 0 | 0 | 0 | 0 | 0 | 0 | 0 | 0 | 0 | 0 | 0 | 0 | 0 | 0 | 0 | 0 | 5 | 0 | 0 | 0 | 0 | 0 | 0
1615 | 3852 | 2018 | CA | RE Adams East, LLC | 58984 | 1 | 0 | OP | PV | SUN | 19 | 0.306 | 51000 | 27754 | Distributed from 923 Generation And Fuel | 2014 |  | 0 | 0 | 0 | 0 | 0 | 0 | 0 | 0 | 0 | 0 | 0 | 0 | 0 | 0 | 0 | 0 | 0 | 0 | 0 | 0 | 0 | 0 | 0 | 19 | 0 | 0 | 0 | 0 | 0 | 0
1616 | 3853 | 2018 | CA | RE Astoria | 59976 | ASTR1 | 0 | OP | PV | SUN | 100 | 0.329 | 287883 | 156505 | Distributed from 923 Generation And Fuel | 2016 |  | 0 | 0 | 0 | 0 | 0 | 0 | 0 | 0 | 0 | 0 | 0 | 0 | 0 | 0 | 0 | 0 | 0 | 0 | 0 | 0 | 0 | 0 | 0 | 100 | 0 | 0 | 0 | 0 | 0 | 0
1617 | 3854 | 2018 | CA | RE Astoria 2 | 59977 | ASTR2 | 0 | OP | PV | SUN | 75 | 0.349 | 229290 | 121445 | Distributed from 923 Generation And Fuel | 2016 |  | 0 | 0 | 0 | 0 | 0 | 0 | 0 | 0 | 0 | 0 | 0 | 0 | 0 | 0 | 0 | 0 | 0 | 0 | 0 | 0 | 0 | 0 | 0 | 75 | 0 | 0 | 0 | 0 | 0 | 0
1618 | 3855 | 2018 | CA | RE Barren Ridge 1 | 60389 | REBR1 | 0 | OP | PV | SUN | 60 | 0.337 | 177061 | 96355 | Distributed from 923 Generation And Fuel | 2016 |  | 0 | 0 | 0 | 0 | 0 | 0 | 0 | 0 | 0 | 0 | 0 | 0 | 0 | 0 | 0 | 0 | 0 | 0 | 0 | 0 | 0 | 0 | 0 | 60 | 0 | 0 | 0 | 0 | 0 | 0
1619 | 3856 | 2018 | CA | RE Bruceville 1 | 57783 | BRU1 | 0 | OP | PV | SUN | 5 | 0.261 | 11418 | 6214 | Distributed from 923 Generation And Fuel | 2012 |  | 0 | 0 | 0 | 0 | 0 | 0 | 0 | 0 | 0 | 0 | 0 | 0 | 0 | 0 | 0 | 0 | 0 | 0 | 0 | 0 | 0 | 0 | 0 | 5 | 0 | 0 | 0 | 0 | 0 | 0
1620 | 3857 | 2018 | CA | RE Bruceville 2 | 57784 | BRU2 | 0 | OP | PV | SUN | 5 | 0.272 | 11913 | 6483 | Distributed from 923 Generation And Fuel | 2012 |  | 0 | 0 | 0 | 0 | 0 | 0 | 0 | 0 | 0 | 0 | 0 | 0 | 0 | 0 | 0 | 0 | 0 | 0 | 0 | 0 | 0 | 0 | 0 | 5 | 0 | 0 | 0 | 0 | 0 | 0
1621 | 3858 | 2018 | CA | RE Bruceville 3 | 57785 | BRU3 | 0 | OP | PV | SUN | 5 | 0.271 | 11879 | 6464 | Distributed from 923 Generation And Fuel | 2012 |  | 0 | 0 | 0 | 0 | 0 | 0 | 0 | 0 | 0 | 0 | 0 | 0 | 0 | 0 | 0 | 0 | 0 | 0 | 0 | 0 | 0 | 0 | 0 | 5 | 0 | 0 | 0 | 0 | 0 | 0
1622 | 3859 | 2018 | CA | RE Camelot LLC | 58983 | 1 | 0 | OP | PV | SUN | 45 | 0.33 | 130206 | 70857 | Distributed from 923 Generation And Fuel | 2014 |  | 0 | 0 | 0 | 0 | 0 | 0 | 0 | 0 | 0 | 0 | 0 | 0 | 0 | 0 | 0 | 0 | 0 | 0 | 0 | 0 | 0 | 0 | 0 | 45 | 0 | 0 | 0 | 0 | 0 | 0
1623 | 3860 | 2018 | CA | RE Columbia Two, LLC | 58990 | 1 | 0 | OP | PV | SUN | 15 | 0.313 | 41080 | 22355 | Distributed from 923 Generation And Fuel | 2014 |  | 0 | 0 | 0 | 0 | 0 | 0 | 0 | 0 | 0 | 0 | 0 | 0 | 0 | 0 | 0 | 0 | 0 | 0 | 0 | 0 | 0 | 0 | 0 | 15 | 0 | 0 | 0 | 0 | 0 | 0
1624 | 3861 | 2018 | CA | RE Dillard 1 | 57777 | DL1 | 0 | OP | PV | SUN | 3 | 0.218 | 5732 | 3119 | Distributed from 923 Generation And Fuel | 2012 |  | 0 | 0 | 0 | 0 | 0 | 0 | 0 | 0 | 0 | 0 | 0 | 0 | 0 | 0 | 0 | 0 | 0 | 0 | 0 | 0 | 0 | 0 | 0 | 3 | 0 | 0 | 0 | 0 | 0 | 0
1625 | 3862 | 2018 | CA | RE Dillard 2 | 57779 | DIL2 | 0 | OP | PV | SUN | 3 | 0.161 | 4228 | 2301 | Distributed from 923 Generation And Fuel | 2012 |  | 0 | 0 | 0 | 0 | 0 | 0 | 0 | 0 | 0 | 0 | 0 | 0 | 0 | 0 | 0 | 0 | 0 | 0 | 0 | 0 | 0 | 0 | 0 | 3 | 0 | 0 | 0 | 0 | 0 | 0
1626 | 3863 | 2018 | CA | RE Dillard 3 | 57781 | DIL3 | 0 | OP | PV | SUN | 3 | 0.23 | 6052 | 3293 | Distributed from 923 Generation And Fuel | 2012 |  | 0 | 0 | 0 | 0 | 0 | 0 | 0 | 0 | 0 | 0 | 0 | 0 | 0 | 0 | 0 | 0 | 0 | 0 | 0 | 0 | 0 | 0 | 0 | 3 | 0 | 0 | 0 | 0 | 0 | 0
1627 | 3864 | 2018 | CA | RE Dillard 4 | 57806 | DIL4 | 0 | OP | PV | SUN | 0.4 |  |  |  |  | 2012 |  | 0 | 0 | 0 | 0 | 0 | 0 | 0 | 0 | 0 | 0 | 0 | 0 | 0 | 0 | 0 | 0 | 0 | 0 | 0 | 0 | 0 | 0 | 0 | 0.4 | 0 | 0 | 0 | 0 | 0 | 0
1628 | 3865 | 2018 | CA | RE Garland | 60233 | PV2 | 0 | OP | PV | SUN | 185 | 0.325 | 526335 | 286425 | Distributed from 923 Generation And Fuel | 2016 |  | 0 | 0 | 0 | 0 | 0 | 0 | 0 | 0 | 0 | 0 | 0 | 0 | 0 | 0 | 0 | 0 | 0 | 0 | 0 | 0 | 0 | 0 | 0 | 185 | 0 | 0 | 0 | 0 | 0 | 0
1629 | 3866 | 2018 | CA | RE Garland A | 60386 | PV1 | 0 | OP | PV | SUN | 20 | 0.423 | 74122 | 40336 | Distributed from 923 Generation And Fuel | 2016 |  | 0 | 0 | 0 | 0 | 0 | 0 | 0 | 0 | 0 | 0 | 0 | 0 | 0 | 0 | 0 | 0 | 0 | 0 | 0 | 0 | 0 | 0 | 0 | 20 | 0 | 0 | 0 | 0 | 0 | 0
1630 | 3867 | 2018 | CA | RE Gaskell West 1 LLC | 61445 | PV1 | 0 | OP | PV | SUN | 20 | 0.293 | 51319 | 31441 | Distributed from 923 Generation And Fuel | 2018 |  | 0 | 0 | 0 | 0 | 0 | 0 | 0 | 0 | 0 | 0 | 0 | 0 | 0 | 0 | 0 | 0 | 0 | 0 | 0 | 0 | 0 | 0 | 0 | 20 | 0 | 0 | 0 | 0 | 0 | 0
1631 | 3872 | 2018 | CA | RE Kammerer 1 | 57778 | KAM1 | 0 | OP | PV | SUN | 5 | 0.269 | 11786 | 6414 | Distributed from 923 Generation And Fuel | 2012 |  | 0 | 0 | 0 | 0 | 0 | 0 | 0 | 0 | 0 | 0 | 0 | 0 | 0 | 0 | 0 | 0 | 0 | 0 | 0 | 0 | 0 | 0 | 0 | 5 | 0 | 0 | 0 | 0 | 0 | 0
1632 | 3873 | 2018 | CA | RE Kammerer 2 | 57780 | KAM2 | 0 | OP | PV | SUN | 5 | 0.279 | 12212 | 6646 | Distributed from 923 Generation And Fuel | 2012 |  | 0 | 0 | 0 | 0 | 0 | 0 | 0 | 0 | 0 | 0 | 0 | 0 | 0 | 0 | 0 | 0 | 0 | 0 | 0 | 0 | 0 | 0 | 0 | 5 | 0 | 0 | 0 | 0 | 0 | 0
1633 | 3874 | 2018 | CA | RE Kammerer 3 | 57782 | KAM3 | 0 | OP | PV | SUN | 5 | 0.275 | 12054 | 6560 | Distributed from 923 Generation And Fuel | 2012 |  | 0 | 0 | 0 | 0 | 0 | 0 | 0 | 0 | 0 | 0 | 0 | 0 | 0 | 0 | 0 | 0 | 0 | 0 | 0 | 0 | 0 | 0 | 0 | 5 | 0 | 0 | 0 | 0 | 0 | 0
1634 | 3875 | 2018 | CA | RE Kansas Solar, LLC | 58985 | 1 | 0 | OP | PV | SUN | 20 | 0.3 | 52552 | 28598 | Distributed from 923 Generation And Fuel | 2014 |  | 0 | 0 | 0 | 0 | 0 | 0 | 0 | 0 | 0 | 0 | 0 | 0 | 0 | 0 | 0 | 0 | 0 | 0 | 0 | 0 | 0 | 0 | 0 | 20 | 0 | 0 | 0 | 0 | 0 | 0
1635 | 3876 | 2018 | CA | RE Kansas South LLC | 58148 | KS | 0 | OP | PV | SUN | 20 | 0.28 | 49091 | 26715 | Distributed from 923 Generation And Fuel | 2013 |  | 0 | 0 | 0 | 0 | 0 | 0 | 0 | 0 | 0 | 0 | 0 | 0 | 0 | 0 | 0 | 0 | 0 | 0 | 0 | 0 | 0 | 0 | 0 | 20 | 0 | 0 | 0 | 0 | 0 | 0
1636 | 3877 | 2018 | CA | RE Kent South, LLC | 58991 | 1 | 0 | OP | PV | SUN | 20 | 0.297 | 51990 | 28292 | Distributed from 923 Generation And Fuel | 2014 |  | 0 | 0 | 0 | 0 | 0 | 0 | 0 | 0 | 0 | 0 | 0 | 0 | 0 | 0 | 0 | 0 | 0 | 0 | 0 | 0 | 0 | 0 | 0 | 20 | 0 | 0 | 0 | 0 | 0 | 0
1637 | 3878 | 2018 | CA | RE McKenzie 1 | 57816 | MCK1 | 0 | OP | PV | SUN | 5 | 0.268 | 11750 | 6394 | Distributed from 923 Generation And Fuel | 2012 |  | 0 | 0 | 0 | 0 | 0 | 0 | 0 | 0 | 0 | 0 | 0 | 0 | 0 | 0 | 0 | 0 | 0 | 0 | 0 | 0 | 0 | 0 | 0 | 5 | 0 | 0 | 0 | 0 | 0 | 0
1638 | 3879 | 2018 | CA | RE McKenzie 2 | 57817 | MCK2 | 0 | OP | PV | SUN | 5 | 0.283 | 12381 | 6738 | Distributed from 923 Generation And Fuel | 2012 |  | 0 | 0 | 0 | 0 | 0 | 0 | 0 | 0 | 0 | 0 | 0 | 0 | 0 | 0 | 0 | 0 | 0 | 0 | 0 | 0 | 0 | 0 | 0 | 5 | 0 | 0 | 0 | 0 | 0 | 0
1639 | 3880 | 2018 | CA | RE McKenzie 3 | 57818 | MCK3 | 0 | OP | PV | SUN | 5 | 0.285 | 12485 | 6794 | Distributed from 923 Generation And Fuel | 2012 |  | 0 | 0 | 0 | 0 | 0 | 0 | 0 | 0 | 0 | 0 | 0 | 0 | 0 | 0 | 0 | 0 | 0 | 0 | 0 | 0 | 0 | 0 | 0 | 5 | 0 | 0 | 0 | 0 | 0 | 0
1640 | 3881 | 2018 | CA | RE McKenzie 4 | 57819 | MCK4 | 0 | OP | PV | SUN | 5 | 0.281 | 12313 | 6701 | Distributed from 923 Generation And Fuel | 2012 |  | 0 | 0 | 0 | 0 | 0 | 0 | 0 | 0 | 0 | 0 | 0 | 0 | 0 | 0 | 0 | 0 | 0 | 0 | 0 | 0 | 0 | 0 | 0 | 5 | 0 | 0 | 0 | 0 | 0 | 0
1641 | 3882 | 2018 | CA | RE McKenzie 5 | 57820 | MCK5 | 0 | OP | PV | SUN | 5 | 0.284 | 12458 | 6780 | Distributed from 923 Generation And Fuel | 2012 |  | 0 | 0 | 0 | 0 | 0 | 0 | 0 | 0 | 0 | 0 | 0 | 0 | 0 | 0 | 0 | 0 | 0 | 0 | 0 | 0 | 0 | 0 | 0 | 5 | 0 | 0 | 0 | 0 | 0 | 0
1642 | 3883 | 2018 | CA | RE McKenzie 6 | 57821 | MCK6 | 0 | OP | PV | SUN | 5 | 0.282 | 12345 | 6718 | Distributed from 923 Generation And Fuel | 2012 |  | 0 | 0 | 0 | 0 | 0 | 0 | 0 | 0 | 0 | 0 | 0 | 0 | 0 | 0 | 0 | 0 | 0 | 0 | 0 | 0 | 0 | 0 | 0 | 5 | 0 | 0 | 0 | 0 | 0 | 0
1643 | 3884 | 2018 | CA | RE Mustang LLC | 59150 | PV1 | 0 | OP | PV | SUN | 100 | 0.296 | 259071 | 140983 | Distributed from 923 Generation And Fuel | 2016 |  | 0 | 0 | 0 | 0 | 0 | 0 | 0 | 0 | 0 | 0 | 0 | 0 | 0 | 0 | 0 | 0 | 0 | 0 | 0 | 0 | 0 | 0 | 0 | 100 | 0 | 0 | 0 | 0 | 0 | 0
1644 | 3885 | 2018 | CA | RE Old River One, LLC | 58986 | 1 | 0 | OP | PV | SUN | 20 | 0.285 | 49959 | 27187 | Distributed from 923 Generation And Fuel | 2014 |  | 0 | 0 | 0 | 0 | 0 | 0 | 0 | 0 | 0 | 0 | 0 | 0 | 0 | 0 | 0 | 0 | 0 | 0 | 0 | 0 | 0 | 0 | 0 | 20 | 0 | 0 | 0 | 0 | 0 | 0
1645 | 3886 | 2018 | CA | RE Tranquillity | 59939 | TQ | 0 | OP | PV | SUN | 205.3 | 0.279 | 501819 | 273084 | Distributed from 923 Generation And Fuel | 2016 |  | 0 | 0 | 0 | 0 | 0 | 0 | 0 | 0 | 0 | 0 | 0 | 0 | 0 | 0 | 0 | 0 | 0 | 0 | 0 | 0 | 0 | 0 | 0 | 205.3 | 0 | 0 | 0 | 0 | 0 | 0
1646 | 3887 | 2018 | CA | RE Victor Phelan Solar One LLC | 58202 | VPS1 | 0 | OP | PV | SUN | 20 | 0.269 | 47193 | 25682 | Distributed from 923 Generation And Fuel | 2013 |  | 0 | 0 | 0 | 0 | 0 | 0 | 0 | 0 | 0 | 0 | 0 | 0 | 0 | 0 | 0 | 0 | 0 | 0 | 0 | 0 | 0 | 0 | 0 | 20 | 0 | 0 | 0 | 0 | 0 | 0
1647 | 3888 | 2018 | CA | Red Bluff | 56184 | IC1 | 0 | OP | IC | NG | 2.9 | 0.034 | 865.313 | 381.25 | Distributed from 923 Generation And Fuel | 2001 |  | 0 | 0 | 0 | 0 | 0 | 0 | 0 | 0 | 0 | 0 | 0 | 2.9 | 0 | 0 | 0 | 0 | 0 | 0 | 0 | 0 | 0 | 0 | 0 | 0 | 0 | 0 | 0 | 0 | 0 | 0
1648 | 3889 | 2018 | CA | Red Bluff | 56184 | IC10 | 0 | OP | IC | NG | 2.9 | 0.034 | 865.313 | 381.25 | Distributed from 923 Generation And Fuel | 2001 |  | 0 | 0 | 0 | 0 | 0 | 0 | 0 | 0 | 0 | 0 | 0 | 2.9 | 0 | 0 | 0 | 0 | 0 | 0 | 0 | 0 | 0 | 0 | 0 | 0 | 0 | 0 | 0 | 0 | 0 | 0
1649 | 3890 | 2018 | CA | Red Bluff | 56184 | IC11 | 0 | OP | IC | NG | 2.9 | 0.034 | 865.313 | 381.25 | Distributed from 923 Generation And Fuel | 2001 |  | 0 | 0 | 0 | 0 | 0 | 0 | 0 | 0 | 0 | 0 | 0 | 2.9 | 0 | 0 | 0 | 0 | 0 | 0 | 0 | 0 | 0 | 0 | 0 | 0 | 0 | 0 | 0 | 0 | 0 | 0
1650 | 3891 | 2018 | CA | Red Bluff | 56184 | IC12 | 0 | OP | IC | NG | 2.9 | 0.034 | 865.313 | 381.25 | Distributed from 923 Generation And Fuel | 2001 |  | 0 | 0 | 0 | 0 | 0 | 0 | 0 | 0 | 0 | 0 | 0 | 2.9 | 0 | 0 | 0 | 0 | 0 | 0 | 0 | 0 | 0 | 0 | 0 | 0 | 0 | 0 | 0 | 0 | 0 | 0
1651 | 3892 | 2018 | CA | Red Bluff | 56184 | IC13 | 0 | OP | IC | NG | 2.9 | 0.034 | 865.313 | 381.25 | Distributed from 923 Generation And Fuel | 2001 |  | 0 | 0 | 0 | 0 | 0 | 0 | 0 | 0 | 0 | 0 | 0 | 2.9 | 0 | 0 | 0 | 0 | 0 | 0 | 0 | 0 | 0 | 0 | 0 | 0 | 0 | 0 | 0 | 0 | 0 | 0
1652 | 3893 | 2018 | CA | Red Bluff | 56184 | IC14 | 0 | OP | IC | NG | 2.9 | 0.034 | 865.313 | 381.25 | Distributed from 923 Generation And Fuel | 2001 |  | 0 | 0 | 0 | 0 | 0 | 0 | 0 | 0 | 0 | 0 | 0 | 2.9 | 0 | 0 | 0 | 0 | 0 | 0 | 0 | 0 | 0 | 0 | 0 | 0 | 0 | 0 | 0 | 0 | 0 | 0
1653 | 3894 | 2018 | CA | Red Bluff | 56184 | IC15 | 0 | OP | IC | NG | 2.9 | 0.034 | 865.313 | 381.25 | Distributed from 923 Generation And Fuel | 2001 |  | 0 | 0 | 0 | 0 | 0 | 0 | 0 | 0 | 0 | 0 | 0 | 2.9 | 0 | 0 | 0 | 0 | 0 | 0 | 0 | 0 | 0 | 0 | 0 | 0 | 0 | 0 | 0 | 0 | 0 | 0
1654 | 3895 | 2018 | CA | Red Bluff | 56184 | IC16 | 0 | OP | IC | NG | 2.9 | 0.034 | 865.313 | 381.25 | Distributed from 923 Generation And Fuel | 2001 |  | 0 | 0 | 0 | 0 | 0 | 0 | 0 | 0 | 0 | 0 | 0 | 2.9 | 0 | 0 | 0 | 0 | 0 | 0 | 0 | 0 | 0 | 0 | 0 | 0 | 0 | 0 | 0 | 0 | 0 | 0
1655 | 3896 | 2018 | CA | Red Bluff | 56184 | IC2 | 0 | OP | IC | NG | 2.9 | 0.034 | 865.313 | 381.25 | Distributed from 923 Generation And Fuel | 2001 |  | 0 | 0 | 0 | 0 | 0 | 0 | 0 | 0 | 0 | 0 | 0 | 2.9 | 0 | 0 | 0 | 0 | 0 | 0 | 0 | 0 | 0 | 0 | 0 | 0 | 0 | 0 | 0 | 0 | 0 | 0
1656 | 3897 | 2018 | CA | Red Bluff | 56184 | IC3 | 0 | OP | IC | NG | 2.9 | 0.034 | 865.313 | 381.25 | Distributed from 923 Generation And Fuel | 2001 |  | 0 | 0 | 0 | 0 | 0 | 0 | 0 | 0 | 0 | 0 | 0 | 2.9 | 0 | 0 | 0 | 0 | 0 | 0 | 0 | 0 | 0 | 0 | 0 | 0 | 0 | 0 | 0 | 0 | 0 | 0
1657 | 3898 | 2018 | CA | Red Bluff | 56184 | IC4 | 0 | OP | IC | NG | 2.9 | 0.034 | 865.313 | 381.25 | Distributed from 923 Generation And Fuel | 2001 |  | 0 | 0 | 0 | 0 | 0 | 0 | 0 | 0 | 0 | 0 | 0 | 2.9 | 0 | 0 | 0 | 0 | 0 | 0 | 0 | 0 | 0 | 0 | 0 | 0 | 0 | 0 | 0 | 0 | 0 | 0
1658 | 3899 | 2018 | CA | Red Bluff | 56184 | IC5 | 0 | OP | IC | NG | 2.9 | 0.034 | 865.313 | 381.25 | Distributed from 923 Generation And Fuel | 2001 |  | 0 | 0 | 0 | 0 | 0 | 0 | 0 | 0 | 0 | 0 | 0 | 2.9 | 0 | 0 | 0 | 0 | 0 | 0 | 0 | 0 | 0 | 0 | 0 | 0 | 0 | 0 | 0 | 0 | 0 | 0
1659 | 3900 | 2018 | CA | Red Bluff | 56184 | IC6 | 0 | OP | IC | NG | 2.9 | 0.034 | 865.313 | 381.25 | Distributed from 923 Generation And Fuel | 2001 |  | 0 | 0 | 0 | 0 | 0 | 0 | 0 | 0 | 0 | 0 | 0 | 2.9 | 0 | 0 | 0 | 0 | 0 | 0 | 0 | 0 | 0 | 0 | 0 | 0 | 0 | 0 | 0 | 0 | 0 | 0
1660 | 3901 | 2018 | CA | Red Bluff | 56184 | IC7 | 0 | OP | IC | NG | 2.9 | 0.034 | 865.313 | 381.25 | Distributed from 923 Generation And Fuel | 2001 |  | 0 | 0 | 0 | 0 | 0 | 0 | 0 | 0 | 0 | 0 | 0 | 2.9 | 0 | 0 | 0 | 0 | 0 | 0 | 0 | 0 | 0 | 0 | 0 | 0 | 0 | 0 | 0 | 0 | 0 | 0
1661 | 3902 | 2018 | CA | Red Bluff | 56184 | IC8 | 0 | OP | IC | NG | 2.9 | 0.034 | 865.313 | 381.25 | Distributed from 923 Generation And Fuel | 2001 |  | 0 | 0 | 0 | 0 | 0 | 0 | 0 | 0 | 0 | 0 | 0 | 2.9 | 0 | 0 | 0 | 0 | 0 | 0 | 0 | 0 | 0 | 0 | 0 | 0 | 0 | 0 | 0 | 0 | 0 | 0
1662 | 3903 | 2018 | CA | Red Bluff | 56184 | IC9 | 0 | OP | IC | NG | 2.9 | 0.034 | 865.313 | 381.25 | Distributed from 923 Generation And Fuel | 2001 |  | 0 | 0 | 0 | 0 | 0 | 0 | 0 | 0 | 0 | 0 | 0 | 2.9 | 0 | 0 | 0 | 0 | 0 | 0 | 0 | 0 | 0 | 0 | 0 | 0 | 0 | 0 | 0 | 0 | 0 | 0
1663 | 3904 | 2018 | CA | Red Mountain | 484 | 1 | 0 | OP | HY | WAT | 5.9 | 0.386 | 19925 | 10671 | Distributed from 923 Generation And Fuel | 1985 |  | 0 | 0 | 0 | 0 | 0 | 0 | 0 | 0 | 0 | 0 | 0 | 0 | 0 | 0 | 0 | 0 | 0 | 0 | 0 | 0 | 0 | 0 | 0 | 0 | 5.9 | 0 | 0 | 0 | 0 | 0
1664 | 3905 | 2018 | CA | Redcrest Solar Farm | 58831 | PV-1 | 0 | OP | PV | SUN | 16.6 | 0.265 | 38510 | 20957 | Distributed from 923 Generation And Fuel | 2015 |  | 0 | 0 | 0 | 0 | 0 | 0 | 0 | 0 | 0 | 0 | 0 | 0 | 0 | 0 | 0 | 0 | 0 | 0 | 0 | 0 | 0 | 0 | 0 | 16.6 | 0 | 0 | 0 | 0 | 0 | 0
1665 | 3906 | 2018 | CA | Redding Power | 7307 | 1 | 0 | OP | GT | NG | 18 | 0.004 | 594.878 | 408.537 | Distributed from 923 Generation And Fuel | 1996 |  | 0 | 0 | 0 | 0 | 0 | 0 | 0 | 0 | 0 | 0 | 0 | 18 | 0 | 0 | 0 | 0 | 0 | 0 | 0 | 0 | 0 | 0 | 0 | 0 | 0 | 0 | 0 | 0 | 0 | 0
1666 | 3907 | 2018 | CA | Redding Power | 7307 | 2 | 0 | OP | GT | NG | 27.9 | 0.004 | 922.061 | 633.232 | Distributed from 923 Generation And Fuel | 1996 |  | 0 | 0 | 0 | 0 | 0 | 0 | 0 | 0 | 0 | 0 | 0 | 27.9 | 0 | 0 | 0 | 0 | 0 | 0 | 0 | 0 | 0 | 0 | 0 | 0 | 0 | 0 | 0 | 0 | 0 | 0
1667 | 3908 | 2018 | CA | Redding Power | 7307 | 3 | 0 | OP | GT | NG | 27.9 | 0.004 | 922.061 | 633.232 | Distributed from 923 Generation And Fuel | 1996 |  | 0 | 0 | 0 | 0 | 0 | 0 | 0 | 0 | 0 | 0 | 0 | 27.9 | 0 | 0 | 0 | 0 | 0 | 0 | 0 | 0 | 0 | 0 | 0 | 0 | 0 | 0 | 0 | 0 | 0 | 0
1668 | 3909 | 2018 | CA | Redding Power | 7307 | 4 | 1 | OP | CA | NG | 26.8 | 0.29 | 68124 | 27363 | EIA-923 Generator File | 1989 |  | 0 | 0 | 0 | 0 | 0 | 0 | 0 | 0 | 0 | 0 | 0 | 26.8 | 0 | 0 | 0 | 0 | 0 | 0 | 0 | 0 | 0 | 0 | 0 | 0 | 0 | 0 | 0 | 0 | 0 | 0
1669 | 3910 | 2018 | CA | Redding Power | 7307 | 5 | 0 | OP | CT | NG | 40 | 0.357 | 125240 | 37771 | EIA-923 Generator File | 2002 |  | 0 | 0 | 0 | 0 | 0 | 0 | 0 | 0 | 0 | 0 | 0 | 40 | 0 | 0 | 0 | 0 | 0 | 0 | 0 | 0 | 0 | 0 | 0 | 0 | 0 | 0 | 0 | 0 | 0 | 0
1670 | 3911 | 2018 | CA | Redding Power | 7307 | 6 | 0 | OP | CT | NG | 42.5 | 0.132 | 49187 | 31024 | EIA-923 Generator File | 2011 |  | 0 | 0 | 0 | 0 | 0 | 0 | 0 | 0 | 0 | 0 | 0 | 42.5 | 0 | 0 | 0 | 0 | 0 | 0 | 0 | 0 | 0 | 0 | 0 | 0 | 0 | 0 | 0 | 0 | 0 | 0
1671 | 3912 | 2018 | CA | Redwood 4 Solar Farm | 60490 | RW4SF | 0 | OP | PV | SUN | 20 | 0.582 | 101965 | 55488 | Distributed from 923 Generation And Fuel | 2017 |  | 0 | 0 | 0 | 0 | 0 | 0 | 0 | 0 | 0 | 0 | 0 | 0 | 0 | 0 | 0 | 0 | 0 | 0 | 0 | 0 | 0 | 0 | 0 | 20 | 0 | 0 | 0 | 0 | 0 | 0
1672 | 3913 | 2018 | CA | Regional Wastewater Control Facility | 56134 | 0101 | 0 | OP | IC | OBG | 1 | 0.179 | 1568.542 | 653.542 | Distributed from 923 Generation And Fuel | 2000 |  | 0 | 0 | 0 | 0 | 0 | 0 | 0 | 0 | 0 | 0 | 0 | 0 | 0 | 1 | 0 | 0 | 0 | 0 | 0 | 0 | 0 | 0 | 0 | 0 | 0 | 0 | 0 | 0 | 0 | 0
1673 | 3914 | 2018 | CA | Regional Wastewater Control Facility | 56134 | 0301 | 0 | OP | IC | OBG | 1 | 0.179 | 1568.542 | 653.542 | Distributed from 923 Generation And Fuel | 2000 |  | 0 | 0 | 0 | 0 | 0 | 0 | 0 | 0 | 0 | 0 | 0 | 0 | 0 | 1 | 0 | 0 | 0 | 0 | 0 | 0 | 0 | 0 | 0 | 0 | 0 | 0 | 0 | 0 | 0 | 0
1674 | 3915 | 2018 | CA | Regional Wastewater Control Facility | 56134 | 0401 | 0 | OP | IC | OBG | 1 | 0.179 | 1568.542 | 653.542 | Distributed from 923 Generation And Fuel | 2000 |  | 0 | 0 | 0 | 0 | 0 | 0 | 0 | 0 | 0 | 0 | 0 | 0 | 0 | 1 | 0 | 0 | 0 | 0 | 0 | 0 | 0 | 0 | 0 | 0 | 0 | 0 | 0 | 0 | 0 | 0
1675 | 3917 | 2018 | CA | Regulus Solar Project | 57650 | FRV4 | 0 | OP | PV | SUN | 60 | 0.309 | 162555 | 88461 | Distributed from 923 Generation And Fuel | 2014 |  | 0 | 0 | 0 | 0 | 0 | 0 | 0 | 0 | 0 | 0 | 0 | 0 | 0 | 0 | 0 | 0 | 0 | 0 | 0 | 0 | 0 | 0 | 0 | 60 | 0 | 0 | 0 | 0 | 0 | 0
1676 | 3920 | 2018 | CA | Richmond Cogen | 52109 | GEN1 | 0 | OP | CT | NG | 62.6 | 0.685 | 375724 | 151706 | EIA-923 Generator File | 1992 |  | 0 | 0 | 0 | 0 | 0 | 0 | 0 | 0 | 0 | 0 | 0 | 62.6 | 0 | 0 | 0 | 0 | 0 | 0 | 0 | 0 | 0 | 0 | 0 | 0 | 0 | 0 | 0 | 0 | 0 | 0
1677 | 3921 | 2018 | CA | Richmond Cogen | 52109 | GEN2 | 0 | OP | CT | NG | 62.6 | 0.719 | 394351 | 160984 | EIA-923 Generator File | 1992 |  | 0 | 0 | 0 | 0 | 0 | 0 | 0 | 0 | 0 | 0 | 0 | 62.6 | 0 | 0 | 0 | 0 | 0 | 0 | 0 | 0 | 0 | 0 | 0 | 0 | 0 | 0 | 0 | 0 | 0 | 0
1678 | 3922 | 2018 | CA | Richmond Cogen | 52109 | GEN5 | 2 | OP | CA | NG | 30.4 | 0.37 | 98421 | 41799 | EIA-923 Generator File | 2006 |  | 0 | 0 | 0 | 0 | 0 | 0 | 0 | 0 | 0 | 0 | 0 | 30.4 | 0 | 0 | 0 | 0 | 0 | 0 | 0 | 0 | 0 | 0 | 0 | 0 | 0 | 0 | 0 | 0 | 0 | 0
1679 | 3928 | 2018 | CA | Ridgetop | 54931 | WGN1 | 0 | OP | WT | WND | 46.8 | 0.336 | 137760 | 80446 | Distributed from 923 Generation And Fuel | 1994 |  | 0 | 0 | 0 | 0 | 0 | 0 | 0 | 0 | 0 | 0 | 0 | 0 | 0 | 0 | 0 | 0 | 0 | 0 | 0 | 0 | 0 | 0 | 0 | 0 | 0 | 0 | 0 | 0 | 0 | 46.8
1680 | 3929 | 2018 | CA | Ridgetop Energy LLC | 10597 | WGN1 | 0 | OP | WT | WND | 29 | 0.178 | 45134 | 26356 | Distributed from 923 Generation And Fuel | 1984 |  | 0 | 0 | 0 | 0 | 0 | 0 | 0 | 0 | 0 | 0 | 0 | 0 | 0 | 0 | 0 | 0 | 0 | 0 | 0 | 0 | 0 | 0 | 0 | 0 | 0 | 0 | 0 | 0 | 0 | 29
1681 | 3930 | 2018 | CA | Rio Bravo Fresno | 10767 | GEN1 | 1 | OP | ST | WDS | 28 | 0.769 | 188677 | 74382 | EIA-923 Generator File | 1988 |  | 0 | 0 | 0 | 0 | 0 | 0 | 0 | 0 | 0 | 0 | 0 | 0 | 0 | 0 | 0 | 0 | 0 | 0 | 0 | 0 | 0 | 0 | 0 | 0 | 0 | 0 | 0 | 28 | 0 | 0
1682 | 3933 | 2018 | CA | Rio Bravo Rocklin | 10772 | GEN1 | 1 | OP | ST | WDS | 27.9 | 0.722 | 176414 | 76723 | EIA-923 Generator File | 1989 |  | 0 | 0 | 0 | 0 | 0 | 0 | 0 | 0 | 0 | 0 | 0 | 0 | 0 | 0 | 0 | 0 | 0 | 0 | 0 | 0 | 0 | 0 | 0 | 0 | 0 | 0 | 0 | 27.9 | 0 | 0
1683 | 3934 | 2018 | CA | Rio Bravo Solar 1 LLC | 59249 | PV1 | 0 | OP | PV | SUN | 20 | 0.299 | 52316 | 28470 | Distributed from 923 Generation And Fuel | 2016 |  | 0 | 0 | 0 | 0 | 0 | 0 | 0 | 0 | 0 | 0 | 0 | 0 | 0 | 0 | 0 | 0 | 0 | 0 | 0 | 0 | 0 | 0 | 0 | 20 | 0 | 0 | 0 | 0 | 0 | 0
1684 | 3935 | 2018 | CA | Rio Bravo Solar II LLC | 59250 | PV1 | 0 | OP | PV | SUN | 20 | 0.297 | 51987 | 28291 | Distributed from 923 Generation And Fuel | 2016 |  | 0 | 0 | 0 | 0 | 0 | 0 | 0 | 0 | 0 | 0 | 0 | 0 | 0 | 0 | 0 | 0 | 0 | 0 | 0 | 0 | 0 | 0 | 0 | 20 | 0 | 0 | 0 | 0 | 0 | 0
1685 | 3936 | 2018 | CA | Rio Grande Solar | 58500 | RIO | 0 | OP | PV | SUN | 5 | 0.261 | 11414 | 6211 | Distributed from 923 Generation And Fuel | 2013 |  | 0 | 0 | 0 | 0 | 0 | 0 | 0 | 0 | 0 | 0 | 0 | 0 | 0 | 0 | 0 | 0 | 0 | 0 | 0 | 0 | 0 | 0 | 0 | 5 | 0 | 0 | 0 | 0 | 0 | 0
1686 | 3937 | 2018 | CA | Rio Hondo | 482 | 1 | 0 | OP | HY | WAT | 1.9 | 0.184 | 3063 | 1640 | Distributed from 923 Generation And Fuel | 1984 |  | 0 | 0 | 0 | 0 | 0 | 0 | 0 | 0 | 0 | 0 | 0 | 0 | 0 | 0 | 0 | 0 | 0 | 0 | 0 | 0 | 0 | 0 | 0 | 0 | 1.9 | 0 | 0 | 0 | 0 | 0
1687 | 3938 | 2018 | CA | Ripon Generation Station | 56135 | 1 | 0 | OP | GT | NG | 60.5 | 0.023 | 12380 | 5455 | Distributed from 923 Generation And Fuel | 2006 |  | 0 | 0 | 0 | 0 | 0 | 0 | 0 | 0 | 0 | 0 | 0 | 60.5 | 0 | 0 | 0 | 0 | 0 | 0 | 0 | 0 | 0 | 0 | 0 | 0 | 0 | 0 | 0 | 0 | 0 | 0
1688 | 3939 | 2018 | CA | Ripon Generation Station | 56135 | 2 | 0 | OP | GT | NG | 60.5 | 0.023 | 12380 | 5455 | Distributed from 923 Generation And Fuel | 2006 |  | 0 | 0 | 0 | 0 | 0 | 0 | 0 | 0 | 0 | 0 | 0 | 60.5 | 0 | 0 | 0 | 0 | 0 | 0 | 0 | 0 | 0 | 0 | 0 | 0 | 0 | 0 | 0 | 0 | 0 | 0
1689 | 3940 | 2018 | CA | Rising Tree Wind Farm | 57621 | GEN1 | 0 | OP | WT | WND | 79.2 | 0.383 | 266019 | 155344 | Distributed from 923 Generation And Fuel | 2015 |  | 0 | 0 | 0 | 0 | 0 | 0 | 0 | 0 | 0 | 0 | 0 | 0 | 0 | 0 | 0 | 0 | 0 | 0 | 0 | 0 | 0 | 0 | 0 | 0 | 0 | 0 | 0 | 0 | 0 | 79.2
1690 | 3941 | 2018 | CA | Rising Tree Wind Farm II | 59235 | GEN1 | 0 | OP | WT | WND | 19.8 | 0.334 | 57864 | 33790 | Distributed from 923 Generation And Fuel | 2015 |  | 0 | 0 | 0 | 0 | 0 | 0 | 0 | 0 | 0 | 0 | 0 | 0 | 0 | 0 | 0 | 0 | 0 | 0 | 0 | 0 | 0 | 0 | 0 | 0 | 0 | 0 | 0 | 0 | 0 | 19.8
1691 | 3942 | 2018 | CA | Rising Tree Wind Farm III | 59236 | GEN1 | 0 | OP | WT | WND | 99 | 0.408 | 354105 | 206782 | Distributed from 923 Generation And Fuel | 2015 |  | 0 | 0 | 0 | 0 | 0 | 0 | 0 | 0 | 0 | 0 | 0 | 0 | 0 | 0 | 0 | 0 | 0 | 0 | 0 | 0 | 0 | 0 | 0 | 0 | 0 | 0 | 0 | 0 | 0 | 99
1692 | 3943 | 2018 | CA | Riverside Energy Resource Center | 56143 | 1 | 0 | OP | GT | NG | 50 | 0.05 | 22028.316 | 9706.122 | Distributed from 923 Generation And Fuel | 2006 |  | 0 | 0 | 0 | 0 | 0 | 0 | 0 | 0 | 0 | 0 | 0 | 50 | 0 | 0 | 0 | 0 | 0 | 0 | 0 | 0 | 0 | 0 | 0 | 0 | 0 | 0 | 0 | 0 | 0 | 0
1693 | 3944 | 2018 | CA | Riverside Energy Resource Center | 56143 | 2 | 0 | OP | GT | NG | 50 | 0.05 | 22028.316 | 9706.122 | Distributed from 923 Generation And Fuel | 2006 |  | 0 | 0 | 0 | 0 | 0 | 0 | 0 | 0 | 0 | 0 | 0 | 50 | 0 | 0 | 0 | 0 | 0 | 0 | 0 | 0 | 0 | 0 | 0 | 0 | 0 | 0 | 0 | 0 | 0 | 0
1694 | 3945 | 2018 | CA | Riverside Energy Resource Center | 56143 | 3 | 0 | OP | GT | NG | 48 | 0.05 | 21147.184 | 9317.878 | Distributed from 923 Generation And Fuel | 2011 |  | 0 | 0 | 0 | 0 | 0 | 0 | 0 | 0 | 0 | 0 | 0 | 48 | 0 | 0 | 0 | 0 | 0 | 0 | 0 | 0 | 0 | 0 | 0 | 0 | 0 | 0 | 0 | 0 | 0 | 0
1695 | 3946 | 2018 | CA | Riverside Energy Resource Center | 56143 | 4 | 0 | OP | GT | NG | 48 | 0.05 | 21147.184 | 9317.878 | Distributed from 923 Generation And Fuel | 2011 |  | 0 | 0 | 0 | 0 | 0 | 0 | 0 | 0 | 0 | 0 | 0 | 48 | 0 | 0 | 0 | 0 | 0 | 0 | 0 | 0 | 0 | 0 | 0 | 0 | 0 | 0 | 0 | 0 | 0 | 0
1696 | 3947 | 2018 | CA | Riverside RWQCP Fuel Cell | 59877 | MB20 | 0 | OP | FC | OBG | 1.4 | 0.746 | 9152 | 3821 | Distributed from 923 Generation And Fuel | 2016 |  | 0 | 0 | 0 | 0 | 0 | 0 | 0 | 0 | 0 | 0 | 0 | 0 | 0 | 1.4 | 0 | 0 | 0 | 0 | 0 | 0 | 0 | 0 | 0 | 0 | 0 | 0 | 0 | 0 | 0 | 0
1697 | 3948 | 2018 | CA | Riverview Energy Center | 55963 | CTG1 | 0 | OP | GT | NG | 47 | 0.044 | 18001 | 7932 | Distributed from 923 Generation And Fuel | 2003 |  | 0 | 0 | 0 | 0 | 0 | 0 | 0 | 0 | 0 | 0 | 0 | 47 | 0 | 0 | 0 | 0 | 0 | 0 | 0 | 0 | 0 | 0 | 0 | 0 | 0 | 0 | 0 | 0 | 0 | 0
1698 | 3949 | 2018 | CA | Roaring Creek Water Power | 10881 | GEN1 | 0 | OP | HY | WAT | 2 | 0.213 | 3735 | 2000 | Distributed from 923 Generation And Fuel | 1986 |  | 0 | 0 | 0 | 0 | 0 | 0 | 0 | 0 | 0 | 0 | 0 | 0 | 0 | 0 | 0 | 0 | 0 | 0 | 0 | 0 | 0 | 0 | 0 | 0 | 2 | 0 | 0 | 0 | 0 | 0
1699 | 3950 | 2018 | CA | Robbs Peak | 433 | 1 | 0 | OP | HY | WAT | 25.5 | 0.128 | 28690 | 15365 | Distributed from 923 Generation And Fuel | 1965 |  | 0 | 0 | 0 | 0 | 0 | 0 | 0 | 0 | 0 | 0 | 0 | 0 | 0 | 0 | 0 | 0 | 0 | 0 | 0 | 0 | 0 | 0 | 0 | 0 | 25.5 | 0 | 0 | 0 | 0 | 0
1700 | 3951 | 2018 | CA | Robert O Schulz Solar Farm | 57579 | 1 | 0 | OP | PV | SUN | 0.9 | 0.242 | 1911.462 | 1040.538 | Distributed from 923 Generation And Fuel | 2008 |  | 0 | 0 | 0 | 0 | 0 | 0 | 0 | 0 | 0 | 0 | 0 | 0 | 0 | 0 | 0 | 0 | 0 | 0 | 0 | 0 | 0 | 0 | 0 | 0.9 | 0 | 0 | 0 | 0 | 0 | 0
1701 | 3952 | 2018 | CA | Robert O Schulz Solar Farm | 57579 | 2 | 0 | OP | PV | SUN | 0.4 | 0.242 | 849.538 | 462.462 | Distributed from 923 Generation And Fuel | 2009 |  | 0 | 0 | 0 | 0 | 0 | 0 | 0 | 0 | 0 | 0 | 0 | 0 | 0 | 0 | 0 | 0 | 0 | 0 | 0 | 0 | 0 | 0 | 0 | 0.4 | 0 | 0 | 0 | 0 | 0 | 0
1702 | 3953 | 2018 | CA | Rock Creek | 275 | H1 | 0 | OP | HY | WAT | 63 | 0.301 | 165966 | 70260.5 | Distributed from 923 Generation And Fuel | 1950 |  | 0 | 0 | 0 | 0 | 0 | 0 | 0 | 0 | 0 | 0 | 0 | 0 | 0 | 0 | 0 | 0 | 0 | 0 | 0 | 0 | 0 | 0 | 0 | 0 | 63 | 0 | 0 | 0 | 0 | 0
1703 | 3954 | 2018 | CA | Rock Creek | 275 | H2 | 0 | OP | HY | WAT | 63 | 0.301 | 165966 | 70260.5 | Distributed from 923 Generation And Fuel | 1950 |  | 0 | 0 | 0 | 0 | 0 | 0 | 0 | 0 | 0 | 0 | 0 | 0 | 0 | 0 | 0 | 0 | 0 | 0 | 0 | 0 | 0 | 0 | 0 | 0 | 63 | 0 | 0 | 0 | 0 | 0
1704 | 3956 | 2018 | CA | Rock Creek LP | 50892 | GEN1 | 0 | OP | HY | WAT | 1.5 | 0.056 | 734.5 | 393.5 | Distributed from 923 Generation And Fuel | 1986 |  | 0 | 0 | 0 | 0 | 0 | 0 | 0 | 0 | 0 | 0 | 0 | 0 | 0 | 0 | 0 | 0 | 0 | 0 | 0 | 0 | 0 | 0 | 0 | 0 | 1.5 | 0 | 0 | 0 | 0 | 0
1705 | 3957 | 2018 | CA | Rock Creek LP | 50892 | GEN2 | 0 | OP | HY | WAT | 1.5 | 0.056 | 734.5 | 393.5 | Distributed from 923 Generation And Fuel | 1986 |  | 0 | 0 | 0 | 0 | 0 | 0 | 0 | 0 | 0 | 0 | 0 | 0 | 0 | 0 | 0 | 0 | 0 | 0 | 0 | 0 | 0 | 0 | 0 | 0 | 1.5 | 0 | 0 | 0 | 0 | 0
1706 | 3958 | 2018 | CA | Rockwood | 7824 | 1 | 0 | OP | GT | NG | 24.9 | 0.003 | 546 | 258 | Distributed from 923 Generation And Fuel | 1979 |  | 0 | 0 | 0 | 0 | 0 | 0 | 0 | 0 | 0 | 0 | 0 | 24.9 | 0 | 0 | 0 | 0 | 0 | 0 | 0 | 0 | 0 | 0 | 0 | 0 | 0 | 0 | 0 | 0 | 0 | 0
1707 | 3959 | 2018 | CA | Rockwood | 7824 | 2 | 0 | OP | GT | DFO | 24.9 | 0.003 | 546 | 258 | Distributed from 923 Generation And Fuel | 1980 |  | 0 | 0 | 0 | 0 | 24.9 | 0 | 0 | 0 | 0 | 0 | 0 | 0 | 0 | 0 | 0 | 0 | 0 | 0 | 0 | 0 | 0 | 0 | 0 | 0 | 0 | 0 | 0 | 0 | 0 | 0
1708 | 3960 | 2018 | CA | Rodeo Solar C2 | 58751 | RSC2 | 0 | OP | PV | SUN | 1.5 | 0.289 | 3791 | 2063 | Distributed from 923 Generation And Fuel | 2014 |  | 0 | 0 | 0 | 0 | 0 | 0 | 0 | 0 | 0 | 0 | 0 | 0 | 0 | 0 | 0 | 0 | 0 | 0 | 0 | 0 | 0 | 0 | 0 | 1.5 | 0 | 0 | 0 | 0 | 0 | 0
1709 | 3961 | 2018 | CA | Rodeo Solar D2 | 58752 | RSD2 | 0 | OP | PV | SUN | 1.5 | 0.291 | 3826 | 2082 | Distributed from 923 Generation And Fuel | 2014 |  | 0 | 0 | 0 | 0 | 0 | 0 | 0 | 0 | 0 | 0 | 0 | 0 | 0 | 0 | 0 | 0 | 0 | 0 | 0 | 0 | 0 | 0 | 0 | 1.5 | 0 | 0 | 0 | 0 | 0 | 0
1710 | 3965 | 2018 | CA | Roll Delano | 58297 | ROL4 | 0 | OP | FC | NG | 1.1 | 0.875 | 8434 | 3716 | Distributed from 923 Generation And Fuel | 2012 |  | 0 | 0 | 0 | 0 | 0 | 0 | 0 | 0 | 0 | 0 | 0 | 1.1 | 0 | 0 | 0 | 0 | 0 | 0 | 0 | 0 | 0 | 0 | 0 | 0 | 0 | 0 | 0 | 0 | 0 | 0
1711 | 3966 | 2018 | CA | Roll Delano 2 | 58296 | ROL6 | 0 | OP | FC | NG | 1 | 0.963 | 8434 | 3716 | Distributed from 923 Generation And Fuel | 2012 |  | 0 | 0 | 0 | 0 | 0 | 0 | 0 | 0 | 0 | 0 | 0 | 1 | 0 | 0 | 0 | 0 | 0 | 0 | 0 | 0 | 0 | 0 | 0 | 0 | 0 | 0 | 0 | 0 | 0 | 0
1712 | 3967 | 2018 | CA | Roll Lost Hills | 58298 | ROL3 | 0 | OP | FC | NG | 1.1 | 0.674 | 6499 | 2864 | Distributed from 923 Generation And Fuel | 2012 |  | 0 | 0 | 0 | 0 | 0 | 0 | 0 | 0 | 0 | 0 | 0 | 1.1 | 0 | 0 | 0 | 0 | 0 | 0 | 0 | 0 | 0 | 0 | 0 | 0 | 0 | 0 | 0 | 0 | 0 | 0
1713 | 3968 | 2018 | CA | Rollins | 34 | 1P | 0 | OP | HY | WAT | 12.1 | 0.578 | 61318 | 32838 | Distributed from 923 Generation And Fuel | 1980 |  | 0 | 0 | 0 | 0 | 0 | 0 | 0 | 0 | 0 | 0 | 0 | 0 | 0 | 0 | 0 | 0 | 0 | 0 | 0 | 0 | 0 | 0 | 0 | 0 | 12.1 | 0 | 0 | 0 | 0 | 0
1714 | 3969 | 2018 | CA | Rosamond One | 58498 | RONE | 0 | OP | PV | SUN | 20 | 0.341 | 59791 | 32538 | Distributed from 923 Generation And Fuel | 2014 |  | 0 | 0 | 0 | 0 | 0 | 0 | 0 | 0 | 0 | 0 | 0 | 0 | 0 | 0 | 0 | 0 | 0 | 0 | 0 | 0 | 0 | 0 | 0 | 20 | 0 | 0 | 0 | 0 | 0 | 0
1715 | 3970 | 2018 | CA | Rosamond Two | 58499 | RTWO | 0 | OP | PV | SUN | 20 | 0.28 | 49073 | 26705 | Distributed from 923 Generation And Fuel | 2014 |  | 0 | 0 | 0 | 0 | 0 | 0 | 0 | 0 | 0 | 0 | 0 | 0 | 0 | 0 | 0 | 0 | 0 | 0 | 0 | 0 | 0 | 0 | 0 | 20 | 0 | 0 | 0 | 0 | 0 | 0
1716 | 3971 | 2018 | CA | Roseburg Forest Products Biomass | 56469 | 1 | 1 | OP | ST | WDS | 13.4 | 0.478 | 56150 | 23526 | EIA-923 Generator File | 2010 |  | 0 | 0 | 0 | 0 | 0 | 0 | 0 | 0 | 0 | 0 | 0 | 0 | 0 | 0 | 0 | 0 | 0 | 0 | 0 | 0 | 0 | 0 | 0 | 0 | 0 | 0 | 0 | 13.4 | 0 | 0
1717 | 3974 | 2018 | CA | Roseville Energy Park | 56298 | 0001 | 0 | OP | CT | NG | 42 | 0.21 | 77394.5 | 33766.5 | Distributed from 923 Generation And Fuel | 2007 |  | 0 | 0 | 0 | 0 | 0 | 0 | 0 | 0 | 0 | 0 | 0 | 42 | 0 | 0 | 0 | 0 | 0 | 0 | 0 | 0 | 0 | 0 | 0 | 0 | 0 | 0 | 0 | 0 | 0 | 0
1718 | 3975 | 2018 | CA | Roseville Energy Park | 56298 | 0002 | 0 | OP | CT | NG | 42 | 0.21 | 77394.5 | 33766.5 | Distributed from 923 Generation And Fuel | 2007 |  | 0 | 0 | 0 | 0 | 0 | 0 | 0 | 0 | 0 | 0 | 0 | 42 | 0 | 0 | 0 | 0 | 0 | 0 | 0 | 0 | 0 | 0 | 0 | 0 | 0 | 0 | 0 | 0 | 0 | 0
1719 | 3976 | 2018 | CA | Roseville Energy Park | 56298 | 0003 | 2 | OP | CA | NG | 80 | 0.133 | 92861 | 47613 | Distributed from 923 Generation And Fuel | 2007 |  | 0 | 0 | 0 | 0 | 0 | 0 | 0 | 0 | 0 | 0 | 0 | 80 | 0 | 0 | 0 | 0 | 0 | 0 | 0 | 0 | 0 | 0 | 0 | 0 | 0 | 0 | 0 | 0 | 0 | 0
1720 | 3977 | 2018 | CA | Roseville Solar | 62114 | ROSE | 0 | OP | PV | SUN | 1 | 0 | 0 | 0 | Distributed from 923 Generation And Fuel | 2018 |  | 0 | 0 | 0 | 0 | 0 | 0 | 0 | 0 | 0 | 0 | 0 | 0 | 0 | 0 | 0 | 0 | 0 | 0 | 0 | 0 | 0 | 0 | 0 | 1 | 0 | 0 | 0 | 0 | 0 | 0
1721 | 3979 | 2018 | CA | Rudy Solar, LLC | 59410 | SNL19 | 0 | OP | PV | SUN | 1.5 | 0.32 | 4210 | 2291 | Distributed from 923 Generation And Fuel | 2014 |  | 0 | 0 | 0 | 0 | 0 | 0 | 0 | 0 | 0 | 0 | 0 | 0 | 0 | 0 | 0 | 0 | 0 | 0 | 0 | 0 | 0 | 0 | 0 | 1.5 | 0 | 0 | 0 | 0 | 0 | 0
1722 | 3981 | 2018 | CA | Rush Creek | 357 | 1 | 0 | OP | HY | WAT | 5.9 | 0.191 | 9888.13 | 5295.588 | Distributed from 923 Generation And Fuel | 1916 |  | 0 | 0 | 0 | 0 | 0 | 0 | 0 | 0 | 0 | 0 | 0 | 0 | 0 | 0 | 0 | 0 | 0 | 0 | 0 | 0 | 0 | 0 | 0 | 0 | 5.9 | 0 | 0 | 0 | 0 | 0
1723 | 3982 | 2018 | CA | Rush Creek | 357 | 2 | 0 | OP | HY | WAT | 7.2 | 0.191 | 12066.87 | 6462.412 | Distributed from 923 Generation And Fuel | 1917 |  | 0 | 0 | 0 | 0 | 0 | 0 | 0 | 0 | 0 | 0 | 0 | 0 | 0 | 0 | 0 | 0 | 0 | 0 | 0 | 0 | 0 | 0 | 0 | 0 | 7.2 | 0 | 0 | 0 | 0 | 0
1724 | 3983 | 2018 | CA | Russell City Energy Center | 56467 | CTG1 | 0 | OP | CT | NG | 200 | 0.191 | 334747 | 157370 | EIA-923 Generator File | 2013 |  | 0 | 0 | 0 | 0 | 0 | 0 | 0 | 0 | 0 | 0 | 0 | 200 | 0 | 0 | 0 | 0 | 0 | 0 | 0 | 0 | 0 | 0 | 0 | 0 | 0 | 0 | 0 | 0 | 0 | 0
1725 | 3984 | 2018 | CA | Russell City Energy Center | 56467 | CTG2 | 0 | OP | CT | NG | 200 | 0.176 | 308589 | 143204 | EIA-923 Generator File | 2013 |  | 0 | 0 | 0 | 0 | 0 | 0 | 0 | 0 | 0 | 0 | 0 | 200 | 0 | 0 | 0 | 0 | 0 | 0 | 0 | 0 | 0 | 0 | 0 | 0 | 0 | 0 | 0 | 0 | 0 | 0
1726 | 3985 | 2018 | CA | Russell City Energy Center | 56467 | STG1 | 2 | OP | CA | NG | 255 | 0.164 | 367089 | 173175 | EIA-923 Generator File | 2013 |  | 0 | 0 | 0 | 0 | 0 | 0 | 0 | 0 | 0 | 0 | 0 | 255 | 0 | 0 | 0 | 0 | 0 | 0 | 0 | 0 | 0 | 0 | 0 | 0 | 0 | 0 | 0 | 0 | 0 | 0
1727 | 3986 | 2018 | CA | Rutan | 58449 | 1 | 0 | OP | PV | SUN | 1.5 | 0.114 | 1495.125 | 813.75 | Distributed from 923 Generation And Fuel | 2014 |  | 0 | 0 | 0 | 0 | 0 | 0 | 0 | 0 | 0 | 0 | 0 | 0 | 0 | 0 | 0 | 0 | 0 | 0 | 0 | 0 | 0 | 0 | 0 | 1.5 | 0 | 0 | 0 | 0 | 0 | 0
1728 | 3987 | 2018 | CA | Rutan | 58449 | 2 | 0 | OP | PV | SUN | 1.5 | 0.114 | 1495.125 | 813.75 | Distributed from 923 Generation And Fuel | 2014 |  | 0 | 0 | 0 | 0 | 0 | 0 | 0 | 0 | 0 | 0 | 0 | 0 | 0 | 0 | 0 | 0 | 0 | 0 | 0 | 0 | 0 | 0 | 0 | 1.5 | 0 | 0 | 0 | 0 | 0 | 0
1729 | 3988 | 2018 | CA | Rutan | 58449 | 3 | 0 | OP | PV | SUN | 1 | 0.114 | 996.75 | 542.5 | Distributed from 923 Generation And Fuel | 2014 |  | 0 | 0 | 0 | 0 | 0 | 0 | 0 | 0 | 0 | 0 | 0 | 0 | 0 | 0 | 0 | 0 | 0 | 0 | 0 | 0 | 0 | 0 | 0 | 1 | 0 | 0 | 0 | 0 | 0 | 0
1730 | 3989 | 2018 | CA | Sacramento (SMUD) | 59323 | SMUPV | 0 | OP | PV | SUN | 1.5 | 0.171 | 2242 | 1220 | Distributed from 923 Generation And Fuel | 2014 |  | 0 | 0 | 0 | 0 | 0 | 0 | 0 | 0 | 0 | 0 | 0 | 0 | 0 | 0 | 0 | 0 | 0 | 0 | 0 | 0 | 0 | 0 | 0 | 1.5 | 0 | 0 | 0 | 0 | 0 | 0
1731 | 3990 | 2018 | CA | Sacramento Fairbain Water Treatment Plan | 58636 | 1 | 0 | OP | PV | SUN | 1 | 0.14 | 1229 | 669 | Distributed from 923 Generation And Fuel | 2013 |  | 0 | 0 | 0 | 0 | 0 | 0 | 0 | 0 | 0 | 0 | 0 | 0 | 0 | 0 | 0 | 0 | 0 | 0 | 0 | 0 | 0 | 0 | 0 | 1 | 0 | 0 | 0 | 0 | 0 | 0
1732 | 3991 | 2018 | CA | Sacramento Regional County Sanitation PV | 61209 | PV1 | 0 | OP | PV | SUN | 3.5 | 0.236 | 7239 | 3939 | Distributed from 923 Generation And Fuel | 2017 |  | 0 | 0 | 0 | 0 | 0 | 0 | 0 | 0 | 0 | 0 | 0 | 0 | 0 | 0 | 0 | 0 | 0 | 0 | 0 | 0 | 0 | 0 | 0 | 3.5 | 0 | 0 | 0 | 0 | 0 | 0
1733 | 3992 | 2018 | CA | Sacramento Soleil LLC | 56875 | TBD | 0 | OP | PV | SUN | 1 | 0.175 | 1537 | 836 | Distributed from 923 Generation And Fuel | 2008 |  | 0 | 0 | 0 | 0 | 0 | 0 | 0 | 0 | 0 | 0 | 0 | 0 | 0 | 0 | 0 | 0 | 0 | 0 | 0 | 0 | 0 | 0 | 0 | 1 | 0 | 0 | 0 | 0 | 0 | 0
1734 | 3993 | 2018 | CA | Saint Agnes Medical Center | 54800 | 9911 | 0 | OP | GT | NG | 3.5 | 0.444 | 13605.5 | 6075.5 | Distributed from 923 Generation And Fuel | 2001 |  | 0 | 0 | 0 | 0 | 0 | 0 | 0 | 0 | 0 | 0 | 0 | 3.5 | 0 | 0 | 0 | 0 | 0 | 0 | 0 | 0 | 0 | 0 | 0 | 0 | 0 | 0 | 0 | 0 | 0 | 0
1735 | 3994 | 2018 | CA | Saint Agnes Medical Center | 54800 | 9929 | 0 | OP | GT | NG | 3.5 | 0.444 | 13605.5 | 6075.5 | Distributed from 923 Generation And Fuel | 2001 |  | 0 | 0 | 0 | 0 | 0 | 0 | 0 | 0 | 0 | 0 | 0 | 3.5 | 0 | 0 | 0 | 0 | 0 | 0 | 0 | 0 | 0 | 0 | 0 | 0 | 0 | 0 | 0 | 0 | 0 | 0
1736 | 3996 | 2018 | CA | Saint Johns Health Center | 50610 | 01 | 0 | OP | GT | NG | 1.2 |  |  |  |  | 1992 |  | 0 | 0 | 0 | 0 | 0 | 0 | 0 | 0 | 0 | 0 | 0 | 1.2 | 0 | 0 | 0 | 0 | 0 | 0 | 0 | 0 | 0 | 0 | 0 | 0 | 0 | 0 | 0 | 0 | 0 | 0
1737 | 3997 | 2018 | CA | Salinas River Cogeneration | 50865 | K100 | 0 | OP | GT | NG | 38.9 | 0.885 | 301448 | 121919 | Distributed from 923 Generation And Fuel | 1991 |  | 0 | 0 | 0 | 0 | 0 | 0 | 0 | 0 | 0 | 0 | 0 | 38.9 | 0 | 0 | 0 | 0 | 0 | 0 | 0 | 0 | 0 | 0 | 0 | 0 | 0 | 0 | 0 | 0 | 0 | 0
1738 | 3998 | 2018 | CA | Salt Springs | 279 | 1 | 0 | OP | HY | WAT | 12.3 | 0.342 | 36821.807 | 19719.536 | Distributed from 923 Generation And Fuel | 1931 |  | 0 | 0 | 0 | 0 | 0 | 0 | 0 | 0 | 0 | 0 | 0 | 0 | 0 | 0 | 0 | 0 | 0 | 0 | 0 | 0 | 0 | 0 | 0 | 0 | 12.3 | 0 | 0 | 0 | 0 | 0
1739 | 3999 | 2018 | CA | Salt Springs | 279 | 2 | 0 | OP | HY | WAT | 29.7 | 0.342 | 88911.193 | 47615.464 | Distributed from 923 Generation And Fuel | 1953 |  | 0 | 0 | 0 | 0 | 0 | 0 | 0 | 0 | 0 | 0 | 0 | 0 | 0 | 0 | 0 | 0 | 0 | 0 | 0 | 0 | 0 | 0 | 0 | 0 | 29.7 | 0 | 0 | 0 | 0 | 0
1740 | 4000 | 2018 | CA | Salton Sea Power Gen Co - Unit 2 | 10879 | GEN1 | 0 | OP | ST | GEO | 11.5 | 0.613 | 61775.7 | 26336.725 | Distributed from 923 Generation And Fuel | 1990 |  | 0 | 0 | 0 | 0 | 0 | 11.5 | 0 | 0 | 0 | 0 | 0 | 0 | 0 | 0 | 0 | 0 | 0 | 0 | 0 | 0 | 0 | 0 | 0 | 0 | 0 | 0 | 0 | 0 | 0 | 0
1741 | 4001 | 2018 | CA | Salton Sea Power Gen Co - Unit 2 | 10879 | GEN2 | 0 | OP | ST | GEO | 5 | 0.613 | 26859 | 11450.75 | Distributed from 923 Generation And Fuel | 1990 |  | 0 | 0 | 0 | 0 | 0 | 5 | 0 | 0 | 0 | 0 | 0 | 0 | 0 | 0 | 0 | 0 | 0 | 0 | 0 | 0 | 0 | 0 | 0 | 0 | 0 | 0 | 0 | 0 | 0 | 0
1742 | 4002 | 2018 | CA | Salton Sea Power Gen Co - Unit 2 | 10879 | GEN3 | 0 | OP | ST | GEO | 3.5 | 0.613 | 18801.3 | 8015.525 | Distributed from 923 Generation And Fuel | 1990 |  | 0 | 0 | 0 | 0 | 0 | 3.5 | 0 | 0 | 0 | 0 | 0 | 0 | 0 | 0 | 0 | 0 | 0 | 0 | 0 | 0 | 0 | 0 | 0 | 0 | 0 | 0 | 0 | 0 | 0 | 0
1743 | 4003 | 2018 | CA | Salton Sea Power Gen Co - Unit 3 | 10759 | GEN1 | 0 | OP | ST | GEO | 53.9 | 0.705 | 332819 | 141890 | Distributed from 923 Generation And Fuel | 1989 |  | 0 | 0 | 0 | 0 | 0 | 53.9 | 0 | 0 | 0 | 0 | 0 | 0 | 0 | 0 | 0 | 0 | 0 | 0 | 0 | 0 | 0 | 0 | 0 | 0 | 0 | 0 | 0 | 0 | 0 | 0
1744 | 4004 | 2018 | CA | Salton Sea Power Gen Co - Unit 4 | 54996 | 4100 | 0 | OP | ST | GEO | 47.5 | 0.72 | 299435 | 127657 | Distributed from 923 Generation And Fuel | 1996 |  | 0 | 0 | 0 | 0 | 0 | 47.5 | 0 | 0 | 0 | 0 | 0 | 0 | 0 | 0 | 0 | 0 | 0 | 0 | 0 | 0 | 0 | 0 | 0 | 0 | 0 | 0 | 0 | 0 | 0 | 0
1745 | 4005 | 2018 | CA | Salton Sea Power Gen Co Unit 1 | 10878 | EE11 | 0 | OP | ST | GEO | 10 | 0.886 | 77570 | 33070 | Distributed from 923 Generation And Fuel | 1982 |  | 0 | 0 | 0 | 0 | 0 | 10 | 0 | 0 | 0 | 0 | 0 | 0 | 0 | 0 | 0 | 0 | 0 | 0 | 0 | 0 | 0 | 0 | 0 | 0 | 0 | 0 | 0 | 0 | 0 | 0
1746 | 4006 | 2018 | CA | Salton Sea Power LLC - Unit 5 | 55983 | TG51 | 0 | OP | ST | GEO | 58.3 | 0.707 | 361180 | 153981 | Distributed from 923 Generation And Fuel | 2000 |  | 0 | 0 | 0 | 0 | 0 | 58.3 | 0 | 0 | 0 | 0 | 0 | 0 | 0 | 0 | 0 | 0 | 0 | 0 | 0 | 0 | 0 | 0 | 0 | 0 | 0 | 0 | 0 | 0 | 0 | 0
1747 | 4007 | 2018 | CA | San Antonio Regional Hospital | 50234 | 2074 | 0 | OP | IC | NG | 0.9 | 0.485 | 3824.667 | 1685.333 | Distributed from 923 Generation And Fuel | 1985 |  | 0 | 0 | 0 | 0 | 0 | 0 | 0 | 0 | 0 | 0 | 0 | 0.9 | 0 | 0 | 0 | 0 | 0 | 0 | 0 | 0 | 0 | 0 | 0 | 0 | 0 | 0 | 0 | 0 | 0 | 0
1748 | 4008 | 2018 | CA | San Antonio Regional Hospital | 50234 | 2075 | 0 | OP | IC | NG | 0.9 | 0.485 | 3824.667 | 1685.333 | Distributed from 923 Generation And Fuel | 1985 |  | 0 | 0 | 0 | 0 | 0 | 0 | 0 | 0 | 0 | 0 | 0 | 0.9 | 0 | 0 | 0 | 0 | 0 | 0 | 0 | 0 | 0 | 0 | 0 | 0 | 0 | 0 | 0 | 0 | 0 | 0
1749 | 4009 | 2018 | CA | San Antonio Regional Hospital | 50234 | 2076 | 0 | OP | IC | NG | 0.9 | 0.485 | 3824.667 | 1685.333 | Distributed from 923 Generation And Fuel | 2001 |  | 0 | 0 | 0 | 0 | 0 | 0 | 0 | 0 | 0 | 0 | 0 | 0.9 | 0 | 0 | 0 | 0 | 0 | 0 | 0 | 0 | 0 | 0 | 0 | 0 | 0 | 0 | 0 | 0 | 0 | 0
1750 | 4010 | 2018 | CA | San Antonio West Solar Rooftop | 57904 | CHNO | 0 | OP | PV | SUN | 1.5 | 0.215 | 2827 | 1538 | Distributed from 923 Generation And Fuel | 2012 |  | 0 | 0 | 0 | 0 | 0 | 0 | 0 | 0 | 0 | 0 | 0 | 0 | 0 | 0 | 0 | 0 | 0 | 0 | 0 | 0 | 0 | 0 | 0 | 1.5 | 0 | 0 | 0 | 0 | 0 | 0
1751 | 4012 | 2018 | CA | San Diego State University | 50061 | GEN2 | 0 | OP | CT | NG | 5.1 | 0.487 | 21777 | 10554 | EIA-923 Generator File | 2002 |  | 0 | 0 | 0 | 0 | 0 | 0 | 0 | 0 | 0 | 0 | 0 | 5.1 | 0 | 0 | 0 | 0 | 0 | 0 | 0 | 0 | 0 | 0 | 0 | 0 | 0 | 0 | 0 | 0 | 0 | 0
1752 | 4013 | 2018 | CA | San Diego State University | 50061 | GEN3 | 0 | OP | CT | NG | 5.1 | 0.594 | 26555 | 10363 | EIA-923 Generator File | 2002 |  | 0 | 0 | 0 | 0 | 0 | 0 | 0 | 0 | 0 | 0 | 0 | 5.1 | 0 | 0 | 0 | 0 | 0 | 0 | 0 | 0 | 0 | 0 | 0 | 0 | 0 | 0 | 0 | 0 | 0 | 0
1753 | 4014 | 2018 | CA | San Diego State University | 50061 | GEN4 | 0 | OP | CA | NG | 4.1 | 0.19 | 6819 | 3100 | EIA-923 Generator File | 2002 |  | 0 | 0 | 0 | 0 | 0 | 0 | 0 | 0 | 0 | 0 | 0 | 4.1 | 0 | 0 | 0 | 0 | 0 | 0 | 0 | 0 | 0 | 0 | 0 | 0 | 0 | 0 | 0 | 0 | 0 | 0
1754 | 4015 | 2018 | CA | San Diego State University | 50061 | GEN5 | 0 | OP | PV | SUN | 0.1 | 0.223 | 195.75 | 94.625 | Distributed from 923 Generation And Fuel | 2009 |  | 0 | 0 | 0 | 0 | 0 | 0 | 0 | 0 | 0 | 0 | 0 | 0 | 0 | 0 | 0 | 0 | 0 | 0 | 0 | 0 | 0 | 0 | 0 | 0.1 | 0 | 0 | 0 | 0 | 0 | 0
1755 | 4016 | 2018 | CA | San Diego State University | 50061 | GEN6 | 0 | OP | PV | SUN | 0.3 | 0.223 | 587.25 | 283.875 | Distributed from 923 Generation And Fuel | 2011 |  | 0 | 0 | 0 | 0 | 0 | 0 | 0 | 0 | 0 | 0 | 0 | 0 | 0 | 0 | 0 | 0 | 0 | 0 | 0 | 0 | 0 | 0 | 0 | 0.3 | 0 | 0 | 0 | 0 | 0 | 0
1756 | 4017 | 2018 | CA | San Diego State University | 50061 | GEN7 | 0 | OP | PV | SUN | 0.3 | 0.223 | 587.25 | 283.875 | Distributed from 923 Generation And Fuel | 2012 |  | 0 | 0 | 0 | 0 | 0 | 0 | 0 | 0 | 0 | 0 | 0 | 0 | 0 | 0 | 0 | 0 | 0 | 0 | 0 | 0 | 0 | 0 | 0 | 0.3 | 0 | 0 | 0 | 0 | 0 | 0
1757 | 4018 | 2018 | CA | San Diego State University | 50061 | GEN8 | 0 | OP | PV | SUN | 0.1 | 0.223 | 195.75 | 94.625 | Distributed from 923 Generation And Fuel | 2014 |  | 0 | 0 | 0 | 0 | 0 | 0 | 0 | 0 | 0 | 0 | 0 | 0 | 0 | 0 | 0 | 0 | 0 | 0 | 0 | 0 | 0 | 0 | 0 | 0.1 | 0 | 0 | 0 | 0 | 0 | 0
1758 | 4020 | 2018 | CA | San Dimas | 6646 | 1 | 0 | OP | HY | WAT | 9.9 | 0.312 | 27059 | 14491 | Distributed from 923 Generation And Fuel | 1981 |  | 0 | 0 | 0 | 0 | 0 | 0 | 0 | 0 | 0 | 0 | 0 | 0 | 0 | 0 | 0 | 0 | 0 | 0 | 0 | 0 | 0 | 0 | 0 | 0 | 9.9 | 0 | 0 | 0 | 0 | 0
1759 | 4022 | 2018 | CA | San Fernando | 403 | 1 | 0 | OP | HY | WAT | 2.8 | 0.369 | 9043 | 4843 | Distributed from 923 Generation And Fuel | 1922 |  | 0 | 0 | 0 | 0 | 0 | 0 | 0 | 0 | 0 | 0 | 0 | 0 | 0 | 0 | 0 | 0 | 0 | 0 | 0 | 0 | 0 | 0 | 0 | 0 | 2.8 | 0 | 0 | 0 | 0 | 0
1760 | 4023 | 2018 | CA | San Fernando | 403 | 2 | 0 | OP | HY | WAT | 2.8 | 0.369 | 9043 | 4843 | Distributed from 923 Generation And Fuel | 1922 |  | 0 | 0 | 0 | 0 | 0 | 0 | 0 | 0 | 0 | 0 | 0 | 0 | 0 | 0 | 0 | 0 | 0 | 0 | 0 | 0 | 0 | 0 | 0 | 0 | 2.8 | 0 | 0 | 0 | 0 | 0
1761 | 4028 | 2018 | CA | San Francisquito 1 | 6479 | 1A | 0 | OP | HY | WAT | 22.5 | 0.324 | 63916.145 | 34229.542 | Distributed from 923 Generation And Fuel | 1983 |  | 0 | 0 | 0 | 0 | 0 | 0 | 0 | 0 | 0 | 0 | 0 | 0 | 0 | 0 | 0 | 0 | 0 | 0 | 0 | 0 | 0 | 0 | 0 | 0 | 22.5 | 0 | 0 | 0 | 0 | 0
1762 | 4029 | 2018 | CA | San Francisquito 1 | 6479 | 3 | 0 | OP | HY | WAT | 9.9 | 0.324 | 28123.104 | 15060.998 | Distributed from 923 Generation And Fuel | 1917 |  | 0 | 0 | 0 | 0 | 0 | 0 | 0 | 0 | 0 | 0 | 0 | 0 | 0 | 0 | 0 | 0 | 0 | 0 | 0 | 0 | 0 | 0 | 0 | 0 | 9.9 | 0 | 0 | 0 | 0 | 0
1763 | 4030 | 2018 | CA | San Francisquito 1 | 6479 | 4 | 0 | OP | HY | WAT | 10.6 | 0.324 | 30111.606 | 16125.918 | Distributed from 923 Generation And Fuel | 1923 |  | 0 | 0 | 0 | 0 | 0 | 0 | 0 | 0 | 0 | 0 | 0 | 0 | 0 | 0 | 0 | 0 | 0 | 0 | 0 | 0 | 0 | 0 | 0 | 0 | 10.6 | 0 | 0 | 0 | 0 | 0
1764 | 4031 | 2018 | CA | San Francisquito 1 | 6479 | 6 | 0 | OP | HY | WAT | 22.5 | 0.324 | 63916.145 | 34229.542 | Distributed from 923 Generation And Fuel | 1987 |  | 0 | 0 | 0 | 0 | 0 | 0 | 0 | 0 | 0 | 0 | 0 | 0 | 0 | 0 | 0 | 0 | 0 | 0 | 0 | 0 | 0 | 0 | 0 | 0 | 22.5 | 0 | 0 | 0 | 0 | 0
1765 | 4033 | 2018 | CA | San Francisquito 2 | 6480 | 2 | 0 | OP | HY | WAT | 14 | 0.193 | 23681.913 | 12682.478 | Distributed from 923 Generation And Fuel | 1920 |  | 0 | 0 | 0 | 0 | 0 | 0 | 0 | 0 | 0 | 0 | 0 | 0 | 0 | 0 | 0 | 0 | 0 | 0 | 0 | 0 | 0 | 0 | 0 | 0 | 14 | 0 | 0 | 0 | 0 | 0
1766 | 4034 | 2018 | CA | San Francisquito 2 | 6480 | 3 | 0 | OP | HY | WAT | 18 | 0.193 | 30448.174 | 16306.043 | Distributed from 923 Generation And Fuel | 1932 |  | 0 | 0 | 0 | 0 | 0 | 0 | 0 | 0 | 0 | 0 | 0 | 0 | 0 | 0 | 0 | 0 | 0 | 0 | 0 | 0 | 0 | 0 | 0 | 0 | 18 | 0 | 0 | 0 | 0 | 0
1767 | 4035 | 2018 | CA | San Gabriel Hydro Project | 54017 | U1 | 0 | OP | HY | WAT | 3.9 | 0 | 0 | 0 | Distributed from 923 Generation And Fuel | 1987 |  | 0 | 0 | 0 | 0 | 0 | 0 | 0 | 0 | 0 | 0 | 0 | 0 | 0 | 0 | 0 | 0 | 0 | 0 | 0 | 0 | 0 | 0 | 0 | 0 | 3.9 | 0 | 0 | 0 | 0 | 0
1768 | 4036 | 2018 | CA | San Gabriel Hydro Project | 54017 | U2 | 0 | OP | HY | WAT | 1.1 | 0 | 0 | 0 | Distributed from 923 Generation And Fuel | 1987 |  | 0 | 0 | 0 | 0 | 0 | 0 | 0 | 0 | 0 | 0 | 0 | 0 | 0 | 0 | 0 | 0 | 0 | 0 | 0 | 0 | 0 | 0 | 0 | 0 | 1.1 | 0 | 0 | 0 | 0 | 0
1769 | 4038 | 2018 | CA | San Gorgonio Farms Wind Farm | 50281 | WGEN | 0 | OP | WT | WND | 31 | 0.338 | 91854 | 53639 | Distributed from 923 Generation And Fuel | 1983 |  | 0 | 0 | 0 | 0 | 0 | 0 | 0 | 0 | 0 | 0 | 0 | 0 | 0 | 0 | 0 | 0 | 0 | 0 | 0 | 0 | 0 | 0 | 0 | 0 | 0 | 0 | 0 | 0 | 0 | 31
1770 | 4039 | 2018 | CA | San Gorgonio Westwinds II LLC | 50690 | GEN1 | 0 | OP | WT | WND | 43.4 | 0.316 | 120084 | 70124 | Distributed from 923 Generation And Fuel | 1999 |  | 0 | 0 | 0 | 0 | 0 | 0 | 0 | 0 | 0 | 0 | 0 | 0 | 0 | 0 | 0 | 0 | 0 | 0 | 0 | 0 | 0 | 0 | 0 | 0 | 0 | 0 | 0 | 0 | 0 | 43.4
1771 | 4040 | 2018 | CA | San Gorgonio Windplant WPP1993 | 54454 | GEN11 | 0 | OP | WT | WND | 49.5 | 0.426 | 184919 | 107985 | Distributed from 923 Generation And Fuel | 2011 |  | 0 | 0 | 0 | 0 | 0 | 0 | 0 | 0 | 0 | 0 | 0 | 0 | 0 | 0 | 0 | 0 | 0 | 0 | 0 | 0 | 0 | 0 | 0 | 0 | 0 | 0 | 0 | 0 | 0 | 49.5
1772 | 4043 | 2018 | CA | San Joaquin 2 | 276 | 1 | 0 | OP | HY | WAT | 2.8 | 0.014 | 355 | 190 | Distributed from 923 Generation And Fuel | 1917 |  | 0 | 0 | 0 | 0 | 0 | 0 | 0 | 0 | 0 | 0 | 0 | 0 | 0 | 0 | 0 | 0 | 0 | 0 | 0 | 0 | 0 | 0 | 0 | 0 | 2.8 | 0 | 0 | 0 | 0 | 0
1773 | 4045 | 2018 | CA | San Joaquin Solar | 60678 | SJ1A | 0 | OP | PV | SUN | 19.8 | 0.061 | 10520.028 | 0 | Distributed from 923 Generation And Fuel | 2018 |  | 0 | 0 | 0 | 0 | 0 | 0 | 0 | 0 | 0 | 0 | 0 | 0 | 0 | 0 | 0 | 0 | 0 | 0 | 0 | 0 | 0 | 0 | 0 | 19.8 | 0 | 0 | 0 | 0 | 0 | 0
1774 | 4047 | 2018 | CA | San Jose Cogeneration | 10548 | GEN1 | 0 | OP | GT | NG | 6 | 0.585 | 30770 | 15571 | Distributed from 923 Generation And Fuel | 1984 |  | 0 | 0 | 0 | 0 | 0 | 0 | 0 | 0 | 0 | 0 | 0 | 6 | 0 | 0 | 0 | 0 | 0 | 0 | 0 | 0 | 0 | 0 | 0 | 0 | 0 | 0 | 0 | 0 | 0 | 0
1775 | 4051 | 2018 | CA | Sand Bar Power Plant | 50400 | GEN1 | 0 | OP | HY | WAT | 16.2 | 0.521 | 73943 | 39599 | Distributed from 923 Generation And Fuel | 1986 |  | 0 | 0 | 0 | 0 | 0 | 0 | 0 | 0 | 0 | 0 | 0 | 0 | 0 | 0 | 0 | 0 | 0 | 0 | 0 | 0 | 0 | 0 | 0 | 0 | 16.2 | 0 | 0 | 0 | 0 | 0
1776 | 4052 | 2018 | CA | Sand Drag LLC | 57361 | 1 | 0 | OP | PV | SUN | 19 | 0.213 | 35372 | 19249 | Distributed from 923 Generation And Fuel | 2011 |  | 0 | 0 | 0 | 0 | 0 | 0 | 0 | 0 | 0 | 0 | 0 | 0 | 0 | 0 | 0 | 0 | 0 | 0 | 0 | 0 | 0 | 0 | 0 | 19 | 0 | 0 | 0 | 0 | 0 | 0
1777 | 4053 | 2018 | CA | Santa Ana 1 | 361 | 1 | 0 | OP | HY | WAT | 0.8 | 0.02 | 139.5 | 74.75 | Distributed from 923 Generation And Fuel | 1899 |  | 0 | 0 | 0 | 0 | 0 | 0 | 0 | 0 | 0 | 0 | 0 | 0 | 0 | 0 | 0 | 0 | 0 | 0 | 0 | 0 | 0 | 0 | 0 | 0 | 0.8 | 0 | 0 | 0 | 0 | 0
1778 | 4054 | 2018 | CA | Santa Ana 1 | 361 | 2 | 0 | OP | HY | WAT | 0.8 | 0.02 | 139.5 | 74.75 | Distributed from 923 Generation And Fuel | 1899 |  | 0 | 0 | 0 | 0 | 0 | 0 | 0 | 0 | 0 | 0 | 0 | 0 | 0 | 0 | 0 | 0 | 0 | 0 | 0 | 0 | 0 | 0 | 0 | 0 | 0.8 | 0 | 0 | 0 | 0 | 0
1779 | 4055 | 2018 | CA | Santa Ana 1 | 361 | 3 | 0 | OP | HY | WAT | 0.8 | 0.02 | 139.5 | 74.75 | Distributed from 923 Generation And Fuel | 1899 |  | 0 | 0 | 0 | 0 | 0 | 0 | 0 | 0 | 0 | 0 | 0 | 0 | 0 | 0 | 0 | 0 | 0 | 0 | 0 | 0 | 0 | 0 | 0 | 0 | 0.8 | 0 | 0 | 0 | 0 | 0
1780 | 4056 | 2018 | CA | Santa Ana 1 | 361 | 4 | 0 | OP | HY | WAT | 0.8 | 0.02 | 139.5 | 74.75 | Distributed from 923 Generation And Fuel | 1899 |  | 0 | 0 | 0 | 0 | 0 | 0 | 0 | 0 | 0 | 0 | 0 | 0 | 0 | 0 | 0 | 0 | 0 | 0 | 0 | 0 | 0 | 0 | 0 | 0 | 0.8 | 0 | 0 | 0 | 0 | 0
1781 | 4057 | 2018 | CA | Santa Ana 3 | 363 | 1 | 0 | OP | HY | WAT | 3.1 | 0.107 | 2917 | 1562 | Distributed from 923 Generation And Fuel | 1999 |  | 0 | 0 | 0 | 0 | 0 | 0 | 0 | 0 | 0 | 0 | 0 | 0 | 0 | 0 | 0 | 0 | 0 | 0 | 0 | 0 | 0 | 0 | 0 | 0 | 3.1 | 0 | 0 | 0 | 0 | 0
1782 | 4059 | 2018 | CA | Santa Clara Cogen | 7232 | 1 | 0 | OP | GT | NG | 3.9 | 0.665 | 22709.5 | 10006.5 | Distributed from 923 Generation And Fuel | 1982 |  | 0 | 0 | 0 | 0 | 0 | 0 | 0 | 0 | 0 | 0 | 0 | 3.9 | 0 | 0 | 0 | 0 | 0 | 0 | 0 | 0 | 0 | 0 | 0 | 0 | 0 | 0 | 0 | 0 | 0 | 0
1783 | 4060 | 2018 | CA | Santa Clara Cogen | 7232 | 2 | 0 | OP | GT | NG | 3.9 | 0.665 | 22709.5 | 10006.5 | Distributed from 923 Generation And Fuel | 1982 |  | 0 | 0 | 0 | 0 | 0 | 0 | 0 | 0 | 0 | 0 | 0 | 3.9 | 0 | 0 | 0 | 0 | 0 | 0 | 0 | 0 | 0 | 0 | 0 | 0 | 0 | 0 | 0 | 0 | 0 | 0
1784 | 4061 | 2018 | CA | Santa Cruz Energy | 57876 | UNT1 | 0 | OP | IC | LFG | 1.6 | 0.703 | 9853 | 4086 | Distributed from 923 Generation And Fuel | 2009 |  | 0 | 0 | 0 | 0 | 0 | 0 | 0 | 1.6 | 0 | 0 | 0 | 0 | 0 | 0 | 0 | 0 | 0 | 0 | 0 | 0 | 0 | 0 | 0 | 0 | 0 | 0 | 0 | 0 | 0 | 0
1785 | 4062 | 2018 | CA | Santa Fe Springs Rooftop Solar BLDG H | 58913 | 1 | 0 | OP | PV | SUN | 1.5 | 0.201 | 2637 | 1435 | Distributed from 923 Generation And Fuel | 2015 |  | 0 | 0 | 0 | 0 | 0 | 0 | 0 | 0 | 0 | 0 | 0 | 0 | 0 | 0 | 0 | 0 | 0 | 0 | 0 | 0 | 0 | 0 | 0 | 1.5 | 0 | 0 | 0 | 0 | 0 | 0
1786 | 4063 | 2018 | CA | Santa Fe Springs Rooftop Solar BLDG M | 58912 | 1 | 0 | OP | PV | SUN | 1.8 | 0.197 | 3103 | 1689 | Distributed from 923 Generation And Fuel | 2015 |  | 0 | 0 | 0 | 0 | 0 | 0 | 0 | 0 | 0 | 0 | 0 | 0 | 0 | 0 | 0 | 0 | 0 | 0 | 0 | 0 | 0 | 0 | 0 | 1.8 | 0 | 0 | 0 | 0 | 0 | 0
1787 | 4064 | 2018 | CA | Santa Felicia Dam | 50076 | UNT1 | 0 | OP | HY | WAT | 0.2 | 0.007 | 12.615 | 6.769 | Distributed from 923 Generation And Fuel | 1987 |  | 0 | 0 | 0 | 0 | 0 | 0 | 0 | 0 | 0 | 0 | 0 | 0 | 0 | 0 | 0 | 0 | 0 | 0 | 0 | 0 | 0 | 0 | 0 | 0 | 0.2 | 0 | 0 | 0 | 0 | 0
1788 | 4065 | 2018 | CA | Santa Felicia Dam | 50076 | UNT2 | 0 | OP | HY | WAT | 1.1 | 0.007 | 69.385 | 37.231 | Distributed from 923 Generation And Fuel | 1987 |  | 0 | 0 | 0 | 0 | 0 | 0 | 0 | 0 | 0 | 0 | 0 | 0 | 0 | 0 | 0 | 0 | 0 | 0 | 0 | 0 | 0 | 0 | 0 | 0 | 1.1 | 0 | 0 | 0 | 0 | 0
1789 | 4067 | 2018 | CA | Santa Maria EPG | 56284 | EPG | 0 | OP | ST | PRG | 5.5 | 0.026 | 1274 | 563.218 | EIA-923 Generator File | 1995 |  | 0 | 0 | 0 | 0 | 0 | 0 | 0 | 0 | 0 | 0 | 0 | 0 | 0 | 0 | 0 | 0 | 0 | 0 | 0 | 5.5 | 0 | 0 | 0 | 0 | 0 | 0 | 0 | 0 | 0 | 0
1790 | 4068 | 2018 | CA | Santa Maria LFG Power Plant | 57100 | EN01 | 0 | OP | IC | LFG | 1.1 |  |  |  |  | 2008 |  | 0 | 0 | 0 | 0 | 0 | 0 | 0 | 1.1 | 0 | 0 | 0 | 0 | 0 | 0 | 0 | 0 | 0 | 0 | 0 | 0 | 0 | 0 | 0 | 0 | 0 | 0 | 0 | 0 | 0 | 0
1791 | 4070 | 2018 | CA | Santa Rita Jail | 58625 | SRFC2 | 0 | OP | FC | NG | 1.4 | 0.81 | 9928 | 4375 | Distributed from 923 Generation And Fuel | 2017 |  | 0 | 0 | 0 | 0 | 0 | 0 | 0 | 0 | 0 | 0 | 0 | 1.4 | 0 | 0 | 0 | 0 | 0 | 0 | 0 | 0 | 0 | 0 | 0 | 0 | 0 | 0 | 0 | 0 | 0 | 0
1792 | 4072 | 2018 | CA | Santa Rita Jail | 58625 | SRPV2 | 0 | OP | PV | SUN | 1 | 0.244 | 2133.333 | 1160.667 | Distributed from 923 Generation And Fuel | 2016 |  | 0 | 0 | 0 | 0 | 0 | 0 | 0 | 0 | 0 | 0 | 0 | 0 | 0 | 0 | 0 | 0 | 0 | 0 | 0 | 0 | 0 | 0 | 0 | 1 | 0 | 0 | 0 | 0 | 0 | 0
1793 | 4073 | 2018 | CA | Santa Rita Jail | 58625 | SRPV3 | 0 | OP | PV | SUN | 0.5 | 0.244 | 1066.667 | 580.333 | Distributed from 923 Generation And Fuel | 2017 |  | 0 | 0 | 0 | 0 | 0 | 0 | 0 | 0 | 0 | 0 | 0 | 0 | 0 | 0 | 0 | 0 | 0 | 0 | 0 | 0 | 0 | 0 | 0 | 0.5 | 0 | 0 | 0 | 0 | 0 | 0
1794 | 4076 | 2018 | CA | Santa Rita Jail Fuel Cell | 60385 | MB-18 | 0 | OP | FC | NG | 1.4 | 0.81 | 9930 | 4375 | Distributed from 923 Generation And Fuel | 2016 |  | 0 | 0 | 0 | 0 | 0 | 0 | 0 | 0 | 0 | 0 | 0 | 1.4 | 0 | 0 | 0 | 0 | 0 | 0 | 0 | 0 | 0 | 0 | 0 | 0 | 0 | 0 | 0 | 0 | 0 | 0
1795 | 4077 | 2018 | CA | Santa Rosa Junior College Petaluma Solar | 62039 | SRJCP | 0 | OP | PV | SUN | 1.2 | 0.123 | 1298 | 828 | Distributed from 923 Generation And Fuel | 2018 |  | 0 | 0 | 0 | 0 | 0 | 0 | 0 | 0 | 0 | 0 | 0 | 0 | 0 | 0 | 0 | 0 | 0 | 0 | 0 | 0 | 0 | 0 | 0 | 1.2 | 0 | 0 | 0 | 0 | 0 | 0
1796 | 4120 | 2018 | CA | SCA Cogen 2 | 7551 | CCST | 2 | OP | CA | NG | 49.8 | 0.308 | 134426 | 46949 | EIA-923 Generator File | 1997 |  | 0 | 0 | 0 | 0 | 0 | 0 | 0 | 0 | 0 | 0 | 0 | 49.8 | 0 | 0 | 0 | 0 | 0 | 0 | 0 | 0 | 0 | 0 | 0 | 0 | 0 | 0 | 0 | 0 | 0 | 0
1797 | 4121 | 2018 | CA | SCA Cogen 2 | 7551 | CT1A | 0 | OP | CT | NG | 49.8 | 0.687 | 299849 | 108793 | EIA-923 Generator File | 1997 |  | 0 | 0 | 0 | 0 | 0 | 0 | 0 | 0 | 0 | 0 | 0 | 49.8 | 0 | 0 | 0 | 0 | 0 | 0 | 0 | 0 | 0 | 0 | 0 | 0 | 0 | 0 | 0 | 0 | 0 | 0
1798 | 4122 | 2018 | CA | SCA Cogen 2 | 7551 | CT1B | 0 | OP | CT | NG | 49.8 | 0.682 | 297358 | 118950 | EIA-923 Generator File | 1997 |  | 0 | 0 | 0 | 0 | 0 | 0 | 0 | 0 | 0 | 0 | 0 | 49.8 | 0 | 0 | 0 | 0 | 0 | 0 | 0 | 0 | 0 | 0 | 0 | 0 | 0 | 0 | 0 | 0 | 0 | 0
1799 | 4123 | 2018 | CA | SCA Cogen 2 | 7551 | CT1C | 0 | OP | GT | NG | 44 | 0.114 | 43751 | 18548 | Distributed from 923 Generation And Fuel | 2001 |  | 0 | 0 | 0 | 0 | 0 | 0 | 0 | 0 | 0 | 0 | 0 | 44 | 0 | 0 | 0 | 0 | 0 | 0 | 0 | 0 | 0 | 0 | 0 | 0 | 0 | 0 | 0 | 0 | 0 | 0
1800 | 4124 | 2018 | CA | Scattergood | 404 | 1 | 1 | OP | ST | NG | 163.2 | 0.051 | 72866 | 50944 | EIA-923 Generator File | 1958 | 2024 | 0 | 0 | 0 | 0 | 0 | 0 | 0 | 0 | 0 | 0 | 0 | 163.2 | 0 | 0 | 0 | 0 | 0 | 0 | 0 | 0 | 0 | 0 | 0 | 0 | 0 | 0 | 0 | 0 | 0 | 0
1801 | 4125 | 2018 | CA | Scattergood | 404 | 2 | 1 | OP | ST | NG | 163.2 | 0.028 | 39364 | 37168 | EIA-923 Generator File | 1959 | 2024 | 0 | 0 | 0 | 0 | 0 | 0 | 0 | 0 | 0 | 0 | 0 | 163.2 | 0 | 0 | 0 | 0 | 0 | 0 | 0 | 0 | 0 | 0 | 0 | 0 | 0 | 0 | 0 | 0 | 0 | 0
1802 | 4126 | 2018 | CA | Scattergood | 404 | 4 | 0 | OP | CT | NG | 216.9 | 0.563 | 1068990 | 502719 | EIA-923 Generator File | 2015 |  | 0 | 0 | 0 | 0 | 0 | 0 | 0 | 0 | 0 | 0 | 0 | 216.9 | 0 | 0 | 0 | 0 | 0 | 0 | 0 | 0 | 0 | 0 | 0 | 0 | 0 | 0 | 0 | 0 | 0 | 0
1803 | 4127 | 2018 | CA | Scattergood | 404 | 5 | 1 | OP | CA | NG | 118.9 | 0.522 | 543837 | 255092 | EIA-923 Generator File | 2015 |  | 0 | 0 | 0 | 0 | 0 | 0 | 0 | 0 | 0 | 0 | 0 | 118.9 | 0 | 0 | 0 | 0 | 0 | 0 | 0 | 0 | 0 | 0 | 0 | 0 | 0 | 0 | 0 | 0 | 0 | 0
1804 | 4128 | 2018 | CA | Scattergood | 404 | 6 | 0 | OP | GT | NG | 106.9 | 0.033 | 30891.5 | 19529.5 | Distributed from 923 Generation And Fuel | 2015 |  | 0 | 0 | 0 | 0 | 0 | 0 | 0 | 0 | 0 | 0 | 0 | 106.9 | 0 | 0 | 0 | 0 | 0 | 0 | 0 | 0 | 0 | 0 | 0 | 0 | 0 | 0 | 0 | 0 | 0 | 0
1805 | 4129 | 2018 | CA | Scattergood | 404 | 7 | 0 | OP | GT | NG | 106.9 | 0.033 | 30891.5 | 19529.5 | Distributed from 923 Generation And Fuel | 2015 |  | 0 | 0 | 0 | 0 | 0 | 0 | 0 | 0 | 0 | 0 | 0 | 106.9 | 0 | 0 | 0 | 0 | 0 | 0 | 0 | 0 | 0 | 0 | 0 | 0 | 0 | 0 | 0 | 0 | 0 | 0
1806 | 4133 | 2018 | CA | SCDA Solar 1 | 61006 | SCAIR | 0 | OP | PV | SUN | 7 | 0.038 | 2339 | 1273 | Distributed from 923 Generation And Fuel | 2017 |  | 0 | 0 | 0 | 0 | 0 | 0 | 0 | 0 | 0 | 0 | 0 | 0 | 0 | 0 | 0 | 0 | 0 | 0 | 0 | 0 | 0 | 0 | 0 | 7 | 0 | 0 | 0 | 0 | 0 | 0
1807 | 4134 | 2018 | CA | SCE-Snowline-Duncan Road (North) | 59359 | 10400 | 0 | OP | PV | SUN | 1.5 | 0.291 | 3820 | 2079 | Distributed from 923 Generation And Fuel | 2014 |  | 0 | 0 | 0 | 0 | 0 | 0 | 0 | 0 | 0 | 0 | 0 | 0 | 0 | 0 | 0 | 0 | 0 | 0 | 0 | 0 | 0 | 0 | 0 | 1.5 | 0 | 0 | 0 | 0 | 0 | 0
1808 | 4135 | 2018 | CA | SCE-Snowline-Duncan Road (South) | 59360 | 11113 | 0 | OP | PV | SUN | 1 | 0.295 | 2581 | 1405 | Distributed from 923 Generation And Fuel | 2014 |  | 0 | 0 | 0 | 0 | 0 | 0 | 0 | 0 | 0 | 0 | 0 | 0 | 0 | 0 | 0 | 0 | 0 | 0 | 0 | 0 | 0 | 0 | 0 | 1 | 0 | 0 | 0 | 0 | 0 | 0
1809 | 4136 | 2018 | CA | SCE-Snowline-White Rd (Central) | 59423 | 10402 | 0 | OP | PV | SUN | 1.5 | 0.313 | 4119 | 2242 | Distributed from 923 Generation And Fuel | 2014 |  | 0 | 0 | 0 | 0 | 0 | 0 | 0 | 0 | 0 | 0 | 0 | 0 | 0 | 0 | 0 | 0 | 0 | 0 | 0 | 0 | 0 | 0 | 0 | 1.5 | 0 | 0 | 0 | 0 | 0 | 0
1810 | 4137 | 2018 | CA | SCE-Snowline-White Road (North) | 59422 | 10401 | 0 | OP | PV | SUN | 1.5 | 0.31 | 4069 | 2214 | Distributed from 923 Generation And Fuel | 2014 |  | 0 | 0 | 0 | 0 | 0 | 0 | 0 | 0 | 0 | 0 | 0 | 0 | 0 | 0 | 0 | 0 | 0 | 0 | 0 | 0 | 0 | 0 | 0 | 1.5 | 0 | 0 | 0 | 0 | 0 | 0
1811 | 4138 | 2018 | CA | SCE-Snowline-White Road (South) | 59421 | 11111 | 0 | OP | PV | SUN | 1.5 | 0.302 | 3972 | 2162 | Distributed from 923 Generation And Fuel | 2014 |  | 0 | 0 | 0 | 0 | 0 | 0 | 0 | 0 | 0 | 0 | 0 | 0 | 0 | 0 | 0 | 0 | 0 | 0 | 0 | 0 | 0 | 0 | 0 | 1.5 | 0 | 0 | 0 | 0 | 0 | 0
1812 | 4139 | 2018 | CA | Scott Flat | 839 | 7P | 0 | OP | HY | WAT | 1 | 0.504 | 4412 | 2363 | Distributed from 923 Generation And Fuel | 1985 |  | 0 | 0 | 0 | 0 | 0 | 0 | 0 | 0 | 0 | 0 | 0 | 0 | 0 | 0 | 0 | 0 | 0 | 0 | 0 | 0 | 0 | 0 | 0 | 0 | 1 | 0 | 0 | 0 | 0 | 0
1813 | 4140 | 2018 | CA | SDCCD - Miramar | 59138 | 57449 | 0 | OP | PV | SUN | 1.1 | 0.142 | 1366 | 743 | Distributed from 923 Generation And Fuel | 2011 |  | 0 | 0 | 0 | 0 | 0 | 0 | 0 | 0 | 0 | 0 | 0 | 0 | 0 | 0 | 0 | 0 | 0 | 0 | 0 | 0 | 0 | 0 | 0 | 1.1 | 0 | 0 | 0 | 0 | 0 | 0
1814 | 4141 | 2018 | CA | SDCWA - Twin Oaks | 59139 | 57449 | 0 | OP | PV | SUN | 1.1 | 0.072 | 691 | 376 | Distributed from 923 Generation And Fuel | 2011 |  | 0 | 0 | 0 | 0 | 0 | 0 | 0 | 0 | 0 | 0 | 0 | 0 | 0 | 0 | 0 | 0 | 0 | 0 | 0 | 0 | 0 | 0 | 0 | 1.1 | 0 | 0 | 0 | 0 | 0 | 0
1815 | 4142 | 2018 | CA | SeaWorld Aquatica | 61843 | 10276 | 0 | OP | PV | SUN | 1 | 0.155 | 1355 | 1024 | Distributed from 923 Generation And Fuel | 2018 |  | 0 | 0 | 0 | 0 | 0 | 0 | 0 | 0 | 0 | 0 | 0 | 0 | 0 | 0 | 0 | 0 | 0 | 0 | 0 | 0 | 0 | 0 | 0 | 1 | 0 | 0 | 0 | 0 | 0 | 0
1816 | 4143 | 2018 | CA | Second Imperial Geothermal | 54111 | GE10 | 0 | OP | BT | GEO | 4.5 | 0.323 | 12751.875 | 5436.45 | Distributed from 923 Generation And Fuel | 1993 |  | 0 | 0 | 0 | 0 | 0 | 4.5 | 0 | 0 | 0 | 0 | 0 | 0 | 0 | 0 | 0 | 0 | 0 | 0 | 0 | 0 | 0 | 0 | 0 | 0 | 0 | 0 | 0 | 0 | 0 | 0
1817 | 4144 | 2018 | CA | Second Imperial Geothermal | 54111 | GE11 | 0 | OP | BT | GEO | 4.5 | 0.323 | 12751.875 | 5436.45 | Distributed from 923 Generation And Fuel | 1993 |  | 0 | 0 | 0 | 0 | 0 | 4.5 | 0 | 0 | 0 | 0 | 0 | 0 | 0 | 0 | 0 | 0 | 0 | 0 | 0 | 0 | 0 | 0 | 0 | 0 | 0 | 0 | 0 | 0 | 0 | 0
1818 | 4145 | 2018 | CA | Second Imperial Geothermal | 54111 | GE12 | 0 | OP | BT | GEO | 4.5 | 0.323 | 12751.875 | 5436.45 | Distributed from 923 Generation And Fuel | 1993 |  | 0 | 0 | 0 | 0 | 0 | 4.5 | 0 | 0 | 0 | 0 | 0 | 0 | 0 | 0 | 0 | 0 | 0 | 0 | 0 | 0 | 0 | 0 | 0 | 0 | 0 | 0 | 0 | 0 | 0 | 0
1819 | 4146 | 2018 | CA | Second Imperial Geothermal | 54111 | GE13 | 0 | OP | BT | GEO | 16 | 0.323 | 45340 | 19329.6 | Distributed from 923 Generation And Fuel | 2006 |  | 0 | 0 | 0 | 0 | 0 | 16 | 0 | 0 | 0 | 0 | 0 | 0 | 0 | 0 | 0 | 0 | 0 | 0 | 0 | 0 | 0 | 0 | 0 | 0 | 0 | 0 | 0 | 0 | 0 | 0
1820 | 4147 | 2018 | CA | Second Imperial Geothermal | 54111 | GEN1 | 0 | OP | BT | GEO | 3.5 | 0.323 | 9918.125 | 4228.35 | Distributed from 923 Generation And Fuel | 1993 |  | 0 | 0 | 0 | 0 | 0 | 3.5 | 0 | 0 | 0 | 0 | 0 | 0 | 0 | 0 | 0 | 0 | 0 | 0 | 0 | 0 | 0 | 0 | 0 | 0 | 0 | 0 | 0 | 0 | 0 | 0
1821 | 4148 | 2018 | CA | Second Imperial Geothermal | 54111 | GEN14 | 0 | OP | BT | GEO | 16 | 0.323 | 45340 | 19329.6 | Distributed from 923 Generation And Fuel | 2008 |  | 0 | 0 | 0 | 0 | 0 | 16 | 0 | 0 | 0 | 0 | 0 | 0 | 0 | 0 | 0 | 0 | 0 | 0 | 0 | 0 | 0 | 0 | 0 | 0 | 0 | 0 | 0 | 0 | 0 | 0
1822 | 4149 | 2018 | CA | Second Imperial Geothermal | 54111 | GEN2 | 0 | OP | BT | GEO | 3.5 | 0.323 | 9918.125 | 4228.35 | Distributed from 923 Generation And Fuel | 1993 |  | 0 | 0 | 0 | 0 | 0 | 3.5 | 0 | 0 | 0 | 0 | 0 | 0 | 0 | 0 | 0 | 0 | 0 | 0 | 0 | 0 | 0 | 0 | 0 | 0 | 0 | 0 | 0 | 0 | 0 | 0
1823 | 4150 | 2018 | CA | Second Imperial Geothermal | 54111 | GEN3 | 0 | OP | BT | GEO | 3.5 | 0.323 | 9918.125 | 4228.35 | Distributed from 923 Generation And Fuel | 1993 |  | 0 | 0 | 0 | 0 | 0 | 3.5 | 0 | 0 | 0 | 0 | 0 | 0 | 0 | 0 | 0 | 0 | 0 | 0 | 0 | 0 | 0 | 0 | 0 | 0 | 0 | 0 | 0 | 0 | 0 | 0
1824 | 4151 | 2018 | CA | Second Imperial Geothermal | 54111 | GEN4 | 0 | OP | BT | GEO | 3.5 | 0.323 | 9918.125 | 4228.35 | Distributed from 923 Generation And Fuel | 1993 |  | 0 | 0 | 0 | 0 | 0 | 3.5 | 0 | 0 | 0 | 0 | 0 | 0 | 0 | 0 | 0 | 0 | 0 | 0 | 0 | 0 | 0 | 0 | 0 | 0 | 0 | 0 | 0 | 0 | 0 | 0
1825 | 4152 | 2018 | CA | Second Imperial Geothermal | 54111 | GEN5 | 0 | OP | BT | GEO | 3.5 | 0.323 | 9918.125 | 4228.35 | Distributed from 923 Generation And Fuel | 1993 |  | 0 | 0 | 0 | 0 | 0 | 3.5 | 0 | 0 | 0 | 0 | 0 | 0 | 0 | 0 | 0 | 0 | 0 | 0 | 0 | 0 | 0 | 0 | 0 | 0 | 0 | 0 | 0 | 0 | 0 | 0
1826 | 4153 | 2018 | CA | Second Imperial Geothermal | 54111 | GEN6 | 0 | OP | BT | GEO | 3.5 | 0.323 | 9918.125 | 4228.35 | Distributed from 923 Generation And Fuel | 1993 |  | 0 | 0 | 0 | 0 | 0 | 3.5 | 0 | 0 | 0 | 0 | 0 | 0 | 0 | 0 | 0 | 0 | 0 | 0 | 0 | 0 | 0 | 0 | 0 | 0 | 0 | 0 | 0 | 0 | 0 | 0
1827 | 4154 | 2018 | CA | Second Imperial Geothermal | 54111 | GEN7 | 0 | OP | BT | GEO | 4.5 | 0.323 | 12751.875 | 5436.45 | Distributed from 923 Generation And Fuel | 1993 |  | 0 | 0 | 0 | 0 | 0 | 4.5 | 0 | 0 | 0 | 0 | 0 | 0 | 0 | 0 | 0 | 0 | 0 | 0 | 0 | 0 | 0 | 0 | 0 | 0 | 0 | 0 | 0 | 0 | 0 | 0
1828 | 4155 | 2018 | CA | Second Imperial Geothermal | 54111 | GEN8 | 0 | OP | BT | GEO | 4.5 | 0.323 | 12751.875 | 5436.45 | Distributed from 923 Generation And Fuel | 1993 |  | 0 | 0 | 0 | 0 | 0 | 4.5 | 0 | 0 | 0 | 0 | 0 | 0 | 0 | 0 | 0 | 0 | 0 | 0 | 0 | 0 | 0 | 0 | 0 | 0 | 0 | 0 | 0 | 0 | 0 | 0
1829 | 4156 | 2018 | CA | Second Imperial Geothermal | 54111 | GEN9 | 0 | OP | BT | GEO | 4.5 | 0.323 | 12751.875 | 5436.45 | Distributed from 923 Generation And Fuel | 1993 |  | 0 | 0 | 0 | 0 | 0 | 4.5 | 0 | 0 | 0 | 0 | 0 | 0 | 0 | 0 | 0 | 0 | 0 | 0 | 0 | 0 | 0 | 0 | 0 | 0 | 0 | 0 | 0 | 0 | 0 | 0
1830 | 4157 | 2018 | CA | SEGS III | 10439 | GEN1 | 1 | OP | ST | SUN | 34.2 | 0 | 43849 | 30467 | Data from EIA-923 Generator File overwritten with distributed data from EIA-923 Generation and Fuel | 1986 |  | 0 | 0 | 0 | 0 | 0 | 0 | 0 | 0 | 0 | 0 | 0 | 0 | 0 | 0 | 0 | 0 | 0 | 0 | 0 | 0 | 0 | 0 | 0 | 34.2 | 0 | 0 | 0 | 0 | 0 | 0
1831 | 4158 | 2018 | CA | SEGS IV | 10440 | GEN1 | 1 | OP | ST | SUN | 34.2 | 0 | 44406 | 31817 | Data from EIA-923 Generator File overwritten with distributed data from EIA-923 Generation and Fuel | 1986 |  | 0 | 0 | 0 | 0 | 0 | 0 | 0 | 0 | 0 | 0 | 0 | 0 | 0 | 0 | 0 | 0 | 0 | 0 | 0 | 0 | 0 | 0 | 0 | 34.2 | 0 | 0 | 0 | 0 | 0 | 0
1832 | 4159 | 2018 | CA | SEGS IX | 10446 | GEN1 | 1 | OP | ST | SUN | 92 | 0.018 | 152022 | 103257 | Data from EIA-923 Generator File overwritten with distributed data from EIA-923 Generation and Fuel | 1990 |  | 0 | 0 | 0 | 0 | 0 | 0 | 0 | 0 | 0 | 0 | 0 | 0 | 0 | 0 | 0 | 0 | 0 | 0 | 0 | 0 | 0 | 0 | 0 | 92 | 0 | 0 | 0 | 0 | 0 | 0
1833 | 4160 | 2018 | CA | SEGS V | 10441 | GEN1 | 1 | OP | ST | SUN | 34.2 | 0 | 47383 | 32561 | Data from EIA-923 Generator File overwritten with distributed data from EIA-923 Generation and Fuel | 1987 |  | 0 | 0 | 0 | 0 | 0 | 0 | 0 | 0 | 0 | 0 | 0 | 0 | 0 | 0 | 0 | 0 | 0 | 0 | 0 | 0 | 0 | 0 | 0 | 34.2 | 0 | 0 | 0 | 0 | 0 | 0
1834 | 4161 | 2018 | CA | SEGS VI | 10442 | GEN1 | 1 | OP | ST | SUN | 35 | 0.03 | 43423 | 34377 | Data from EIA-923 Generator File overwritten with distributed data from EIA-923 Generation and Fuel | 1988 |  | 0 | 0 | 0 | 0 | 0 | 0 | 0 | 0 | 0 | 0 | 0 | 0 | 0 | 0 | 0 | 0 | 0 | 0 | 0 | 0 | 0 | 0 | 0 | 35 | 0 | 0 | 0 | 0 | 0 | 0
1835 | 4162 | 2018 | CA | SEGS VII | 10443 | GEN1 | 1 | OP | ST | SUN | 35 | 0.038 | 39662 | 30700 | Data from EIA-923 Generator File overwritten with distributed data from EIA-923 Generation and Fuel | 1988 |  | 0 | 0 | 0 | 0 | 0 | 0 | 0 | 0 | 0 | 0 | 0 | 0 | 0 | 0 | 0 | 0 | 0 | 0 | 0 | 0 | 0 | 0 | 0 | 35 | 0 | 0 | 0 | 0 | 0 | 0
1836 | 4163 | 2018 | CA | SEGS VIII | 10444 | GEN1 | 1 | OP | ST | SUN | 92 | 0.019 | 148275 | 103045 | Data from EIA-923 Generator File overwritten with distributed data from EIA-923 Generation and Fuel | 1989 |  | 0 | 0 | 0 | 0 | 0 | 0 | 0 | 0 | 0 | 0 | 0 | 0 | 0 | 0 | 0 | 0 | 0 | 0 | 0 | 0 | 0 | 0 | 0 | 92 | 0 | 0 | 0 | 0 | 0 | 0
1837 | 4164 | 2018 | CA | Sentinel Energy Center, LLC | 57482 | CTG1 | 0 | OP | GT | NG | 100 | 0.069 | 60707.25 | 33805.875 | Distributed from 923 Generation And Fuel | 2013 |  | 0 | 0 | 0 | 0 | 0 | 0 | 0 | 0 | 0 | 0 | 0 | 100 | 0 | 0 | 0 | 0 | 0 | 0 | 0 | 0 | 0 | 0 | 0 | 0 | 0 | 0 | 0 | 0 | 0 | 0
1838 | 4165 | 2018 | CA | Sentinel Energy Center, LLC | 57482 | CTG2 | 0 | OP | GT | NG | 100 | 0.069 | 60707.25 | 33805.875 | Distributed from 923 Generation And Fuel | 2013 |  | 0 | 0 | 0 | 0 | 0 | 0 | 0 | 0 | 0 | 0 | 0 | 100 | 0 | 0 | 0 | 0 | 0 | 0 | 0 | 0 | 0 | 0 | 0 | 0 | 0 | 0 | 0 | 0 | 0 | 0
1839 | 4166 | 2018 | CA | Sentinel Energy Center, LLC | 57482 | CTG3 | 0 | OP | GT | NG | 100 | 0.069 | 60707.25 | 33805.875 | Distributed from 923 Generation And Fuel | 2013 |  | 0 | 0 | 0 | 0 | 0 | 0 | 0 | 0 | 0 | 0 | 0 | 100 | 0 | 0 | 0 | 0 | 0 | 0 | 0 | 0 | 0 | 0 | 0 | 0 | 0 | 0 | 0 | 0 | 0 | 0
1840 | 4167 | 2018 | CA | Sentinel Energy Center, LLC | 57482 | CTG4 | 0 | OP | GT | NG | 100 | 0.069 | 60707.25 | 33805.875 | Distributed from 923 Generation And Fuel | 2013 |  | 0 | 0 | 0 | 0 | 0 | 0 | 0 | 0 | 0 | 0 | 0 | 100 | 0 | 0 | 0 | 0 | 0 | 0 | 0 | 0 | 0 | 0 | 0 | 0 | 0 | 0 | 0 | 0 | 0 | 0
1841 | 4168 | 2018 | CA | Sentinel Energy Center, LLC | 57482 | CTG5 | 0 | OP | GT | NG | 100 | 0.069 | 60707.25 | 33805.875 | Distributed from 923 Generation And Fuel | 2013 |  | 0 | 0 | 0 | 0 | 0 | 0 | 0 | 0 | 0 | 0 | 0 | 100 | 0 | 0 | 0 | 0 | 0 | 0 | 0 | 0 | 0 | 0 | 0 | 0 | 0 | 0 | 0 | 0 | 0 | 0
1842 | 4169 | 2018 | CA | Sentinel Energy Center, LLC | 57482 | CTG6 | 0 | OP | GT | NG | 100 | 0.069 | 60707.25 | 33805.875 | Distributed from 923 Generation And Fuel | 2013 |  | 0 | 0 | 0 | 0 | 0 | 0 | 0 | 0 | 0 | 0 | 0 | 100 | 0 | 0 | 0 | 0 | 0 | 0 | 0 | 0 | 0 | 0 | 0 | 0 | 0 | 0 | 0 | 0 | 0 | 0
1843 | 4170 | 2018 | CA | Sentinel Energy Center, LLC | 57482 | CTG7 | 0 | OP | GT | NG | 100 | 0.069 | 60707.25 | 33805.875 | Distributed from 923 Generation And Fuel | 2013 |  | 0 | 0 | 0 | 0 | 0 | 0 | 0 | 0 | 0 | 0 | 0 | 100 | 0 | 0 | 0 | 0 | 0 | 0 | 0 | 0 | 0 | 0 | 0 | 0 | 0 | 0 | 0 | 0 | 0 | 0
1844 | 4171 | 2018 | CA | Sentinel Energy Center, LLC | 57482 | CTG8 | 0 | OP | GT | NG | 100 | 0.069 | 60707.25 | 33805.875 | Distributed from 923 Generation And Fuel | 2013 |  | 0 | 0 | 0 | 0 | 0 | 0 | 0 | 0 | 0 | 0 | 0 | 100 | 0 | 0 | 0 | 0 | 0 | 0 | 0 | 0 | 0 | 0 | 0 | 0 | 0 | 0 | 0 | 0 | 0 | 0
1845 | 4173 | 2018 | CA | SEPV 1 | 58073 | SEPV | 0 | OP | PV | SUN | 2 | 0.303 | 5307 | 2888 | Distributed from 923 Generation And Fuel | 2012 |  | 0 | 0 | 0 | 0 | 0 | 0 | 0 | 0 | 0 | 0 | 0 | 0 | 0 | 0 | 0 | 0 | 0 | 0 | 0 | 0 | 0 | 0 | 0 | 2 | 0 | 0 | 0 | 0 | 0 | 0
1846 | 4174 | 2018 | CA | SEPV 18 | 59730 | SPV18 | 0 | OP | PV | SUN | 2 | 0.324 | 5678 | 3090 | Distributed from 923 Generation And Fuel | 2016 |  | 0 | 0 | 0 | 0 | 0 | 0 | 0 | 0 | 0 | 0 | 0 | 0 | 0 | 0 | 0 | 0 | 0 | 0 | 0 | 0 | 0 | 0 | 0 | 2 | 0 | 0 | 0 | 0 | 0 | 0
1847 | 4175 | 2018 | CA | SEPV 2 | 58074 | SEPV | 0 | OP | PV | SUN | 2 | 0.284 | 4979 | 2710 | Distributed from 923 Generation And Fuel | 2012 |  | 0 | 0 | 0 | 0 | 0 | 0 | 0 | 0 | 0 | 0 | 0 | 0 | 0 | 0 | 0 | 0 | 0 | 0 | 0 | 0 | 0 | 0 | 0 | 2 | 0 | 0 | 0 | 0 | 0 | 0
1848 | 4176 | 2018 | CA | SEPV 8 | 58234 | SPV8 | 0 | OP | PV | SUN | 12 | 0.324 | 34047 | 18528 | Distributed from 923 Generation And Fuel | 2013 |  | 0 | 0 | 0 | 0 | 0 | 0 | 0 | 0 | 0 | 0 | 0 | 0 | 0 | 0 | 0 | 0 | 0 | 0 | 0 | 0 | 0 | 0 | 0 | 12 | 0 | 0 | 0 | 0 | 0 | 0
1849 | 4177 | 2018 | CA | SEPV Imperial Dixieland East | 60745 | SESI1 | 0 | OP | PV | SUN | 2 | 0.324 | 5673 | 3087 | Distributed from 923 Generation And Fuel | 2016 |  | 0 | 0 | 0 | 0 | 0 | 0 | 0 | 0 | 0 | 0 | 0 | 0 | 0 | 0 | 0 | 0 | 0 | 0 | 0 | 0 | 0 | 0 | 0 | 2 | 0 | 0 | 0 | 0 | 0 | 0
1850 | 4178 | 2018 | CA | SEPV Imperial Dixieland West | 60744 | SESI2 | 0 | OP | PV | SUN | 3 | 0.343 | 9026 | 4912 | Distributed from 923 Generation And Fuel | 2016 |  | 0 | 0 | 0 | 0 | 0 | 0 | 0 | 0 | 0 | 0 | 0 | 0 | 0 | 0 | 0 | 0 | 0 | 0 | 0 | 0 | 0 | 0 | 0 | 3 | 0 | 0 | 0 | 0 | 0 | 0
1851 | 4179 | 2018 | CA | SEPV Mojave West | 59740 | SPVMW | 0 | OP | PV | SUN | 20 | 0.327 | 57242 | 31150 | Distributed from 923 Generation And Fuel | 2016 |  | 0 | 0 | 0 | 0 | 0 | 0 | 0 | 0 | 0 | 0 | 0 | 0 | 0 | 0 | 0 | 0 | 0 | 0 | 0 | 0 | 0 | 0 | 0 | 20 | 0 | 0 | 0 | 0 | 0 | 0
1852 | 4180 | 2018 | CA | SEPV Palmdale East | 59273 | PALME | 0 | OP | PV | SUN | 10 | 0.308 | 27019 | 14703 | Distributed from 923 Generation And Fuel | 2015 |  | 0 | 0 | 0 | 0 | 0 | 0 | 0 | 0 | 0 | 0 | 0 | 0 | 0 | 0 | 0 | 0 | 0 | 0 | 0 | 0 | 0 | 0 | 0 | 10 | 0 | 0 | 0 | 0 | 0 | 0
1853 | 4181 | 2018 | CA | SEPV9 Power Plant | 58227 | SPV9 | 0 | OP | PV | SUN | 9 | 0.312 | 24604 | 13389 | Distributed from 923 Generation And Fuel | 2013 |  | 0 | 0 | 0 | 0 | 0 | 0 | 0 | 0 | 0 | 0 | 0 | 0 | 0 | 0 | 0 | 0 | 0 | 0 | 0 | 0 | 0 | 0 | 0 | 9 | 0 | 0 | 0 | 0 | 0 | 0
1854 | 4182 | 2018 | CA | Seville 1 | 59722 | SEV1 | 0 | OP | PV | SUN | 20 | 0.299 | 52417 | 28525 | Distributed from 923 Generation And Fuel | 2015 |  | 0 | 0 | 0 | 0 | 0 | 0 | 0 | 0 | 0 | 0 | 0 | 0 | 0 | 0 | 0 | 0 | 0 | 0 | 0 | 0 | 0 | 0 | 0 | 20 | 0 | 0 | 0 | 0 | 0 | 0
1855 | 4183 | 2018 | CA | Seville 2 | 59723 | SEV2 | 0 | OP | PV | SUN | 30 | 0.34 | 89273 | 48581 | Distributed from 923 Generation And Fuel | 2015 |  | 0 | 0 | 0 | 0 | 0 | 0 | 0 | 0 | 0 | 0 | 0 | 0 | 0 | 0 | 0 | 0 | 0 | 0 | 0 | 0 | 0 | 0 | 0 | 30 | 0 | 0 | 0 | 0 | 0 | 0
1856 | 4184 | 2018 | CA | SF Southeast Cogen Plant | 57971 | COGEN | 0 | OP | IC | OBG | 2.1 | 0.207 | 3799 | 1575 | Distributed from 923 Generation And Fuel | 2002 |  | 0 | 0 | 0 | 0 | 0 | 0 | 0 | 0 | 0 | 0 | 0 | 0 | 0 | 2.1 | 0 | 0 | 0 | 0 | 0 | 0 | 0 | 0 | 0 | 0 | 0 | 0 | 0 | 0 | 0 | 0
1857 | 4185 | 2018 | CA | SF State University | 57043 | 1 | 0 | OP | FC | NG | 0.2 | 0.793 | 1389.875 | 612.375 | Distributed from 923 Generation And Fuel | 2011 |  | 0 | 0 | 0 | 0 | 0 | 0 | 0 | 0 | 0 | 0 | 0 | 0.2 | 0 | 0 | 0 | 0 | 0 | 0 | 0 | 0 | 0 | 0 | 0 | 0 | 0 | 0 | 0 | 0 | 0 | 0
1858 | 4186 | 2018 | CA | SF State University | 57043 | 2 | 0 | OP | FC | NG | 1.4 | 0.793 | 9729.125 | 4286.625 | Distributed from 923 Generation And Fuel | 2011 |  | 0 | 0 | 0 | 0 | 0 | 0 | 0 | 0 | 0 | 0 | 0 | 1.4 | 0 | 0 | 0 | 0 | 0 | 0 | 0 | 0 | 0 | 0 | 0 | 0 | 0 | 0 | 0 | 0 | 0 | 0
1859 | 4188 | 2018 | CA | Shafter Solar LLC | 59408 | 1 | 0 | OP | PV | SUN | 20 | 0.297 | 52040 | 28320 | Distributed from 923 Generation And Fuel | 2015 |  | 0 | 0 | 0 | 0 | 0 | 0 | 0 | 0 | 0 | 0 | 0 | 0 | 0 | 0 | 0 | 0 | 0 | 0 | 0 | 0 | 0 | 0 | 0 | 20 | 0 | 0 | 0 | 0 | 0 | 0
1860 | 4189 | 2018 | CA | Shasta | 445 | 1 | 0 | OP | HY | WAT | 142 | 0.278 | 345884.157 | 221496.731 | Distributed from 923 Generation And Fuel | 1949 |  | 0 | 0 | 0 | 0 | 0 | 0 | 0 | 0 | 0 | 0 | 0 | 0 | 0 | 0 | 0 | 0 | 0 | 0 | 0 | 0 | 0 | 0 | 0 | 0 | 142 | 0 | 0 | 0 | 0 | 0
1861 | 4190 | 2018 | CA | Shasta | 445 | 2 | 0 | OP | HY | WAT | 142 | 0.278 | 345884.157 | 221496.731 | Distributed from 923 Generation And Fuel | 1948 |  | 0 | 0 | 0 | 0 | 0 | 0 | 0 | 0 | 0 | 0 | 0 | 0 | 0 | 0 | 0 | 0 | 0 | 0 | 0 | 0 | 0 | 0 | 0 | 0 | 142 | 0 | 0 | 0 | 0 | 0
1862 | 4191 | 2018 | CA | Shasta | 445 | 3 | 0 | OP | HY | WAT | 142 | 0.278 | 345884.157 | 221496.731 | Distributed from 923 Generation And Fuel | 1944 |  | 0 | 0 | 0 | 0 | 0 | 0 | 0 | 0 | 0 | 0 | 0 | 0 | 0 | 0 | 0 | 0 | 0 | 0 | 0 | 0 | 0 | 0 | 0 | 0 | 142 | 0 | 0 | 0 | 0 | 0
1863 | 4192 | 2018 | CA | Shasta | 445 | 4 | 0 | OP | HY | WAT | 142 | 0.278 | 345884.157 | 221496.731 | Distributed from 923 Generation And Fuel | 1944 |  | 0 | 0 | 0 | 0 | 0 | 0 | 0 | 0 | 0 | 0 | 0 | 0 | 0 | 0 | 0 | 0 | 0 | 0 | 0 | 0 | 0 | 0 | 0 | 0 | 142 | 0 | 0 | 0 | 0 | 0
1864 | 4193 | 2018 | CA | Shasta | 445 | 5 | 0 | OP | HY | WAT | 142 | 0.278 | 345884.157 | 221496.731 | Distributed from 923 Generation And Fuel | 1948 |  | 0 | 0 | 0 | 0 | 0 | 0 | 0 | 0 | 0 | 0 | 0 | 0 | 0 | 0 | 0 | 0 | 0 | 0 | 0 | 0 | 0 | 0 | 0 | 0 | 142 | 0 | 0 | 0 | 0 | 0
1865 | 4194 | 2018 | CA | Shasta | 445 | S1 | 0 | OP | HY | WAT | 2 | 0.278 | 4871.608 | 3119.672 | Distributed from 923 Generation And Fuel | 1944 |  | 0 | 0 | 0 | 0 | 0 | 0 | 0 | 0 | 0 | 0 | 0 | 0 | 0 | 0 | 0 | 0 | 0 | 0 | 0 | 0 | 0 | 0 | 0 | 0 | 2 | 0 | 0 | 0 | 0 | 0
1866 | 4195 | 2018 | CA | Shasta | 445 | S2 | 0 | OP | HY | WAT | 2 | 0.278 | 4871.608 | 3119.672 | Distributed from 923 Generation And Fuel | 1944 |  | 0 | 0 | 0 | 0 | 0 | 0 | 0 | 0 | 0 | 0 | 0 | 0 | 0 | 0 | 0 | 0 | 0 | 0 | 0 | 0 | 0 | 0 | 0 | 0 | 2 | 0 | 0 | 0 | 0 | 0
1867 | 4196 | 2018 | CA | Shasta Solar Farm | 58814 | GENA | 0 | OP | PV | SUN | 1.5 | 0.264 | 3472.5 | 1889.5 | Distributed from 923 Generation And Fuel | 2014 |  | 0 | 0 | 0 | 0 | 0 | 0 | 0 | 0 | 0 | 0 | 0 | 0 | 0 | 0 | 0 | 0 | 0 | 0 | 0 | 0 | 0 | 0 | 0 | 1.5 | 0 | 0 | 0 | 0 | 0 | 0
1868 | 4197 | 2018 | CA | Shasta Solar Farm | 58814 | GENB | 0 | OP | PV | SUN | 1.5 | 0.264 | 3472.5 | 1889.5 | Distributed from 923 Generation And Fuel | 2014 |  | 0 | 0 | 0 | 0 | 0 | 0 | 0 | 0 | 0 | 0 | 0 | 0 | 0 | 0 | 0 | 0 | 0 | 0 | 0 | 0 | 0 | 0 | 0 | 1.5 | 0 | 0 | 0 | 0 | 0 | 0
1869 | 4199 | 2018 | CA | Shiloh I Wind Project | 56362 | 1 | 0 | OP | WT | WND | 150 | 0.295 | 387675 | 226386 | Distributed from 923 Generation And Fuel | 2006 |  | 0 | 0 | 0 | 0 | 0 | 0 | 0 | 0 | 0 | 0 | 0 | 0 | 0 | 0 | 0 | 0 | 0 | 0 | 0 | 0 | 0 | 0 | 0 | 0 | 0 | 0 | 0 | 0 | 0 | 150
1870 | 4200 | 2018 | CA | Shiloh III Wind Project LLC | 57586 | 1 | 0 | OP | WT | WND | 102.5 | 0.317 | 284463 | 166114 | Distributed from 923 Generation And Fuel | 2011 |  | 0 | 0 | 0 | 0 | 0 | 0 | 0 | 0 | 0 | 0 | 0 | 0 | 0 | 0 | 0 | 0 | 0 | 0 | 0 | 0 | 0 | 0 | 0 | 0 | 0 | 0 | 0 | 0 | 0 | 102.5
1871 | 4201 | 2018 | CA | Shiloh IV Wind Project LLC | 57725 | 1 | 0 | OP | WT | WND | 102.5 | 0.334 | 300265 | 175342 | Distributed from 923 Generation And Fuel | 2012 |  | 0 | 0 | 0 | 0 | 0 | 0 | 0 | 0 | 0 | 0 | 0 | 0 | 0 | 0 | 0 | 0 | 0 | 0 | 0 | 0 | 0 | 0 | 0 | 0 | 0 | 0 | 0 | 0 | 0 | 102.5
1872 | 4202 | 2018 | CA | Shiloh Wind Project 2 LLC | 56874 | TBD | 0 | OP | WT | WND | 150 | 0.305 | 400140 | 233665 | Distributed from 923 Generation And Fuel | 2009 |  | 0 | 0 | 0 | 0 | 0 | 0 | 0 | 0 | 0 | 0 | 0 | 0 | 0 | 0 | 0 | 0 | 0 | 0 | 0 | 0 | 0 | 0 | 0 | 0 | 0 | 0 | 0 | 0 | 0 | 150
1873 | 4204 | 2018 | CA | Sierra Nevada Brewing Co | 58585 | BESS | 0 | OP | BA | MWH | 0.5 | -0.006 | -26 | -11 | Distributed from 923 Generation And Fuel | 2017 |  | 0 | 0 | 0 | 0 | 0 | 0 | 0 | 0 | 0 | 0 | 0.5 | 0 | 0 | 0 | 0 | 0 | 0 | 0 | 0 | 0 | 0 | 0 | 0 | 0 | 0 | 0 | 0 | 0 | 0 | 0
1874 | 4205 | 2018 | CA | Sierra Nevada Brewing Co | 58585 | COGN | 0 | OP | GT | NG | 2 | 0.406 | 7115 | 3135 | Distributed from 923 Generation And Fuel | 2016 |  | 0 | 0 | 0 | 0 | 0 | 0 | 0 | 0 | 0 | 0 | 0 | 2 | 0 | 0 | 0 | 0 | 0 | 0 | 0 | 0 | 0 | 0 | 0 | 0 | 0 | 0 | 0 | 0 | 0 | 0
1875 | 4206 | 2018 | CA | Sierra Nevada Brewing Co | 58585 | SOLR | 0 | OP | PV | SUN | 1.7 | 0.166 | 2466 | 1342 | Distributed from 923 Generation And Fuel | 2007 |  | 0 | 0 | 0 | 0 | 0 | 0 | 0 | 0 | 0 | 0 | 0 | 0 | 0 | 0 | 0 | 0 | 0 | 0 | 0 | 0 | 0 | 0 | 0 | 1.7 | 0 | 0 | 0 | 0 | 0 | 0
1876 | 4209 | 2018 | CA | Sierra Pacific Burney Facility | 50110 | GEN1 | 1 | OP | ST | WDS | 20 | 0.447 | 78369 | 45118 | EIA-923 Generator File | 1986 |  | 0 | 0 | 0 | 0 | 0 | 0 | 0 | 0 | 0 | 0 | 0 | 0 | 0 | 0 | 0 | 0 | 0 | 0 | 0 | 0 | 0 | 0 | 0 | 0 | 0 | 0 | 0 | 20 | 0 | 0
1877 | 4210 | 2018 | CA | Sierra Pacific Lincoln Facility | 10144 | GEN4 | 1 | OP | ST | WDS | 19.2 | 0.554 | 93168 | 45338 | EIA-923 Generator File | 2004 |  | 0 | 0 | 0 | 0 | 0 | 0 | 0 | 0 | 0 | 0 | 0 | 0 | 0 | 0 | 0 | 0 | 0 | 0 | 0 | 0 | 0 | 0 | 0 | 0 | 0 | 0 | 0 | 19.2 | 0 | 0
1878 | 4213 | 2018 | CA | Sierra Pacific Loyalton Facility | 50111 | GEN1 | 1 | OP | ST | WDS | 20 | 0.26 | 45591 | 32909 | EIA-923 Generator File | 1989 |  | 0 | 0 | 0 | 0 | 0 | 0 | 0 | 0 | 0 | 0 | 0 | 0 | 0 | 0 | 0 | 0 | 0 | 0 | 0 | 0 | 0 | 0 | 0 | 0 | 0 | 0 | 0 | 20 | 0 | 0
1879 | 4214 | 2018 | CA | Sierra Pacific Quincy Facility | 50112 | GEN3 | 2 | OP | ST | WDS | 35.2 | 0.001 | 44468.211 | 32995.93 | Data from EIA-923 Generator File overwritten with distributed data from EIA-923 Generation and Fuel | 2018 |  | 0 | 0 | 0 | 0 | 0 | 0 | 0 | 0 | 0 | 0 | 0 | 0 | 0 | 0 | 0 | 0 | 0 | 0 | 0 | 0 | 0 | 0 | 0 | 0 | 0 | 0 | 0 | 35.2 | 0 | 0
1880 | 4217 | 2018 | CA | Sierra Pacific Sonora | 54517 | GEN3 | 0 | OP | ST | WDS | 7.5 | 0.449 | 29478 | 6574.375 | EIA-923 Generator File | 2018 |  | 0 | 0 | 0 | 0 | 0 | 0 | 0 | 0 | 0 | 0 | 0 | 0 | 0 | 0 | 0 | 0 | 0 | 0 | 0 | 0 | 0 | 0 | 0 | 0 | 0 | 0 | 0 | 7.5 | 0 | 0
1881 | 4219 | 2018 | CA | Sierra Solar Greenworks | 59431 | SSG1 | 0 | OP | PV | SUN | 20 | 0.257 | 45038 | 24509 | Distributed from 923 Generation And Fuel | 2015 |  | 0 | 0 | 0 | 0 | 0 | 0 | 0 | 0 | 0 | 0 | 0 | 0 | 0 | 0 | 0 | 0 | 0 | 0 | 0 | 0 | 0 | 0 | 0 | 20 | 0 | 0 | 0 | 0 | 0 | 0
1882 | 4221 | 2018 | CA | Signal Hill West Unit | 57702 | 1 | 0 | OP | GT | PRG | 5.7 | 0.786 | 39258 | 16785 | Distributed from 923 Generation And Fuel | 2004 |  | 0 | 0 | 0 | 0 | 0 | 0 | 0 | 0 | 0 | 0 | 0 | 0 | 0 | 0 | 0 | 0 | 0 | 0 | 0 | 5.7 | 0 | 0 | 0 | 0 | 0 | 0 | 0 | 0 | 0 | 0
1883 | 4222 | 2018 | CA | Silicon Valley Clean Water | 60249 | CGN | 0 | OP | IC | OBG | 1.2 | 0.703 | 7385 | 3076 | Distributed from 923 Generation And Fuel | 2015 |  | 0 | 0 | 0 | 0 | 0 | 0 | 0 | 0 | 0 | 0 | 0 | 0 | 0 | 1.2 | 0 | 0 | 0 | 0 | 0 | 0 | 0 | 0 | 0 | 0 | 0 | 0 | 0 | 0 | 0 | 0
1884 | 4227 | 2018 | CA | Siphon Drop Power Plant | 57364 | 1 | 0 | OP | HY | WAT | 2.2 | 0.294 | 5666 | 3034.5 | Distributed from 923 Generation And Fuel | 1987 |  | 0 | 0 | 0 | 0 | 0 | 0 | 0 | 0 | 0 | 0 | 0 | 0 | 0 | 0 | 0 | 0 | 0 | 0 | 0 | 0 | 0 | 0 | 0 | 0 | 2.2 | 0 | 0 | 0 | 0 | 0
1885 | 4228 | 2018 | CA | Siphon Drop Power Plant | 57364 | 2 | 0 | OP | HY | WAT | 2.2 | 0.294 | 5666 | 3034.5 | Distributed from 923 Generation And Fuel | 1987 |  | 0 | 0 | 0 | 0 | 0 | 0 | 0 | 0 | 0 | 0 | 0 | 0 | 0 | 0 | 0 | 0 | 0 | 0 | 0 | 0 | 0 | 0 | 0 | 0 | 2.2 | 0 | 0 | 0 | 0 | 0
1886 | 4229 | 2018 | CA | Site 980 65 | 50322 | GEN1 | 0 | OP | HY | WAT | 2.1 | 0.213 | 3915 | 2097 | Distributed from 923 Generation And Fuel | 1985 |  | 0 | 0 | 0 | 0 | 0 | 0 | 0 | 0 | 0 | 0 | 0 | 0 | 0 | 0 | 0 | 0 | 0 | 0 | 0 | 0 | 0 | 0 | 0 | 0 | 2.1 | 0 | 0 | 0 | 0 | 0
1887 | 4230 | 2018 | CA | SJ/SC WPCP | 56080 | EG1 | 0 | OP | IC | NG | 2.8 | 0.166 | 4068.875 | 1568.75 | Distributed from 923 Generation And Fuel | 1995 | 2020 | 0 | 0 | 0 | 0 | 0 | 0 | 0 | 0 | 0 | 0 | 0 | 2.8 | 0 | 0 | 0 | 0 | 0 | 0 | 0 | 0 | 0 | 0 | 0 | 0 | 0 | 0 | 0 | 0 | 0 | 0
1888 | 4231 | 2018 | CA | SJ/SC WPCP | 56080 | EG2 | 0 | OP | IC | NG | 2.8 | 0.166 | 4068.875 | 1568.75 | Distributed from 923 Generation And Fuel | 1985 | 2020 | 0 | 0 | 0 | 0 | 0 | 0 | 0 | 0 | 0 | 0 | 0 | 2.8 | 0 | 0 | 0 | 0 | 0 | 0 | 0 | 0 | 0 | 0 | 0 | 0 | 0 | 0 | 0 | 0 | 0 | 0
1889 | 4232 | 2018 | CA | SJ/SC WPCP | 56080 | EG3 | 0 | OP | IC | NG | 2.8 | 0.166 | 4068.875 | 1568.75 | Distributed from 923 Generation And Fuel | 1985 | 2020 | 0 | 0 | 0 | 0 | 0 | 0 | 0 | 0 | 0 | 0 | 0 | 2.8 | 0 | 0 | 0 | 0 | 0 | 0 | 0 | 0 | 0 | 0 | 0 | 0 | 0 | 0 | 0 | 0 | 0 | 0
1890 | 4242 | 2018 | CA | Sky River LLC | 50536 | WGNS | 0 | OP | WT | WND | 76.9 | 0.181 | 121860 | 71161 | Distributed from 923 Generation And Fuel | 1991 |  | 0 | 0 | 0 | 0 | 0 | 0 | 0 | 0 | 0 | 0 | 0 | 0 | 0 | 0 | 0 | 0 | 0 | 0 | 0 | 0 | 0 | 0 | 0 | 0 | 0 | 0 | 0 | 0 | 0 | 76.9
1891 | 4243 | 2018 | CA | Slate Creek | 50961 | GEN1 | 0 | OP | HY | WAT | 4.2 | 0.067 | 2458 | 1316 | Distributed from 923 Generation And Fuel | 1990 |  | 0 | 0 | 0 | 0 | 0 | 0 | 0 | 0 | 0 | 0 | 0 | 0 | 0 | 0 | 0 | 0 | 0 | 0 | 0 | 0 | 0 | 0 | 0 | 0 | 4.2 | 0 | 0 | 0 | 0 | 0
1892 | 4244 | 2018 | CA | Sly Creek | 776 | 1 | 0 | OP | HY | WAT | 12.1 | 0.184 | 19515 | 10451 | Distributed from 923 Generation And Fuel | 1983 |  | 0 | 0 | 0 | 0 | 0 | 0 | 0 | 0 | 0 | 0 | 0 | 0 | 0 | 0 | 0 | 0 | 0 | 0 | 0 | 0 | 0 | 0 | 0 | 0 | 12.1 | 0 | 0 | 0 | 0 | 0
1893 | 4245 | 2018 | CA | SMUD at Fleshman | 57671 | PV1 | 0 | OP | PV | SUN | 2.9 | 0.217 | 5513 | 3000 | Distributed from 923 Generation And Fuel | 2011 |  | 0 | 0 | 0 | 0 | 0 | 0 | 0 | 0 | 0 | 0 | 0 | 0 | 0 | 0 | 0 | 0 | 0 | 0 | 0 | 0 | 0 | 0 | 0 | 2.9 | 0 | 0 | 0 | 0 | 0 | 0
1894 | 4246 | 2018 | CA | SMUD at Grundman | 57669 | PV1 | 0 | OP | PV | SUN | 17 | 0.223 | 33140 | 18034 | Distributed from 923 Generation And Fuel | 2011 |  | 0 | 0 | 0 | 0 | 0 | 0 | 0 | 0 | 0 | 0 | 0 | 0 | 0 | 0 | 0 | 0 | 0 | 0 | 0 | 0 | 0 | 0 | 0 | 17 | 0 | 0 | 0 | 0 | 0 | 0
1895 | 4247 | 2018 | CA | SMUD at Lawrence | 57753 | PV1 | 0 | OP | PV | SUN | 1 | 0.205 | 1796 | 977 | Distributed from 923 Generation And Fuel | 2011 |  | 0 | 0 | 0 | 0 | 0 | 0 | 0 | 0 | 0 | 0 | 0 | 0 | 0 | 0 | 0 | 0 | 0 | 0 | 0 | 0 | 0 | 0 | 0 | 1 | 0 | 0 | 0 | 0 | 0 | 0
1896 | 4248 | 2018 | CA | SMUD at Van Conett | 57670 | PV1 | 0 | OP | PV | SUN | 2.9 | 0.219 | 5561 | 3026 | Distributed from 923 Generation And Fuel | 2011 |  | 0 | 0 | 0 | 0 | 0 | 0 | 0 | 0 | 0 | 0 | 0 | 0 | 0 | 0 | 0 | 0 | 0 | 0 | 0 | 0 | 0 | 0 | 0 | 2.9 | 0 | 0 | 0 | 0 | 0 | 0
1897 | 4249 | 2018 | CA | Soboba Community Solar Project | 61834 | SCSP1 | 0 | OP | PV | SUN | 1 | 0.219 | 1915 | 1042 | Distributed from 923 Generation And Fuel | 2016 |  | 0 | 0 | 0 | 0 | 0 | 0 | 0 | 0 | 0 | 0 | 0 | 0 | 0 | 0 | 0 | 0 | 0 | 0 | 0 | 0 | 0 | 0 | 0 | 1 | 0 | 0 | 0 | 0 | 0 | 0
1898 | 4250 | 2018 | CA | Sol Orchard El Centro PV | 58621 | ECPV | 0 | OP | PV | SUN | 20 | 0.275 | 48258 | 26261 | Distributed from 923 Generation And Fuel | 2013 |  | 0 | 0 | 0 | 0 | 0 | 0 | 0 | 0 | 0 | 0 | 0 | 0 | 0 | 0 | 0 | 0 | 0 | 0 | 0 | 0 | 0 | 0 | 0 | 20 | 0 | 0 | 0 | 0 | 0 | 0
1899 | 4251 | 2018 | CA | Solano County Cogen Plant | 50985 | 3163 | 0 | OP | IC | NG | 1 | 0.593 | 5198.571 | 2290.714 | Distributed from 923 Generation And Fuel | 1989 |  | 0 | 0 | 0 | 0 | 0 | 0 | 0 | 0 | 0 | 0 | 0 | 1 | 0 | 0 | 0 | 0 | 0 | 0 | 0 | 0 | 0 | 0 | 0 | 0 | 0 | 0 | 0 | 0 | 0 | 0
1900 | 4252 | 2018 | CA | Solano County Cogen Plant | 50985 | 3164 | 0 | OP | IC | NG | 0.4 | 0.593 | 2079.429 | 916.286 | Distributed from 923 Generation And Fuel | 1989 |  | 0 | 0 | 0 | 0 | 0 | 0 | 0 | 0 | 0 | 0 | 0 | 0.4 | 0 | 0 | 0 | 0 | 0 | 0 | 0 | 0 | 0 | 0 | 0 | 0 | 0 | 0 | 0 | 0 | 0 | 0
1901 | 4253 | 2018 | CA | Solano County Cogen Plant | 50985 | 3165 | 0 | OP | IC | NG | 1.4 | 0.593 | 7278 | 3207 | Distributed from 923 Generation And Fuel | 2004 |  | 0 | 0 | 0 | 0 | 0 | 0 | 0 | 0 | 0 | 0 | 0 | 1.4 | 0 | 0 | 0 | 0 | 0 | 0 | 0 | 0 | 0 | 0 | 0 | 0 | 0 | 0 | 0 | 0 | 0 | 0
1902 | 4254 | 2018 | CA | Solano Wind | 7526 | 1 | 0 | OP | WT | WND | 13.2 | 0.283 | 32669.19 | 23126.897 | Distributed from 923 Generation And Fuel | 1994 |  | 0 | 0 | 0 | 0 | 0 | 0 | 0 | 0 | 0 | 0 | 0 | 0 | 0 | 0 | 0 | 0 | 0 | 0 | 0 | 0 | 0 | 0 | 0 | 0 | 0 | 0 | 0 | 0 | 0 | 13.2
1903 | 4255 | 2018 | CA | Solano Wind | 7526 | 2 | 0 | OP | WT | WND | 24 | 0.283 | 59398.528 | 42048.904 | Distributed from 923 Generation And Fuel | 2006 |  | 0 | 0 | 0 | 0 | 0 | 0 | 0 | 0 | 0 | 0 | 0 | 0 | 0 | 0 | 0 | 0 | 0 | 0 | 0 | 0 | 0 | 0 | 0 | 0 | 0 | 0 | 0 | 0 | 0 | 24
1904 | 4256 | 2018 | CA | Solano Wind | 7526 | 2B | 0 | OP | WT | WND | 63 | 0.283 | 155921.135 | 110378.374 | Distributed from 923 Generation And Fuel | 2007 |  | 0 | 0 | 0 | 0 | 0 | 0 | 0 | 0 | 0 | 0 | 0 | 0 | 0 | 0 | 0 | 0 | 0 | 0 | 0 | 0 | 0 | 0 | 0 | 0 | 0 | 0 | 0 | 0 | 0 | 63
1905 | 4257 | 2018 | CA | Solano Wind | 7526 | 3 | 0 | OP | WT | WND | 128 | 0.283 | 316792.147 | 224260.824 | Distributed from 923 Generation And Fuel | 2012 |  | 0 | 0 | 0 | 0 | 0 | 0 | 0 | 0 | 0 | 0 | 0 | 0 | 0 | 0 | 0 | 0 | 0 | 0 | 0 | 0 | 0 | 0 | 0 | 0 | 0 | 0 | 0 | 0 | 0 | 128
1906 | 4258 | 2018 | CA | Solar Blythe 2 | 60558 | PV1 | 0 | OP | PV | SUN | 20 | 0.286 | 50106 | 27267 | Distributed from 923 Generation And Fuel | 2017 |  | 0 | 0 | 0 | 0 | 0 | 0 | 0 | 0 | 0 | 0 | 0 | 0 | 0 | 0 | 0 | 0 | 0 | 0 | 0 | 0 | 0 | 0 | 0 | 20 | 0 | 0 | 0 | 0 | 0 | 0
1907 | 4259 | 2018 | CA | Solar Gen 2 | 58592 | ALHM | 0 | OP | PV | SUN | 51.7 | 0.283 | 128355.667 | 69849.667 | Distributed from 923 Generation And Fuel | 2014 |  | 0 | 0 | 0 | 0 | 0 | 0 | 0 | 0 | 0 | 0 | 0 | 0 | 0 | 0 | 0 | 0 | 0 | 0 | 0 | 0 | 0 | 0 | 0 | 51.7 | 0 | 0 | 0 | 0 | 0 | 0
1908 | 4260 | 2018 | CA | Solar Gen 2 | 58592 | ARK | 0 | OP | PV | SUN | 51.7 | 0.283 | 128355.667 | 69849.667 | Distributed from 923 Generation And Fuel | 2014 |  | 0 | 0 | 0 | 0 | 0 | 0 | 0 | 0 | 0 | 0 | 0 | 0 | 0 | 0 | 0 | 0 | 0 | 0 | 0 | 0 | 0 | 0 | 0 | 51.7 | 0 | 0 | 0 | 0 | 0 | 0
1909 | 4261 | 2018 | CA | Solar Gen 2 | 58592 | SONR | 0 | OP | PV | SUN | 51.7 | 0.283 | 128355.667 | 69849.667 | Distributed from 923 Generation And Fuel | 2014 |  | 0 | 0 | 0 | 0 | 0 | 0 | 0 | 0 | 0 | 0 | 0 | 0 | 0 | 0 | 0 | 0 | 0 | 0 | 0 | 0 | 0 | 0 | 0 | 51.7 | 0 | 0 | 0 | 0 | 0 | 0
1910 | 4266 | 2018 | CA | Solar Photovoltaic Project #02 | 56996 | S1A | 0 | OP | PV | SUN | 0.5 | 0.042 | 182.5 | 99.5 | Distributed from 923 Generation And Fuel | 2009 |  | 0 | 0 | 0 | 0 | 0 | 0 | 0 | 0 | 0 | 0 | 0 | 0 | 0 | 0 | 0 | 0 | 0 | 0 | 0 | 0 | 0 | 0 | 0 | 0.5 | 0 | 0 | 0 | 0 | 0 | 0
1911 | 4267 | 2018 | CA | Solar Photovoltaic Project #02 | 56996 | S1B | 0 | OP | PV | SUN | 0.5 | 0.042 | 182.5 | 99.5 | Distributed from 923 Generation And Fuel | 2009 |  | 0 | 0 | 0 | 0 | 0 | 0 | 0 | 0 | 0 | 0 | 0 | 0 | 0 | 0 | 0 | 0 | 0 | 0 | 0 | 0 | 0 | 0 | 0 | 0.5 | 0 | 0 | 0 | 0 | 0 | 0
1912 | 4268 | 2018 | CA | Solar Photovoltaic Project #03 | 57217 | S003A | 0 | OP | PV | SUN | 0.5 | 0.124 | 544.5 | 296.5 | Distributed from 923 Generation And Fuel | 2011 |  | 0 | 0 | 0 | 0 | 0 | 0 | 0 | 0 | 0 | 0 | 0 | 0 | 0 | 0 | 0 | 0 | 0 | 0 | 0 | 0 | 0 | 0 | 0 | 0.5 | 0 | 0 | 0 | 0 | 0 | 0
1913 | 4269 | 2018 | CA | Solar Photovoltaic Project #03 | 57217 | S003B | 0 | OP | PV | SUN | 0.5 | 0.124 | 544.5 | 296.5 | Distributed from 923 Generation And Fuel | 2011 |  | 0 | 0 | 0 | 0 | 0 | 0 | 0 | 0 | 0 | 0 | 0 | 0 | 0 | 0 | 0 | 0 | 0 | 0 | 0 | 0 | 0 | 0 | 0 | 0.5 | 0 | 0 | 0 | 0 | 0 | 0
1914 | 4273 | 2018 | CA | Solar Photovoltaic Project #05 | 57219 | S005A | 0 | OP | PV | SUN | 0.5 | 0.107 | 467.6 | 254.4 | Distributed from 923 Generation And Fuel | 2012 |  | 0 | 0 | 0 | 0 | 0 | 0 | 0 | 0 | 0 | 0 | 0 | 0 | 0 | 0 | 0 | 0 | 0 | 0 | 0 | 0 | 0 | 0 | 0 | 0.5 | 0 | 0 | 0 | 0 | 0 | 0
1915 | 4274 | 2018 | CA | Solar Photovoltaic Project #05 | 57219 | S005B | 0 | OP | PV | SUN | 0.5 | 0.107 | 467.6 | 254.4 | Distributed from 923 Generation And Fuel | 2012 |  | 0 | 0 | 0 | 0 | 0 | 0 | 0 | 0 | 0 | 0 | 0 | 0 | 0 | 0 | 0 | 0 | 0 | 0 | 0 | 0 | 0 | 0 | 0 | 0.5 | 0 | 0 | 0 | 0 | 0 | 0
1916 | 4275 | 2018 | CA | Solar Photovoltaic Project #05 | 57219 | S005C | 0 | OP | PV | SUN | 0.5 | 0.107 | 467.6 | 254.4 | Distributed from 923 Generation And Fuel | 2012 |  | 0 | 0 | 0 | 0 | 0 | 0 | 0 | 0 | 0 | 0 | 0 | 0 | 0 | 0 | 0 | 0 | 0 | 0 | 0 | 0 | 0 | 0 | 0 | 0.5 | 0 | 0 | 0 | 0 | 0 | 0
1917 | 4276 | 2018 | CA | Solar Photovoltaic Project #05 | 57219 | S005D | 0 | OP | PV | SUN | 0.5 | 0.107 | 467.6 | 254.4 | Distributed from 923 Generation And Fuel | 2012 |  | 0 | 0 | 0 | 0 | 0 | 0 | 0 | 0 | 0 | 0 | 0 | 0 | 0 | 0 | 0 | 0 | 0 | 0 | 0 | 0 | 0 | 0 | 0 | 0.5 | 0 | 0 | 0 | 0 | 0 | 0
1918 | 4277 | 2018 | CA | Solar Photovoltaic Project #05 | 57219 | S005E | 0 | OP | PV | SUN | 0.5 | 0.107 | 467.6 | 254.4 | Distributed from 923 Generation And Fuel | 2012 |  | 0 | 0 | 0 | 0 | 0 | 0 | 0 | 0 | 0 | 0 | 0 | 0 | 0 | 0 | 0 | 0 | 0 | 0 | 0 | 0 | 0 | 0 | 0 | 0.5 | 0 | 0 | 0 | 0 | 0 | 0
1919 | 4278 | 2018 | CA | Solar Photovoltaic Project #06 | 57220 | S006A | 0 | OP | PV | SUN | 0.5 | 0.169 | 742 | 403.75 | Distributed from 923 Generation And Fuel | 2011 |  | 0 | 0 | 0 | 0 | 0 | 0 | 0 | 0 | 0 | 0 | 0 | 0 | 0 | 0 | 0 | 0 | 0 | 0 | 0 | 0 | 0 | 0 | 0 | 0.5 | 0 | 0 | 0 | 0 | 0 | 0
1920 | 4279 | 2018 | CA | Solar Photovoltaic Project #06 | 57220 | S006B | 0 | OP | PV | SUN | 0.5 | 0.169 | 742 | 403.75 | Distributed from 923 Generation And Fuel | 2011 |  | 0 | 0 | 0 | 0 | 0 | 0 | 0 | 0 | 0 | 0 | 0 | 0 | 0 | 0 | 0 | 0 | 0 | 0 | 0 | 0 | 0 | 0 | 0 | 0.5 | 0 | 0 | 0 | 0 | 0 | 0
1921 | 4280 | 2018 | CA | Solar Photovoltaic Project #06 | 57220 | S006C | 0 | OP | PV | SUN | 0.5 | 0.169 | 742 | 403.75 | Distributed from 923 Generation And Fuel | 2011 |  | 0 | 0 | 0 | 0 | 0 | 0 | 0 | 0 | 0 | 0 | 0 | 0 | 0 | 0 | 0 | 0 | 0 | 0 | 0 | 0 | 0 | 0 | 0 | 0.5 | 0 | 0 | 0 | 0 | 0 | 0
1922 | 4281 | 2018 | CA | Solar Photovoltaic Project #06 | 57220 | S006D | 0 | OP | PV | SUN | 0.5 | 0.169 | 742 | 403.75 | Distributed from 923 Generation And Fuel | 2011 |  | 0 | 0 | 0 | 0 | 0 | 0 | 0 | 0 | 0 | 0 | 0 | 0 | 0 | 0 | 0 | 0 | 0 | 0 | 0 | 0 | 0 | 0 | 0 | 0.5 | 0 | 0 | 0 | 0 | 0 | 0
1923 | 4282 | 2018 | CA | Solar Photovoltaic Project #07 | 57221 | S007A | 0 | OP | PV | SUN | 0.5 | 0.176 | 770.6 | 419.4 | Distributed from 923 Generation And Fuel | 2012 |  | 0 | 0 | 0 | 0 | 0 | 0 | 0 | 0 | 0 | 0 | 0 | 0 | 0 | 0 | 0 | 0 | 0 | 0 | 0 | 0 | 0 | 0 | 0 | 0.5 | 0 | 0 | 0 | 0 | 0 | 0
1924 | 4283 | 2018 | CA | Solar Photovoltaic Project #07 | 57221 | S007B | 0 | OP | PV | SUN | 0.5 | 0.176 | 770.6 | 419.4 | Distributed from 923 Generation And Fuel | 2012 |  | 0 | 0 | 0 | 0 | 0 | 0 | 0 | 0 | 0 | 0 | 0 | 0 | 0 | 0 | 0 | 0 | 0 | 0 | 0 | 0 | 0 | 0 | 0 | 0.5 | 0 | 0 | 0 | 0 | 0 | 0
1925 | 4284 | 2018 | CA | Solar Photovoltaic Project #07 | 57221 | S007C | 0 | OP | PV | SUN | 0.5 | 0.176 | 770.6 | 419.4 | Distributed from 923 Generation And Fuel | 2012 |  | 0 | 0 | 0 | 0 | 0 | 0 | 0 | 0 | 0 | 0 | 0 | 0 | 0 | 0 | 0 | 0 | 0 | 0 | 0 | 0 | 0 | 0 | 0 | 0.5 | 0 | 0 | 0 | 0 | 0 | 0
1926 | 4285 | 2018 | CA | Solar Photovoltaic Project #07 | 57221 | S007D | 0 | OP | PV | SUN | 0.5 | 0.176 | 770.6 | 419.4 | Distributed from 923 Generation And Fuel | 2012 |  | 0 | 0 | 0 | 0 | 0 | 0 | 0 | 0 | 0 | 0 | 0 | 0 | 0 | 0 | 0 | 0 | 0 | 0 | 0 | 0 | 0 | 0 | 0 | 0.5 | 0 | 0 | 0 | 0 | 0 | 0
1927 | 4286 | 2018 | CA | Solar Photovoltaic Project #07 | 57221 | S007E | 0 | OP | PV | SUN | 0.5 | 0.176 | 770.6 | 419.4 | Distributed from 923 Generation And Fuel | 2012 |  | 0 | 0 | 0 | 0 | 0 | 0 | 0 | 0 | 0 | 0 | 0 | 0 | 0 | 0 | 0 | 0 | 0 | 0 | 0 | 0 | 0 | 0 | 0 | 0.5 | 0 | 0 | 0 | 0 | 0 | 0
1928 | 4287 | 2018 | CA | Solar Photovoltaic Project #08 | 57222 | S008A | 0 | OP | PV | SUN | 0.5 | 0.116 | 509 | 277 | Distributed from 923 Generation And Fuel | 2011 |  | 0 | 0 | 0 | 0 | 0 | 0 | 0 | 0 | 0 | 0 | 0 | 0 | 0 | 0 | 0 | 0 | 0 | 0 | 0 | 0 | 0 | 0 | 0 | 0.5 | 0 | 0 | 0 | 0 | 0 | 0
1929 | 4288 | 2018 | CA | Solar Photovoltaic Project #08 | 57222 | S008B | 0 | OP | PV | SUN | 0.5 | 0.116 | 509 | 277 | Distributed from 923 Generation And Fuel | 2011 |  | 0 | 0 | 0 | 0 | 0 | 0 | 0 | 0 | 0 | 0 | 0 | 0 | 0 | 0 | 0 | 0 | 0 | 0 | 0 | 0 | 0 | 0 | 0 | 0.5 | 0 | 0 | 0 | 0 | 0 | 0
1930 | 4289 | 2018 | CA | Solar Photovoltaic Project #08 | 57222 | S008C | 0 | OP | PV | SUN | 0.5 | 0.116 | 509 | 277 | Distributed from 923 Generation And Fuel | 2011 |  | 0 | 0 | 0 | 0 | 0 | 0 | 0 | 0 | 0 | 0 | 0 | 0 | 0 | 0 | 0 | 0 | 0 | 0 | 0 | 0 | 0 | 0 | 0 | 0.5 | 0 | 0 | 0 | 0 | 0 | 0
1931 | 4290 | 2018 | CA | Solar Photovoltaic Project #08 | 57222 | S008D | 0 | OP | PV | SUN | 0.5 | 0.116 | 509 | 277 | Distributed from 923 Generation And Fuel | 2011 |  | 0 | 0 | 0 | 0 | 0 | 0 | 0 | 0 | 0 | 0 | 0 | 0 | 0 | 0 | 0 | 0 | 0 | 0 | 0 | 0 | 0 | 0 | 0 | 0.5 | 0 | 0 | 0 | 0 | 0 | 0
1932 | 4292 | 2018 | CA | Solar Photovoltaic Project #09 | 57223 | S009A | 0 | OP | PV | SUN | 0.5 | 0.063 | 275.667 | 150 | Distributed from 923 Generation And Fuel | 2011 |  | 0 | 0 | 0 | 0 | 0 | 0 | 0 | 0 | 0 | 0 | 0 | 0 | 0 | 0 | 0 | 0 | 0 | 0 | 0 | 0 | 0 | 0 | 0 | 0.5 | 0 | 0 | 0 | 0 | 0 | 0
1933 | 4293 | 2018 | CA | Solar Photovoltaic Project #09 | 57223 | S009B | 0 | OP | PV | SUN | 0.5 | 0.063 | 275.667 | 150 | Distributed from 923 Generation And Fuel | 2011 |  | 0 | 0 | 0 | 0 | 0 | 0 | 0 | 0 | 0 | 0 | 0 | 0 | 0 | 0 | 0 | 0 | 0 | 0 | 0 | 0 | 0 | 0 | 0 | 0.5 | 0 | 0 | 0 | 0 | 0 | 0
1934 | 4295 | 2018 | CA | Solar Photovoltaic Project #10 | 57224 | S010A | 0 | OP | PV | SUN | 0.5 | 0.046 | 203.5 | 110.75 | Distributed from 923 Generation And Fuel | 2013 |  | 0 | 0 | 0 | 0 | 0 | 0 | 0 | 0 | 0 | 0 | 0 | 0 | 0 | 0 | 0 | 0 | 0 | 0 | 0 | 0 | 0 | 0 | 0 | 0.5 | 0 | 0 | 0 | 0 | 0 | 0
1935 | 4296 | 2018 | CA | Solar Photovoltaic Project #10 | 57224 | S010B | 0 | OP | PV | SUN | 0.5 | 0.046 | 203.5 | 110.75 | Distributed from 923 Generation And Fuel | 2013 |  | 0 | 0 | 0 | 0 | 0 | 0 | 0 | 0 | 0 | 0 | 0 | 0 | 0 | 0 | 0 | 0 | 0 | 0 | 0 | 0 | 0 | 0 | 0 | 0.5 | 0 | 0 | 0 | 0 | 0 | 0
1936 | 4297 | 2018 | CA | Solar Photovoltaic Project #10 | 57224 | S010C | 0 | OP | PV | SUN | 0.5 | 0.046 | 203.5 | 110.75 | Distributed from 923 Generation And Fuel | 2013 |  | 0 | 0 | 0 | 0 | 0 | 0 | 0 | 0 | 0 | 0 | 0 | 0 | 0 | 0 | 0 | 0 | 0 | 0 | 0 | 0 | 0 | 0 | 0 | 0.5 | 0 | 0 | 0 | 0 | 0 | 0
1937 | 4299 | 2018 | CA | Solar Photovoltaic Project #11 | 57225 | S011A | 0 | OP | PV | SUN | 0.5 | 0.208 | 909.429 | 494.857 | Distributed from 923 Generation And Fuel | 2015 |  | 0 | 0 | 0 | 0 | 0 | 0 | 0 | 0 | 0 | 0 | 0 | 0 | 0 | 0 | 0 | 0 | 0 | 0 | 0 | 0 | 0 | 0 | 0 | 0.5 | 0 | 0 | 0 | 0 | 0 | 0
1938 | 4300 | 2018 | CA | Solar Photovoltaic Project #11 | 57225 | S011B | 0 | OP | PV | SUN | 0.5 | 0.208 | 909.429 | 494.857 | Distributed from 923 Generation And Fuel | 2015 |  | 0 | 0 | 0 | 0 | 0 | 0 | 0 | 0 | 0 | 0 | 0 | 0 | 0 | 0 | 0 | 0 | 0 | 0 | 0 | 0 | 0 | 0 | 0 | 0.5 | 0 | 0 | 0 | 0 | 0 | 0
1939 | 4301 | 2018 | CA | Solar Photovoltaic Project #11 | 57225 | S011C | 0 | OP | PV | SUN | 0.5 | 0.208 | 909.429 | 494.857 | Distributed from 923 Generation And Fuel | 2015 |  | 0 | 0 | 0 | 0 | 0 | 0 | 0 | 0 | 0 | 0 | 0 | 0 | 0 | 0 | 0 | 0 | 0 | 0 | 0 | 0 | 0 | 0 | 0 | 0.5 | 0 | 0 | 0 | 0 | 0 | 0
1940 | 4302 | 2018 | CA | Solar Photovoltaic Project #11 | 57225 | S011D | 0 | OP | PV | SUN | 0.5 | 0.208 | 909.429 | 494.857 | Distributed from 923 Generation And Fuel | 2015 |  | 0 | 0 | 0 | 0 | 0 | 0 | 0 | 0 | 0 | 0 | 0 | 0 | 0 | 0 | 0 | 0 | 0 | 0 | 0 | 0 | 0 | 0 | 0 | 0.5 | 0 | 0 | 0 | 0 | 0 | 0
1941 | 4303 | 2018 | CA | Solar Photovoltaic Project #11 | 57225 | S011E | 0 | OP | PV | SUN | 0.5 | 0.208 | 909.429 | 494.857 | Distributed from 923 Generation And Fuel | 2015 |  | 0 | 0 | 0 | 0 | 0 | 0 | 0 | 0 | 0 | 0 | 0 | 0 | 0 | 0 | 0 | 0 | 0 | 0 | 0 | 0 | 0 | 0 | 0 | 0.5 | 0 | 0 | 0 | 0 | 0 | 0
1942 | 4304 | 2018 | CA | Solar Photovoltaic Project #11 | 57225 | S011F | 0 | OP | PV | SUN | 0.5 | 0.208 | 909.429 | 494.857 | Distributed from 923 Generation And Fuel | 2015 |  | 0 | 0 | 0 | 0 | 0 | 0 | 0 | 0 | 0 | 0 | 0 | 0 | 0 | 0 | 0 | 0 | 0 | 0 | 0 | 0 | 0 | 0 | 0 | 0.5 | 0 | 0 | 0 | 0 | 0 | 0
1943 | 4305 | 2018 | CA | Solar Photovoltaic Project #11 | 57225 | S011G | 0 | OP | PV | SUN | 0.5 | 0.208 | 909.429 | 494.857 | Distributed from 923 Generation And Fuel | 2015 |  | 0 | 0 | 0 | 0 | 0 | 0 | 0 | 0 | 0 | 0 | 0 | 0 | 0 | 0 | 0 | 0 | 0 | 0 | 0 | 0 | 0 | 0 | 0 | 0.5 | 0 | 0 | 0 | 0 | 0 | 0
1944 | 4306 | 2018 | CA | Solar Photovoltaic Project #12 | 57226 | S012A | 0 | OP | PV | SUN | 0.5 |  |  |  |  | 2011 |  | 0 | 0 | 0 | 0 | 0 | 0 | 0 | 0 | 0 | 0 | 0 | 0 | 0 | 0 | 0 | 0 | 0 | 0 | 0 | 0 | 0 | 0 | 0 | 0.5 | 0 | 0 | 0 | 0 | 0 | 0
1945 | 4308 | 2018 | CA | Solar Photovoltaic Project #13 | 57227 | S013A | 0 | OP | PV | SUN | 0.5 | 0.158 | 691.143 | 376.143 | Distributed from 923 Generation And Fuel | 2015 |  | 0 | 0 | 0 | 0 | 0 | 0 | 0 | 0 | 0 | 0 | 0 | 0 | 0 | 0 | 0 | 0 | 0 | 0 | 0 | 0 | 0 | 0 | 0 | 0.5 | 0 | 0 | 0 | 0 | 0 | 0
1946 | 4309 | 2018 | CA | Solar Photovoltaic Project #13 | 57227 | S013B | 0 | OP | PV | SUN | 0.5 | 0.158 | 691.143 | 376.143 | Distributed from 923 Generation And Fuel | 2015 |  | 0 | 0 | 0 | 0 | 0 | 0 | 0 | 0 | 0 | 0 | 0 | 0 | 0 | 0 | 0 | 0 | 0 | 0 | 0 | 0 | 0 | 0 | 0 | 0.5 | 0 | 0 | 0 | 0 | 0 | 0
1947 | 4310 | 2018 | CA | Solar Photovoltaic Project #13 | 57227 | S013C | 0 | OP | PV | SUN | 0.5 | 0.158 | 691.143 | 376.143 | Distributed from 923 Generation And Fuel | 2015 |  | 0 | 0 | 0 | 0 | 0 | 0 | 0 | 0 | 0 | 0 | 0 | 0 | 0 | 0 | 0 | 0 | 0 | 0 | 0 | 0 | 0 | 0 | 0 | 0.5 | 0 | 0 | 0 | 0 | 0 | 0
1948 | 4311 | 2018 | CA | Solar Photovoltaic Project #13 | 57227 | S013D | 0 | OP | PV | SUN | 0.5 | 0.158 | 691.143 | 376.143 | Distributed from 923 Generation And Fuel | 2015 |  | 0 | 0 | 0 | 0 | 0 | 0 | 0 | 0 | 0 | 0 | 0 | 0 | 0 | 0 | 0 | 0 | 0 | 0 | 0 | 0 | 0 | 0 | 0 | 0.5 | 0 | 0 | 0 | 0 | 0 | 0
1949 | 4312 | 2018 | CA | Solar Photovoltaic Project #13 | 57227 | S013E | 0 | OP | PV | SUN | 0.5 | 0.158 | 691.143 | 376.143 | Distributed from 923 Generation And Fuel | 2015 |  | 0 | 0 | 0 | 0 | 0 | 0 | 0 | 0 | 0 | 0 | 0 | 0 | 0 | 0 | 0 | 0 | 0 | 0 | 0 | 0 | 0 | 0 | 0 | 0.5 | 0 | 0 | 0 | 0 | 0 | 0
1950 | 4313 | 2018 | CA | Solar Photovoltaic Project #13 | 57227 | S013F | 0 | OP | PV | SUN | 0.5 | 0.158 | 691.143 | 376.143 | Distributed from 923 Generation And Fuel | 2015 |  | 0 | 0 | 0 | 0 | 0 | 0 | 0 | 0 | 0 | 0 | 0 | 0 | 0 | 0 | 0 | 0 | 0 | 0 | 0 | 0 | 0 | 0 | 0 | 0.5 | 0 | 0 | 0 | 0 | 0 | 0
1951 | 4314 | 2018 | CA | Solar Photovoltaic Project #13 | 57227 | S013G | 0 | OP | PV | SUN | 0.5 | 0.158 | 691.143 | 376.143 | Distributed from 923 Generation And Fuel | 2015 |  | 0 | 0 | 0 | 0 | 0 | 0 | 0 | 0 | 0 | 0 | 0 | 0 | 0 | 0 | 0 | 0 | 0 | 0 | 0 | 0 | 0 | 0 | 0 | 0.5 | 0 | 0 | 0 | 0 | 0 | 0
1952 | 4318 | 2018 | CA | Solar Photovoltaic Project #15 | 57229 | S015A | 0 | OP | PV | SUN | 0.5 | 0.138 | 602.857 | 328 | Distributed from 923 Generation And Fuel | 2013 |  | 0 | 0 | 0 | 0 | 0 | 0 | 0 | 0 | 0 | 0 | 0 | 0 | 0 | 0 | 0 | 0 | 0 | 0 | 0 | 0 | 0 | 0 | 0 | 0.5 | 0 | 0 | 0 | 0 | 0 | 0
1953 | 4319 | 2018 | CA | Solar Photovoltaic Project #15 | 57229 | S015B | 0 | OP | PV | SUN | 0.5 | 0.138 | 602.857 | 328 | Distributed from 923 Generation And Fuel | 2013 |  | 0 | 0 | 0 | 0 | 0 | 0 | 0 | 0 | 0 | 0 | 0 | 0 | 0 | 0 | 0 | 0 | 0 | 0 | 0 | 0 | 0 | 0 | 0 | 0.5 | 0 | 0 | 0 | 0 | 0 | 0
1954 | 4320 | 2018 | CA | Solar Photovoltaic Project #15 | 57229 | S015C | 0 | OP | PV | SUN | 0.5 | 0.138 | 602.857 | 328 | Distributed from 923 Generation And Fuel | 2013 |  | 0 | 0 | 0 | 0 | 0 | 0 | 0 | 0 | 0 | 0 | 0 | 0 | 0 | 0 | 0 | 0 | 0 | 0 | 0 | 0 | 0 | 0 | 0 | 0.5 | 0 | 0 | 0 | 0 | 0 | 0
1955 | 4321 | 2018 | CA | Solar Photovoltaic Project #15 | 57229 | S015D | 0 | OP | PV | SUN | 0.5 | 0.138 | 602.857 | 328 | Distributed from 923 Generation And Fuel | 2013 |  | 0 | 0 | 0 | 0 | 0 | 0 | 0 | 0 | 0 | 0 | 0 | 0 | 0 | 0 | 0 | 0 | 0 | 0 | 0 | 0 | 0 | 0 | 0 | 0.5 | 0 | 0 | 0 | 0 | 0 | 0
1956 | 4322 | 2018 | CA | Solar Photovoltaic Project #15 | 57229 | S015E | 0 | OP | PV | SUN | 0.5 | 0.138 | 602.857 | 328 | Distributed from 923 Generation And Fuel | 2013 |  | 0 | 0 | 0 | 0 | 0 | 0 | 0 | 0 | 0 | 0 | 0 | 0 | 0 | 0 | 0 | 0 | 0 | 0 | 0 | 0 | 0 | 0 | 0 | 0.5 | 0 | 0 | 0 | 0 | 0 | 0
1957 | 4323 | 2018 | CA | Solar Photovoltaic Project #15 | 57229 | S015F | 0 | OP | PV | SUN | 0.5 | 0.138 | 602.857 | 328 | Distributed from 923 Generation And Fuel | 2013 |  | 0 | 0 | 0 | 0 | 0 | 0 | 0 | 0 | 0 | 0 | 0 | 0 | 0 | 0 | 0 | 0 | 0 | 0 | 0 | 0 | 0 | 0 | 0 | 0.5 | 0 | 0 | 0 | 0 | 0 | 0
1958 | 4324 | 2018 | CA | Solar Photovoltaic Project #15 | 57229 | S015G | 0 | OP | PV | SUN | 0.5 | 0.138 | 602.857 | 328 | Distributed from 923 Generation And Fuel | 2013 |  | 0 | 0 | 0 | 0 | 0 | 0 | 0 | 0 | 0 | 0 | 0 | 0 | 0 | 0 | 0 | 0 | 0 | 0 | 0 | 0 | 0 | 0 | 0 | 0.5 | 0 | 0 | 0 | 0 | 0 | 0
1959 | 4325 | 2018 | CA | Solar Photovoltaic Project #16 | 57230 | S016A | 0 | OP | PV | SUN | 0.5 | 0.027 | 118.667 | 64.667 | Distributed from 923 Generation And Fuel | 2015 |  | 0 | 0 | 0 | 0 | 0 | 0 | 0 | 0 | 0 | 0 | 0 | 0 | 0 | 0 | 0 | 0 | 0 | 0 | 0 | 0 | 0 | 0 | 0 | 0.5 | 0 | 0 | 0 | 0 | 0 | 0
1960 | 4326 | 2018 | CA | Solar Photovoltaic Project #16 | 57230 | S016B | 0 | OP | PV | SUN | 0.5 | 0.027 | 118.667 | 64.667 | Distributed from 923 Generation And Fuel | 2015 |  | 0 | 0 | 0 | 0 | 0 | 0 | 0 | 0 | 0 | 0 | 0 | 0 | 0 | 0 | 0 | 0 | 0 | 0 | 0 | 0 | 0 | 0 | 0 | 0.5 | 0 | 0 | 0 | 0 | 0 | 0
1961 | 4327 | 2018 | CA | Solar Photovoltaic Project #16 | 57230 | S016C | 0 | OP | PV | SUN | 0.5 | 0.027 | 118.667 | 64.667 | Distributed from 923 Generation And Fuel | 2015 |  | 0 | 0 | 0 | 0 | 0 | 0 | 0 | 0 | 0 | 0 | 0 | 0 | 0 | 0 | 0 | 0 | 0 | 0 | 0 | 0 | 0 | 0 | 0 | 0.5 | 0 | 0 | 0 | 0 | 0 | 0
1962 | 4328 | 2018 | CA | Solar Photovoltaic Project #17 | 57231 | S017A | 0 | OP | PV | SUN | 0.5 | 0.125 | 548.571 | 298.571 | Distributed from 923 Generation And Fuel | 2015 |  | 0 | 0 | 0 | 0 | 0 | 0 | 0 | 0 | 0 | 0 | 0 | 0 | 0 | 0 | 0 | 0 | 0 | 0 | 0 | 0 | 0 | 0 | 0 | 0.5 | 0 | 0 | 0 | 0 | 0 | 0
1963 | 4329 | 2018 | CA | Solar Photovoltaic Project #17 | 57231 | S017B | 0 | OP | PV | SUN | 0.5 | 0.125 | 548.571 | 298.571 | Distributed from 923 Generation And Fuel | 2015 |  | 0 | 0 | 0 | 0 | 0 | 0 | 0 | 0 | 0 | 0 | 0 | 0 | 0 | 0 | 0 | 0 | 0 | 0 | 0 | 0 | 0 | 0 | 0 | 0.5 | 0 | 0 | 0 | 0 | 0 | 0
1964 | 4330 | 2018 | CA | Solar Photovoltaic Project #17 | 57231 | S017C | 0 | OP | PV | SUN | 0.5 | 0.125 | 548.571 | 298.571 | Distributed from 923 Generation And Fuel | 2015 |  | 0 | 0 | 0 | 0 | 0 | 0 | 0 | 0 | 0 | 0 | 0 | 0 | 0 | 0 | 0 | 0 | 0 | 0 | 0 | 0 | 0 | 0 | 0 | 0.5 | 0 | 0 | 0 | 0 | 0 | 0
1965 | 4331 | 2018 | CA | Solar Photovoltaic Project #17 | 57231 | S017D | 0 | OP | PV | SUN | 0.5 | 0.125 | 548.571 | 298.571 | Distributed from 923 Generation And Fuel | 2015 |  | 0 | 0 | 0 | 0 | 0 | 0 | 0 | 0 | 0 | 0 | 0 | 0 | 0 | 0 | 0 | 0 | 0 | 0 | 0 | 0 | 0 | 0 | 0 | 0.5 | 0 | 0 | 0 | 0 | 0 | 0
1966 | 4332 | 2018 | CA | Solar Photovoltaic Project #17 | 57231 | S017E | 0 | OP | PV | SUN | 0.5 | 0.125 | 548.571 | 298.571 | Distributed from 923 Generation And Fuel | 2015 |  | 0 | 0 | 0 | 0 | 0 | 0 | 0 | 0 | 0 | 0 | 0 | 0 | 0 | 0 | 0 | 0 | 0 | 0 | 0 | 0 | 0 | 0 | 0 | 0.5 | 0 | 0 | 0 | 0 | 0 | 0
1967 | 4333 | 2018 | CA | Solar Photovoltaic Project #17 | 57231 | S017F | 0 | OP | PV | SUN | 0.5 | 0.125 | 548.571 | 298.571 | Distributed from 923 Generation And Fuel | 2015 |  | 0 | 0 | 0 | 0 | 0 | 0 | 0 | 0 | 0 | 0 | 0 | 0 | 0 | 0 | 0 | 0 | 0 | 0 | 0 | 0 | 0 | 0 | 0 | 0.5 | 0 | 0 | 0 | 0 | 0 | 0
1968 | 4334 | 2018 | CA | Solar Photovoltaic Project #17 | 57231 | S017G | 0 | OP | PV | SUN | 0.5 | 0.125 | 548.571 | 298.571 | Distributed from 923 Generation And Fuel | 2015 |  | 0 | 0 | 0 | 0 | 0 | 0 | 0 | 0 | 0 | 0 | 0 | 0 | 0 | 0 | 0 | 0 | 0 | 0 | 0 | 0 | 0 | 0 | 0 | 0.5 | 0 | 0 | 0 | 0 | 0 | 0
1969 | 4336 | 2018 | CA | Solar Photovoltaic Project #18 | 57232 | S018A | 0 | OP | PV | SUN | 0.5 | 0.13 | 568.25 | 309.25 | Distributed from 923 Generation And Fuel | 2012 |  | 0 | 0 | 0 | 0 | 0 | 0 | 0 | 0 | 0 | 0 | 0 | 0 | 0 | 0 | 0 | 0 | 0 | 0 | 0 | 0 | 0 | 0 | 0 | 0.5 | 0 | 0 | 0 | 0 | 0 | 0
1970 | 4337 | 2018 | CA | Solar Photovoltaic Project #18 | 57232 | S018B | 0 | OP | PV | SUN | 0.5 | 0.13 | 568.25 | 309.25 | Distributed from 923 Generation And Fuel | 2012 |  | 0 | 0 | 0 | 0 | 0 | 0 | 0 | 0 | 0 | 0 | 0 | 0 | 0 | 0 | 0 | 0 | 0 | 0 | 0 | 0 | 0 | 0 | 0 | 0.5 | 0 | 0 | 0 | 0 | 0 | 0
1971 | 4338 | 2018 | CA | Solar Photovoltaic Project #18 | 57232 | S018C | 0 | OP | PV | SUN | 0.5 | 0.13 | 568.25 | 309.25 | Distributed from 923 Generation And Fuel | 2012 |  | 0 | 0 | 0 | 0 | 0 | 0 | 0 | 0 | 0 | 0 | 0 | 0 | 0 | 0 | 0 | 0 | 0 | 0 | 0 | 0 | 0 | 0 | 0 | 0.5 | 0 | 0 | 0 | 0 | 0 | 0
1972 | 4361 | 2018 | CA | Solar Photovoltaic Project #22 | 57237 | S022A | 0 | OP | PV | SUN | 0.5 | 0.145 | 636.75 | 346.5 | Distributed from 923 Generation And Fuel | 2011 |  | 0 | 0 | 0 | 0 | 0 | 0 | 0 | 0 | 0 | 0 | 0 | 0 | 0 | 0 | 0 | 0 | 0 | 0 | 0 | 0 | 0 | 0 | 0 | 0.5 | 0 | 0 | 0 | 0 | 0 | 0
1973 | 4362 | 2018 | CA | Solar Photovoltaic Project #22 | 57237 | S022B | 0 | OP | PV | SUN | 0.5 | 0.145 | 636.75 | 346.5 | Distributed from 923 Generation And Fuel | 2011 |  | 0 | 0 | 0 | 0 | 0 | 0 | 0 | 0 | 0 | 0 | 0 | 0 | 0 | 0 | 0 | 0 | 0 | 0 | 0 | 0 | 0 | 0 | 0 | 0.5 | 0 | 0 | 0 | 0 | 0 | 0
1974 | 4363 | 2018 | CA | Solar Photovoltaic Project #22 | 57237 | S022C | 0 | OP | PV | SUN | 0.5 | 0.145 | 636.75 | 346.5 | Distributed from 923 Generation And Fuel | 2011 |  | 0 | 0 | 0 | 0 | 0 | 0 | 0 | 0 | 0 | 0 | 0 | 0 | 0 | 0 | 0 | 0 | 0 | 0 | 0 | 0 | 0 | 0 | 0 | 0.5 | 0 | 0 | 0 | 0 | 0 | 0
1975 | 4364 | 2018 | CA | Solar Photovoltaic Project #22 | 57237 | S022D | 0 | OP | PV | SUN | 0.5 | 0.145 | 636.75 | 346.5 | Distributed from 923 Generation And Fuel | 2011 |  | 0 | 0 | 0 | 0 | 0 | 0 | 0 | 0 | 0 | 0 | 0 | 0 | 0 | 0 | 0 | 0 | 0 | 0 | 0 | 0 | 0 | 0 | 0 | 0.5 | 0 | 0 | 0 | 0 | 0 | 0
1976 | 4365 | 2018 | CA | Solar Photovoltaic Project #23 | 57236 | S023A | 0 | OP | PV | SUN | 0.5 | 0.164 | 717.5 | 390.5 | Distributed from 923 Generation And Fuel | 2013 |  | 0 | 0 | 0 | 0 | 0 | 0 | 0 | 0 | 0 | 0 | 0 | 0 | 0 | 0 | 0 | 0 | 0 | 0 | 0 | 0 | 0 | 0 | 0 | 0.5 | 0 | 0 | 0 | 0 | 0 | 0
1977 | 4366 | 2018 | CA | Solar Photovoltaic Project #23 | 57236 | S023B | 0 | OP | PV | SUN | 0.5 | 0.164 | 717.5 | 390.5 | Distributed from 923 Generation And Fuel | 2013 |  | 0 | 0 | 0 | 0 | 0 | 0 | 0 | 0 | 0 | 0 | 0 | 0 | 0 | 0 | 0 | 0 | 0 | 0 | 0 | 0 | 0 | 0 | 0 | 0.5 | 0 | 0 | 0 | 0 | 0 | 0
1978 | 4367 | 2018 | CA | Solar Photovoltaic Project #23 | 57236 | S023C | 0 | OP | PV | SUN | 0.5 | 0.164 | 717.5 | 390.5 | Distributed from 923 Generation And Fuel | 2013 |  | 0 | 0 | 0 | 0 | 0 | 0 | 0 | 0 | 0 | 0 | 0 | 0 | 0 | 0 | 0 | 0 | 0 | 0 | 0 | 0 | 0 | 0 | 0 | 0.5 | 0 | 0 | 0 | 0 | 0 | 0
1979 | 4368 | 2018 | CA | Solar Photovoltaic Project #23 | 57236 | S023D | 0 | OP | PV | SUN | 0.5 | 0.164 | 717.5 | 390.5 | Distributed from 923 Generation And Fuel | 2013 |  | 0 | 0 | 0 | 0 | 0 | 0 | 0 | 0 | 0 | 0 | 0 | 0 | 0 | 0 | 0 | 0 | 0 | 0 | 0 | 0 | 0 | 0 | 0 | 0.5 | 0 | 0 | 0 | 0 | 0 | 0
1980 | 4369 | 2018 | CA | Solar Photovoltaic Project #23 | 57236 | S023E | 0 | OP | PV | SUN | 0.5 | 0.164 | 717.5 | 390.5 | Distributed from 923 Generation And Fuel | 2013 |  | 0 | 0 | 0 | 0 | 0 | 0 | 0 | 0 | 0 | 0 | 0 | 0 | 0 | 0 | 0 | 0 | 0 | 0 | 0 | 0 | 0 | 0 | 0 | 0.5 | 0 | 0 | 0 | 0 | 0 | 0
1981 | 4388 | 2018 | CA | Solar Photovoltaic Project #26 | 57245 | S026A | 0 | OP | PV | SUN | 0.5 | 0.143 | 626.5 | 340.917 | Distributed from 923 Generation And Fuel | 2015 |  | 0 | 0 | 0 | 0 | 0 | 0 | 0 | 0 | 0 | 0 | 0 | 0 | 0 | 0 | 0 | 0 | 0 | 0 | 0 | 0 | 0 | 0 | 0 | 0.5 | 0 | 0 | 0 | 0 | 0 | 0
1982 | 4389 | 2018 | CA | Solar Photovoltaic Project #26 | 57245 | S026B | 0 | OP | PV | SUN | 0.5 | 0.143 | 626.5 | 340.917 | Distributed from 923 Generation And Fuel | 2015 |  | 0 | 0 | 0 | 0 | 0 | 0 | 0 | 0 | 0 | 0 | 0 | 0 | 0 | 0 | 0 | 0 | 0 | 0 | 0 | 0 | 0 | 0 | 0 | 0.5 | 0 | 0 | 0 | 0 | 0 | 0
1983 | 4390 | 2018 | CA | Solar Photovoltaic Project #26 | 57245 | S026C | 0 | OP | PV | SUN | 0.5 | 0.143 | 626.5 | 340.917 | Distributed from 923 Generation And Fuel | 2015 |  | 0 | 0 | 0 | 0 | 0 | 0 | 0 | 0 | 0 | 0 | 0 | 0 | 0 | 0 | 0 | 0 | 0 | 0 | 0 | 0 | 0 | 0 | 0 | 0.5 | 0 | 0 | 0 | 0 | 0 | 0
1984 | 4391 | 2018 | CA | Solar Photovoltaic Project #26 | 57245 | S026D | 0 | OP | PV | SUN | 0.5 | 0.143 | 626.5 | 340.917 | Distributed from 923 Generation And Fuel | 2015 |  | 0 | 0 | 0 | 0 | 0 | 0 | 0 | 0 | 0 | 0 | 0 | 0 | 0 | 0 | 0 | 0 | 0 | 0 | 0 | 0 | 0 | 0 | 0 | 0.5 | 0 | 0 | 0 | 0 | 0 | 0
1985 | 4392 | 2018 | CA | Solar Photovoltaic Project #26 | 57245 | S026E | 0 | OP | PV | SUN | 0.5 | 0.143 | 626.5 | 340.917 | Distributed from 923 Generation And Fuel | 2015 |  | 0 | 0 | 0 | 0 | 0 | 0 | 0 | 0 | 0 | 0 | 0 | 0 | 0 | 0 | 0 | 0 | 0 | 0 | 0 | 0 | 0 | 0 | 0 | 0.5 | 0 | 0 | 0 | 0 | 0 | 0
1986 | 4393 | 2018 | CA | Solar Photovoltaic Project #26 | 57245 | S026F | 0 | OP | PV | SUN | 0.5 | 0.143 | 626.5 | 340.917 | Distributed from 923 Generation And Fuel | 2015 |  | 0 | 0 | 0 | 0 | 0 | 0 | 0 | 0 | 0 | 0 | 0 | 0 | 0 | 0 | 0 | 0 | 0 | 0 | 0 | 0 | 0 | 0 | 0 | 0.5 | 0 | 0 | 0 | 0 | 0 | 0
1987 | 4394 | 2018 | CA | Solar Photovoltaic Project #26 | 57245 | S026G | 0 | OP | PV | SUN | 0.5 | 0.143 | 626.5 | 340.917 | Distributed from 923 Generation And Fuel | 2015 |  | 0 | 0 | 0 | 0 | 0 | 0 | 0 | 0 | 0 | 0 | 0 | 0 | 0 | 0 | 0 | 0 | 0 | 0 | 0 | 0 | 0 | 0 | 0 | 0.5 | 0 | 0 | 0 | 0 | 0 | 0
1988 | 4395 | 2018 | CA | Solar Photovoltaic Project #26 | 57245 | S026H | 0 | OP | PV | SUN | 0.5 | 0.143 | 626.5 | 340.917 | Distributed from 923 Generation And Fuel | 2015 |  | 0 | 0 | 0 | 0 | 0 | 0 | 0 | 0 | 0 | 0 | 0 | 0 | 0 | 0 | 0 | 0 | 0 | 0 | 0 | 0 | 0 | 0 | 0 | 0.5 | 0 | 0 | 0 | 0 | 0 | 0
1989 | 4396 | 2018 | CA | Solar Photovoltaic Project #26 | 57245 | S026I | 0 | OP | PV | SUN | 0.5 | 0.143 | 626.5 | 340.917 | Distributed from 923 Generation And Fuel | 2015 |  | 0 | 0 | 0 | 0 | 0 | 0 | 0 | 0 | 0 | 0 | 0 | 0 | 0 | 0 | 0 | 0 | 0 | 0 | 0 | 0 | 0 | 0 | 0 | 0.5 | 0 | 0 | 0 | 0 | 0 | 0
1990 | 4397 | 2018 | CA | Solar Photovoltaic Project #26 | 57245 | S026J | 0 | OP | PV | SUN | 0.5 | 0.143 | 626.5 | 340.917 | Distributed from 923 Generation And Fuel | 2015 |  | 0 | 0 | 0 | 0 | 0 | 0 | 0 | 0 | 0 | 0 | 0 | 0 | 0 | 0 | 0 | 0 | 0 | 0 | 0 | 0 | 0 | 0 | 0 | 0.5 | 0 | 0 | 0 | 0 | 0 | 0
1991 | 4398 | 2018 | CA | Solar Photovoltaic Project #26 | 57245 | SO26K | 0 | OP | PV | SUN | 0.5 | 0.143 | 626.5 | 340.917 | Distributed from 923 Generation And Fuel | 2015 |  | 0 | 0 | 0 | 0 | 0 | 0 | 0 | 0 | 0 | 0 | 0 | 0 | 0 | 0 | 0 | 0 | 0 | 0 | 0 | 0 | 0 | 0 | 0 | 0.5 | 0 | 0 | 0 | 0 | 0 | 0
1992 | 4399 | 2018 | CA | Solar Photovoltaic Project #26 | 57245 | SO26L | 0 | OP | PV | SUN | 0.5 | 0.143 | 626.5 | 340.917 | Distributed from 923 Generation And Fuel | 2015 |  | 0 | 0 | 0 | 0 | 0 | 0 | 0 | 0 | 0 | 0 | 0 | 0 | 0 | 0 | 0 | 0 | 0 | 0 | 0 | 0 | 0 | 0 | 0 | 0.5 | 0 | 0 | 0 | 0 | 0 | 0
1993 | 4400 | 2018 | CA | Solar Photovoltaic Project #27 | 57246 | S027A | 0 | OP | PV | SUN | 0.5 | 0.162 | 709.25 | 386 | Distributed from 923 Generation And Fuel | 2015 |  | 0 | 0 | 0 | 0 | 0 | 0 | 0 | 0 | 0 | 0 | 0 | 0 | 0 | 0 | 0 | 0 | 0 | 0 | 0 | 0 | 0 | 0 | 0 | 0.5 | 0 | 0 | 0 | 0 | 0 | 0
1994 | 4401 | 2018 | CA | Solar Photovoltaic Project #27 | 57246 | S027B | 0 | OP | PV | SUN | 0.5 | 0.162 | 709.25 | 386 | Distributed from 923 Generation And Fuel | 2015 |  | 0 | 0 | 0 | 0 | 0 | 0 | 0 | 0 | 0 | 0 | 0 | 0 | 0 | 0 | 0 | 0 | 0 | 0 | 0 | 0 | 0 | 0 | 0 | 0.5 | 0 | 0 | 0 | 0 | 0 | 0
1995 | 4402 | 2018 | CA | Solar Photovoltaic Project #27 | 57246 | S027C | 0 | OP | PV | SUN | 0.5 | 0.162 | 709.25 | 386 | Distributed from 923 Generation And Fuel | 2015 |  | 0 | 0 | 0 | 0 | 0 | 0 | 0 | 0 | 0 | 0 | 0 | 0 | 0 | 0 | 0 | 0 | 0 | 0 | 0 | 0 | 0 | 0 | 0 | 0.5 | 0 | 0 | 0 | 0 | 0 | 0
1996 | 4403 | 2018 | CA | Solar Photovoltaic Project #27 | 57246 | S027D | 0 | OP | PV | SUN | 0.5 | 0.162 | 709.25 | 386 | Distributed from 923 Generation And Fuel | 2015 |  | 0 | 0 | 0 | 0 | 0 | 0 | 0 | 0 | 0 | 0 | 0 | 0 | 0 | 0 | 0 | 0 | 0 | 0 | 0 | 0 | 0 | 0 | 0 | 0.5 | 0 | 0 | 0 | 0 | 0 | 0
1997 | 4406 | 2018 | CA | Solar Photovoltaic Project #28 | 57247 | S028A | 0 | OP | PV | SUN | 0.5 | 0.164 | 716.714 | 390 | Distributed from 923 Generation And Fuel | 2015 |  | 0 | 0 | 0 | 0 | 0 | 0 | 0 | 0 | 0 | 0 | 0 | 0 | 0 | 0 | 0 | 0 | 0 | 0 | 0 | 0 | 0 | 0 | 0 | 0.5 | 0 | 0 | 0 | 0 | 0 | 0
1998 | 4407 | 2018 | CA | Solar Photovoltaic Project #28 | 57247 | S028B | 0 | OP | PV | SUN | 0.5 | 0.164 | 716.714 | 390 | Distributed from 923 Generation And Fuel | 2015 |  | 0 | 0 | 0 | 0 | 0 | 0 | 0 | 0 | 0 | 0 | 0 | 0 | 0 | 0 | 0 | 0 | 0 | 0 | 0 | 0 | 0 | 0 | 0 | 0.5 | 0 | 0 | 0 | 0 | 0 | 0
1999 | 4408 | 2018 | CA | Solar Photovoltaic Project #28 | 57247 | S028C | 0 | OP | PV | SUN | 0.5 | 0.164 | 716.714 | 390 | Distributed from 923 Generation And Fuel | 2015 |  | 0 | 0 | 0 | 0 | 0 | 0 | 0 | 0 | 0 | 0 | 0 | 0 | 0 | 0 | 0 | 0 | 0 | 0 | 0 | 0 | 0 | 0 | 0 | 0.5 | 0 | 0 | 0 | 0 | 0 | 0
2000 | 4409 | 2018 | CA | Solar Photovoltaic Project #28 | 57247 | S028D | 0 | OP | PV | SUN | 0.5 | 0.164 | 716.714 | 390 | Distributed from 923 Generation And Fuel | 2015 |  | 0 | 0 | 0 | 0 | 0 | 0 | 0 | 0 | 0 | 0 | 0 | 0 | 0 | 0 | 0 | 0 | 0 | 0 | 0 | 0 | 0 | 0 | 0 | 0.5 | 0 | 0 | 0 | 0 | 0 | 0
2001 | 4410 | 2018 | CA | Solar Photovoltaic Project #28 | 57247 | S028E | 0 | OP | PV | SUN | 0.5 | 0.164 | 716.714 | 390 | Distributed from 923 Generation And Fuel | 2015 |  | 0 | 0 | 0 | 0 | 0 | 0 | 0 | 0 | 0 | 0 | 0 | 0 | 0 | 0 | 0 | 0 | 0 | 0 | 0 | 0 | 0 | 0 | 0 | 0.5 | 0 | 0 | 0 | 0 | 0 | 0
2002 | 4411 | 2018 | CA | Solar Photovoltaic Project #28 | 57247 | S028F | 0 | OP | PV | SUN | 0.5 | 0.164 | 716.714 | 390 | Distributed from 923 Generation And Fuel | 2015 |  | 0 | 0 | 0 | 0 | 0 | 0 | 0 | 0 | 0 | 0 | 0 | 0 | 0 | 0 | 0 | 0 | 0 | 0 | 0 | 0 | 0 | 0 | 0 | 0.5 | 0 | 0 | 0 | 0 | 0 | 0
2003 | 4412 | 2018 | CA | Solar Photovoltaic Project #28 | 57247 | S028G | 0 | OP | PV | SUN | 0.5 | 0.164 | 716.714 | 390 | Distributed from 923 Generation And Fuel | 2015 |  | 0 | 0 | 0 | 0 | 0 | 0 | 0 | 0 | 0 | 0 | 0 | 0 | 0 | 0 | 0 | 0 | 0 | 0 | 0 | 0 | 0 | 0 | 0 | 0.5 | 0 | 0 | 0 | 0 | 0 | 0
2004 | 4419 | 2018 | CA | Solar Photovoltaic Project #32 | 57534 | S32A | 0 | OP | PV | SUN | 0.5 | 0.171 | 748.333 | 407.333 | Distributed from 923 Generation And Fuel | 2015 |  | 0 | 0 | 0 | 0 | 0 | 0 | 0 | 0 | 0 | 0 | 0 | 0 | 0 | 0 | 0 | 0 | 0 | 0 | 0 | 0 | 0 | 0 | 0 | 0.5 | 0 | 0 | 0 | 0 | 0 | 0
2005 | 4420 | 2018 | CA | Solar Photovoltaic Project #32 | 57534 | S32B | 0 | OP | PV | SUN | 0.5 | 0.171 | 748.333 | 407.333 | Distributed from 923 Generation And Fuel | 2015 |  | 0 | 0 | 0 | 0 | 0 | 0 | 0 | 0 | 0 | 0 | 0 | 0 | 0 | 0 | 0 | 0 | 0 | 0 | 0 | 0 | 0 | 0 | 0 | 0.5 | 0 | 0 | 0 | 0 | 0 | 0
2006 | 4421 | 2018 | CA | Solar Photovoltaic Project #32 | 57534 | S32C | 0 | OP | PV | SUN | 0.5 | 0.171 | 748.333 | 407.333 | Distributed from 923 Generation And Fuel | 2015 |  | 0 | 0 | 0 | 0 | 0 | 0 | 0 | 0 | 0 | 0 | 0 | 0 | 0 | 0 | 0 | 0 | 0 | 0 | 0 | 0 | 0 | 0 | 0 | 0.5 | 0 | 0 | 0 | 0 | 0 | 0
2007 | 4422 | 2018 | CA | Solar Photovoltaic Project #33 | 57535 | S33A | 0 | OP | PV | SUN | 0.5 | 0.177 | 776 | 422.5 | Distributed from 923 Generation And Fuel | 2015 |  | 0 | 0 | 0 | 0 | 0 | 0 | 0 | 0 | 0 | 0 | 0 | 0 | 0 | 0 | 0 | 0 | 0 | 0 | 0 | 0 | 0 | 0 | 0 | 0.5 | 0 | 0 | 0 | 0 | 0 | 0
2008 | 4423 | 2018 | CA | Solar Photovoltaic Project #33 | 57535 | S33B | 0 | OP | PV | SUN | 0.5 | 0.177 | 776 | 422.5 | Distributed from 923 Generation And Fuel | 2015 |  | 0 | 0 | 0 | 0 | 0 | 0 | 0 | 0 | 0 | 0 | 0 | 0 | 0 | 0 | 0 | 0 | 0 | 0 | 0 | 0 | 0 | 0 | 0 | 0.5 | 0 | 0 | 0 | 0 | 0 | 0
2009 | 4464 | 2018 | CA | Solar Photovoltaic Project #42 | 57441 | S42A | 0 | OP | PV | SUN | 0.5 | 0.169 | 742 | 403.8 | Distributed from 923 Generation And Fuel | 2012 |  | 0 | 0 | 0 | 0 | 0 | 0 | 0 | 0 | 0 | 0 | 0 | 0 | 0 | 0 | 0 | 0 | 0 | 0 | 0 | 0 | 0 | 0 | 0 | 0.5 | 0 | 0 | 0 | 0 | 0 | 0
2010 | 4465 | 2018 | CA | Solar Photovoltaic Project #42 | 57441 | S42B | 0 | OP | PV | SUN | 0.5 | 0.169 | 742 | 403.8 | Distributed from 923 Generation And Fuel | 2012 |  | 0 | 0 | 0 | 0 | 0 | 0 | 0 | 0 | 0 | 0 | 0 | 0 | 0 | 0 | 0 | 0 | 0 | 0 | 0 | 0 | 0 | 0 | 0 | 0.5 | 0 | 0 | 0 | 0 | 0 | 0
2011 | 4466 | 2018 | CA | Solar Photovoltaic Project #42 | 57441 | S42C | 0 | OP | PV | SUN | 0.5 | 0.169 | 742 | 403.8 | Distributed from 923 Generation And Fuel | 2012 |  | 0 | 0 | 0 | 0 | 0 | 0 | 0 | 0 | 0 | 0 | 0 | 0 | 0 | 0 | 0 | 0 | 0 | 0 | 0 | 0 | 0 | 0 | 0 | 0.5 | 0 | 0 | 0 | 0 | 0 | 0
2012 | 4467 | 2018 | CA | Solar Photovoltaic Project #42 | 57441 | S42D | 0 | OP | PV | SUN | 0.5 | 0.169 | 742 | 403.8 | Distributed from 923 Generation And Fuel | 2012 |  | 0 | 0 | 0 | 0 | 0 | 0 | 0 | 0 | 0 | 0 | 0 | 0 | 0 | 0 | 0 | 0 | 0 | 0 | 0 | 0 | 0 | 0 | 0 | 0.5 | 0 | 0 | 0 | 0 | 0 | 0
2013 | 4468 | 2018 | CA | Solar Photovoltaic Project #42 | 57441 | S42E | 0 | OP | PV | SUN | 0.5 | 0.169 | 742 | 403.8 | Distributed from 923 Generation And Fuel | 2012 |  | 0 | 0 | 0 | 0 | 0 | 0 | 0 | 0 | 0 | 0 | 0 | 0 | 0 | 0 | 0 | 0 | 0 | 0 | 0 | 0 | 0 | 0 | 0 | 0.5 | 0 | 0 | 0 | 0 | 0 | 0
2014 | 4469 | 2018 | CA | Solar Photovoltaic Project #42 | 57441 | S42F | 0 | OP | PV | SUN | 0.5 | 0.169 | 742 | 403.8 | Distributed from 923 Generation And Fuel | 2012 |  | 0 | 0 | 0 | 0 | 0 | 0 | 0 | 0 | 0 | 0 | 0 | 0 | 0 | 0 | 0 | 0 | 0 | 0 | 0 | 0 | 0 | 0 | 0 | 0.5 | 0 | 0 | 0 | 0 | 0 | 0
2015 | 4470 | 2018 | CA | Solar Photovoltaic Project #42 | 57441 | S42G | 0 | OP | PV | SUN | 0.5 | 0.169 | 742 | 403.8 | Distributed from 923 Generation And Fuel | 2012 |  | 0 | 0 | 0 | 0 | 0 | 0 | 0 | 0 | 0 | 0 | 0 | 0 | 0 | 0 | 0 | 0 | 0 | 0 | 0 | 0 | 0 | 0 | 0 | 0.5 | 0 | 0 | 0 | 0 | 0 | 0
2016 | 4471 | 2018 | CA | Solar Photovoltaic Project #42 | 57441 | S42H | 0 | OP | PV | SUN | 0.5 | 0.169 | 742 | 403.8 | Distributed from 923 Generation And Fuel | 2012 |  | 0 | 0 | 0 | 0 | 0 | 0 | 0 | 0 | 0 | 0 | 0 | 0 | 0 | 0 | 0 | 0 | 0 | 0 | 0 | 0 | 0 | 0 | 0 | 0.5 | 0 | 0 | 0 | 0 | 0 | 0
2017 | 4472 | 2018 | CA | Solar Photovoltaic Project #42 | 57441 | S42I | 0 | OP | PV | SUN | 0.5 | 0.169 | 742 | 403.8 | Distributed from 923 Generation And Fuel | 2012 |  | 0 | 0 | 0 | 0 | 0 | 0 | 0 | 0 | 0 | 0 | 0 | 0 | 0 | 0 | 0 | 0 | 0 | 0 | 0 | 0 | 0 | 0 | 0 | 0.5 | 0 | 0 | 0 | 0 | 0 | 0
2018 | 4473 | 2018 | CA | Solar Photovoltaic Project #42 | 57441 | S42J | 0 | OP | PV | SUN | 0.5 | 0.169 | 742 | 403.8 | Distributed from 923 Generation And Fuel | 2012 |  | 0 | 0 | 0 | 0 | 0 | 0 | 0 | 0 | 0 | 0 | 0 | 0 | 0 | 0 | 0 | 0 | 0 | 0 | 0 | 0 | 0 | 0 | 0 | 0.5 | 0 | 0 | 0 | 0 | 0 | 0
2019 | 4474 | 2018 | CA | Solar Photovoltaic Project #44 | 57540 | S44A | 0 | OP | PV | SUN | 0.5 | 0.137 | 600.938 | 327 | Distributed from 923 Generation And Fuel | 2015 | 2019 | 0 | 0 | 0 | 0 | 0 | 0 | 0 | 0 | 0 | 0 | 0 | 0 | 0 | 0 | 0 | 0 | 0 | 0 | 0 | 0 | 0 | 0 | 0 | 0.5 | 0 | 0 | 0 | 0 | 0 | 0
2020 | 4475 | 2018 | CA | Solar Photovoltaic Project #44 | 57540 | S44B | 0 | OP | PV | SUN | 0.5 | 0.137 | 600.938 | 327 | Distributed from 923 Generation And Fuel | 2015 | 2019 | 0 | 0 | 0 | 0 | 0 | 0 | 0 | 0 | 0 | 0 | 0 | 0 | 0 | 0 | 0 | 0 | 0 | 0 | 0 | 0 | 0 | 0 | 0 | 0.5 | 0 | 0 | 0 | 0 | 0 | 0
2021 | 4476 | 2018 | CA | Solar Photovoltaic Project #44 | 57540 | S44C | 0 | OP | PV | SUN | 0.5 | 0.137 | 600.938 | 327 | Distributed from 923 Generation And Fuel | 2015 | 2019 | 0 | 0 | 0 | 0 | 0 | 0 | 0 | 0 | 0 | 0 | 0 | 0 | 0 | 0 | 0 | 0 | 0 | 0 | 0 | 0 | 0 | 0 | 0 | 0.5 | 0 | 0 | 0 | 0 | 0 | 0
2022 | 4477 | 2018 | CA | Solar Photovoltaic Project #44 | 57540 | S44D | 0 | OP | PV | SUN | 0.5 | 0.137 | 600.938 | 327 | Distributed from 923 Generation And Fuel | 2015 | 2019 | 0 | 0 | 0 | 0 | 0 | 0 | 0 | 0 | 0 | 0 | 0 | 0 | 0 | 0 | 0 | 0 | 0 | 0 | 0 | 0 | 0 | 0 | 0 | 0.5 | 0 | 0 | 0 | 0 | 0 | 0
2023 | 4478 | 2018 | CA | Solar Photovoltaic Project #44 | 57540 | S44E | 0 | OP | PV | SUN | 0.5 | 0.137 | 600.938 | 327 | Distributed from 923 Generation And Fuel | 2015 | 2019 | 0 | 0 | 0 | 0 | 0 | 0 | 0 | 0 | 0 | 0 | 0 | 0 | 0 | 0 | 0 | 0 | 0 | 0 | 0 | 0 | 0 | 0 | 0 | 0.5 | 0 | 0 | 0 | 0 | 0 | 0
2024 | 4479 | 2018 | CA | Solar Photovoltaic Project #44 | 57540 | S44F | 0 | OP | PV | SUN | 0.5 | 0.137 | 600.938 | 327 | Distributed from 923 Generation And Fuel | 2015 | 2019 | 0 | 0 | 0 | 0 | 0 | 0 | 0 | 0 | 0 | 0 | 0 | 0 | 0 | 0 | 0 | 0 | 0 | 0 | 0 | 0 | 0 | 0 | 0 | 0.5 | 0 | 0 | 0 | 0 | 0 | 0
2025 | 4480 | 2018 | CA | Solar Photovoltaic Project #44 | 57540 | S44G | 0 | OP | PV | SUN | 0.5 | 0.137 | 600.938 | 327 | Distributed from 923 Generation And Fuel | 2015 | 2019 | 0 | 0 | 0 | 0 | 0 | 0 | 0 | 0 | 0 | 0 | 0 | 0 | 0 | 0 | 0 | 0 | 0 | 0 | 0 | 0 | 0 | 0 | 0 | 0.5 | 0 | 0 | 0 | 0 | 0 | 0
2026 | 4481 | 2018 | CA | Solar Photovoltaic Project #44 | 57540 | S44H | 0 | OP | PV | SUN | 0.5 | 0.137 | 600.938 | 327 | Distributed from 923 Generation And Fuel | 2015 | 2019 | 0 | 0 | 0 | 0 | 0 | 0 | 0 | 0 | 0 | 0 | 0 | 0 | 0 | 0 | 0 | 0 | 0 | 0 | 0 | 0 | 0 | 0 | 0 | 0.5 | 0 | 0 | 0 | 0 | 0 | 0
2027 | 4482 | 2018 | CA | Solar Photovoltaic Project #44 | 57540 | S44I | 0 | OP | PV | SUN | 0.5 | 0.137 | 600.938 | 327 | Distributed from 923 Generation And Fuel | 2015 | 2019 | 0 | 0 | 0 | 0 | 0 | 0 | 0 | 0 | 0 | 0 | 0 | 0 | 0 | 0 | 0 | 0 | 0 | 0 | 0 | 0 | 0 | 0 | 0 | 0.5 | 0 | 0 | 0 | 0 | 0 | 0
2028 | 4483 | 2018 | CA | Solar Photovoltaic Project #44 | 57540 | S44J | 0 | OP | PV | SUN | 0.5 | 0.137 | 600.938 | 327 | Distributed from 923 Generation And Fuel | 2015 | 2019 | 0 | 0 | 0 | 0 | 0 | 0 | 0 | 0 | 0 | 0 | 0 | 0 | 0 | 0 | 0 | 0 | 0 | 0 | 0 | 0 | 0 | 0 | 0 | 0.5 | 0 | 0 | 0 | 0 | 0 | 0
2029 | 4484 | 2018 | CA | Solar Photovoltaic Project #44 | 57540 | S44K | 0 | OP | PV | SUN | 0.5 | 0.137 | 600.938 | 327 | Distributed from 923 Generation And Fuel | 2015 | 2019 | 0 | 0 | 0 | 0 | 0 | 0 | 0 | 0 | 0 | 0 | 0 | 0 | 0 | 0 | 0 | 0 | 0 | 0 | 0 | 0 | 0 | 0 | 0 | 0.5 | 0 | 0 | 0 | 0 | 0 | 0
2030 | 4485 | 2018 | CA | Solar Photovoltaic Project #44 | 57540 | S44L | 0 | OP | PV | SUN | 0.5 | 0.137 | 600.938 | 327 | Distributed from 923 Generation And Fuel | 2015 | 2019 | 0 | 0 | 0 | 0 | 0 | 0 | 0 | 0 | 0 | 0 | 0 | 0 | 0 | 0 | 0 | 0 | 0 | 0 | 0 | 0 | 0 | 0 | 0 | 0.5 | 0 | 0 | 0 | 0 | 0 | 0
2031 | 4486 | 2018 | CA | Solar Photovoltaic Project #44 | 57540 | S44M | 0 | OP | PV | SUN | 0.5 | 0.137 | 600.938 | 327 | Distributed from 923 Generation And Fuel | 2015 | 2019 | 0 | 0 | 0 | 0 | 0 | 0 | 0 | 0 | 0 | 0 | 0 | 0 | 0 | 0 | 0 | 0 | 0 | 0 | 0 | 0 | 0 | 0 | 0 | 0.5 | 0 | 0 | 0 | 0 | 0 | 0
2032 | 4487 | 2018 | CA | Solar Photovoltaic Project #44 | 57540 | S44N | 0 | OP | PV | SUN | 0.5 | 0.137 | 600.938 | 327 | Distributed from 923 Generation And Fuel | 2015 | 2019 | 0 | 0 | 0 | 0 | 0 | 0 | 0 | 0 | 0 | 0 | 0 | 0 | 0 | 0 | 0 | 0 | 0 | 0 | 0 | 0 | 0 | 0 | 0 | 0.5 | 0 | 0 | 0 | 0 | 0 | 0
2033 | 4488 | 2018 | CA | Solar Photovoltaic Project #44 | 57540 | S44O | 0 | OP | PV | SUN | 0.5 | 0.137 | 600.938 | 327 | Distributed from 923 Generation And Fuel | 2015 | 2019 | 0 | 0 | 0 | 0 | 0 | 0 | 0 | 0 | 0 | 0 | 0 | 0 | 0 | 0 | 0 | 0 | 0 | 0 | 0 | 0 | 0 | 0 | 0 | 0.5 | 0 | 0 | 0 | 0 | 0 | 0
2034 | 4489 | 2018 | CA | Solar Photovoltaic Project #44 | 57540 | S44P | 0 | OP | PV | SUN | 0.5 | 0.137 | 600.938 | 327 | Distributed from 923 Generation And Fuel | 2015 | 2019 | 0 | 0 | 0 | 0 | 0 | 0 | 0 | 0 | 0 | 0 | 0 | 0 | 0 | 0 | 0 | 0 | 0 | 0 | 0 | 0 | 0 | 0 | 0 | 0.5 | 0 | 0 | 0 | 0 | 0 | 0
2035 | 4504 | 2018 | CA | Solar Photovoltaic Project #48 | 57900 | S48A | 0 | OP | PV | SUN | 0.5 | 0.179 | 785.2 | 427.3 | Distributed from 923 Generation And Fuel | 2015 |  | 0 | 0 | 0 | 0 | 0 | 0 | 0 | 0 | 0 | 0 | 0 | 0 | 0 | 0 | 0 | 0 | 0 | 0 | 0 | 0 | 0 | 0 | 0 | 0.5 | 0 | 0 | 0 | 0 | 0 | 0
2036 | 4505 | 2018 | CA | Solar Photovoltaic Project #48 | 57900 | S48B | 0 | OP | PV | SUN | 0.5 | 0.179 | 785.2 | 427.3 | Distributed from 923 Generation And Fuel | 2015 |  | 0 | 0 | 0 | 0 | 0 | 0 | 0 | 0 | 0 | 0 | 0 | 0 | 0 | 0 | 0 | 0 | 0 | 0 | 0 | 0 | 0 | 0 | 0 | 0.5 | 0 | 0 | 0 | 0 | 0 | 0
2037 | 4506 | 2018 | CA | Solar Photovoltaic Project #48 | 57900 | S48C | 0 | OP | PV | SUN | 0.5 | 0.179 | 785.2 | 427.3 | Distributed from 923 Generation And Fuel | 2015 |  | 0 | 0 | 0 | 0 | 0 | 0 | 0 | 0 | 0 | 0 | 0 | 0 | 0 | 0 | 0 | 0 | 0 | 0 | 0 | 0 | 0 | 0 | 0 | 0.5 | 0 | 0 | 0 | 0 | 0 | 0
2038 | 4507 | 2018 | CA | Solar Photovoltaic Project #48 | 57900 | S48D | 0 | OP | PV | SUN | 0.5 | 0.179 | 785.2 | 427.3 | Distributed from 923 Generation And Fuel | 2015 |  | 0 | 0 | 0 | 0 | 0 | 0 | 0 | 0 | 0 | 0 | 0 | 0 | 0 | 0 | 0 | 0 | 0 | 0 | 0 | 0 | 0 | 0 | 0 | 0.5 | 0 | 0 | 0 | 0 | 0 | 0
2039 | 4508 | 2018 | CA | Solar Photovoltaic Project #48 | 57900 | S48E | 0 | OP | PV | SUN | 0.5 | 0.179 | 785.2 | 427.3 | Distributed from 923 Generation And Fuel | 2015 |  | 0 | 0 | 0 | 0 | 0 | 0 | 0 | 0 | 0 | 0 | 0 | 0 | 0 | 0 | 0 | 0 | 0 | 0 | 0 | 0 | 0 | 0 | 0 | 0.5 | 0 | 0 | 0 | 0 | 0 | 0
2040 | 4509 | 2018 | CA | Solar Photovoltaic Project #48 | 57900 | S48F | 0 | OP | PV | SUN | 0.5 | 0.179 | 785.2 | 427.3 | Distributed from 923 Generation And Fuel | 2015 |  | 0 | 0 | 0 | 0 | 0 | 0 | 0 | 0 | 0 | 0 | 0 | 0 | 0 | 0 | 0 | 0 | 0 | 0 | 0 | 0 | 0 | 0 | 0 | 0.5 | 0 | 0 | 0 | 0 | 0 | 0
2041 | 4510 | 2018 | CA | Solar Photovoltaic Project #48 | 57900 | S48G | 0 | OP | PV | SUN | 0.5 | 0.179 | 785.2 | 427.3 | Distributed from 923 Generation And Fuel | 2015 |  | 0 | 0 | 0 | 0 | 0 | 0 | 0 | 0 | 0 | 0 | 0 | 0 | 0 | 0 | 0 | 0 | 0 | 0 | 0 | 0 | 0 | 0 | 0 | 0.5 | 0 | 0 | 0 | 0 | 0 | 0
2042 | 4511 | 2018 | CA | Solar Photovoltaic Project #48 | 57900 | S48H | 0 | OP | PV | SUN | 0.5 | 0.179 | 785.2 | 427.3 | Distributed from 923 Generation And Fuel | 2015 |  | 0 | 0 | 0 | 0 | 0 | 0 | 0 | 0 | 0 | 0 | 0 | 0 | 0 | 0 | 0 | 0 | 0 | 0 | 0 | 0 | 0 | 0 | 0 | 0.5 | 0 | 0 | 0 | 0 | 0 | 0
2043 | 4512 | 2018 | CA | Solar Photovoltaic Project #48 | 57900 | S48I | 0 | OP | PV | SUN | 0.5 | 0.179 | 785.2 | 427.3 | Distributed from 923 Generation And Fuel | 2015 |  | 0 | 0 | 0 | 0 | 0 | 0 | 0 | 0 | 0 | 0 | 0 | 0 | 0 | 0 | 0 | 0 | 0 | 0 | 0 | 0 | 0 | 0 | 0 | 0.5 | 0 | 0 | 0 | 0 | 0 | 0
2044 | 4513 | 2018 | CA | Solar Photovoltaic Project #48 | 57900 | S48J | 0 | OP | PV | SUN | 0.5 | 0.179 | 785.2 | 427.3 | Distributed from 923 Generation And Fuel | 2015 |  | 0 | 0 | 0 | 0 | 0 | 0 | 0 | 0 | 0 | 0 | 0 | 0 | 0 | 0 | 0 | 0 | 0 | 0 | 0 | 0 | 0 | 0 | 0 | 0.5 | 0 | 0 | 0 | 0 | 0 | 0
2045 | 4514 | 2018 | CA | Solar Star 1 | 58388 | AVS1 | 0 | OP | PV | SUN | 39 | 0.325 | 111155.028 | 59602.915 | Distributed from 923 Generation And Fuel | 2014 |  | 0 | 0 | 0 | 0 | 0 | 0 | 0 | 0 | 0 | 0 | 0 | 0 | 0 | 0 | 0 | 0 | 0 | 0 | 0 | 0 | 0 | 0 | 0 | 39 | 0 | 0 | 0 | 0 | 0 | 0
2046 | 4515 | 2018 | CA | Solar Star 1 | 58388 | SS11 | 0 | OP | PV | SUN | 54 | 0.325 | 153906.962 | 82527.113 | Distributed from 923 Generation And Fuel | 2015 |  | 0 | 0 | 0 | 0 | 0 | 0 | 0 | 0 | 0 | 0 | 0 | 0 | 0 | 0 | 0 | 0 | 0 | 0 | 0 | 0 | 0 | 0 | 0 | 54 | 0 | 0 | 0 | 0 | 0 | 0
2047 | 4516 | 2018 | CA | Solar Star 1 | 58388 | SS12 | 0 | OP | PV | SUN | 54 | 0.325 | 153906.962 | 82527.113 | Distributed from 923 Generation And Fuel | 2015 |  | 0 | 0 | 0 | 0 | 0 | 0 | 0 | 0 | 0 | 0 | 0 | 0 | 0 | 0 | 0 | 0 | 0 | 0 | 0 | 0 | 0 | 0 | 0 | 54 | 0 | 0 | 0 | 0 | 0 | 0
2048 | 4517 | 2018 | CA | Solar Star 1 | 58388 | SS13 | 0 | OP | PV | SUN | 58.5 | 0.325 | 166732.542 | 89404.373 | Distributed from 923 Generation And Fuel | 2014 |  | 0 | 0 | 0 | 0 | 0 | 0 | 0 | 0 | 0 | 0 | 0 | 0 | 0 | 0 | 0 | 0 | 0 | 0 | 0 | 0 | 0 | 0 | 0 | 58.5 | 0 | 0 | 0 | 0 | 0 | 0
2049 | 4518 | 2018 | CA | Solar Star 1 | 58388 | SS14 | 0 | OP | PV | SUN | 33 | 0.325 | 94054.255 | 50433.236 | Distributed from 923 Generation And Fuel | 2015 |  | 0 | 0 | 0 | 0 | 0 | 0 | 0 | 0 | 0 | 0 | 0 | 0 | 0 | 0 | 0 | 0 | 0 | 0 | 0 | 0 | 0 | 0 | 0 | 33 | 0 | 0 | 0 | 0 | 0 | 0
2050 | 4519 | 2018 | CA | Solar Star 1 | 58388 | SS15 | 0 | OP | PV | SUN | 15 | 0.325 | 42751.934 | 22924.198 | Distributed from 923 Generation And Fuel | 2014 |  | 0 | 0 | 0 | 0 | 0 | 0 | 0 | 0 | 0 | 0 | 0 | 0 | 0 | 0 | 0 | 0 | 0 | 0 | 0 | 0 | 0 | 0 | 0 | 15 | 0 | 0 | 0 | 0 | 0 | 0
2051 | 4520 | 2018 | CA | Solar Star 1 | 58388 | SS16 | 0 | OP | PV | SUN | 64.5 | 0.325 | 183833.316 | 98574.052 | Distributed from 923 Generation And Fuel | 2014 |  | 0 | 0 | 0 | 0 | 0 | 0 | 0 | 0 | 0 | 0 | 0 | 0 | 0 | 0 | 0 | 0 | 0 | 0 | 0 | 0 | 0 | 0 | 0 | 64.5 | 0 | 0 | 0 | 0 | 0 | 0
2052 | 4521 | 2018 | CA | Solar Star 2 | 58389 | AVS2 | 0 | OP | PV | SUN | 19.5 | 0.323 | 55221.344 | 29304.726 | Distributed from 923 Generation And Fuel | 2014 |  | 0 | 0 | 0 | 0 | 0 | 0 | 0 | 0 | 0 | 0 | 0 | 0 | 0 | 0 | 0 | 0 | 0 | 0 | 0 | 0 | 0 | 0 | 0 | 19.5 | 0 | 0 | 0 | 0 | 0 | 0
2053 | 4522 | 2018 | CA | Solar Star 2 | 58389 | SS21 | 0 | OP | PV | SUN | 60 | 0.323 | 169911.828 | 90168.387 | Distributed from 923 Generation And Fuel | 2014 |  | 0 | 0 | 0 | 0 | 0 | 0 | 0 | 0 | 0 | 0 | 0 | 0 | 0 | 0 | 0 | 0 | 0 | 0 | 0 | 0 | 0 | 0 | 0 | 60 | 0 | 0 | 0 | 0 | 0 | 0
2054 | 4523 | 2018 | CA | Solar Star 2 | 58389 | SS22 | 0 | OP | PV | SUN | 55.5 | 0.323 | 157168.441 | 83405.758 | Distributed from 923 Generation And Fuel | 2014 |  | 0 | 0 | 0 | 0 | 0 | 0 | 0 | 0 | 0 | 0 | 0 | 0 | 0 | 0 | 0 | 0 | 0 | 0 | 0 | 0 | 0 | 0 | 0 | 55.5 | 0 | 0 | 0 | 0 | 0 | 0
2055 | 4524 | 2018 | CA | Solar Star 2 | 58389 | SS23 | 0 | OP | PV | SUN | 48 | 0.323 | 135929.462 | 72134.71 | Distributed from 923 Generation And Fuel | 2014 |  | 0 | 0 | 0 | 0 | 0 | 0 | 0 | 0 | 0 | 0 | 0 | 0 | 0 | 0 | 0 | 0 | 0 | 0 | 0 | 0 | 0 | 0 | 0 | 48 | 0 | 0 | 0 | 0 | 0 | 0
2056 | 4525 | 2018 | CA | Solar Star 2 | 58389 | SS24 | 0 | OP | PV | SUN | 43.5 | 0.323 | 123186.075 | 65372.081 | Distributed from 923 Generation And Fuel | 2015 |  | 0 | 0 | 0 | 0 | 0 | 0 | 0 | 0 | 0 | 0 | 0 | 0 | 0 | 0 | 0 | 0 | 0 | 0 | 0 | 0 | 0 | 0 | 0 | 43.5 | 0 | 0 | 0 | 0 | 0 | 0
2057 | 4526 | 2018 | CA | Solar Star 2 | 58389 | SS25 | 0 | OP | PV | SUN | 52.5 | 0.323 | 148672.849 | 78897.339 | Distributed from 923 Generation And Fuel | 2014 |  | 0 | 0 | 0 | 0 | 0 | 0 | 0 | 0 | 0 | 0 | 0 | 0 | 0 | 0 | 0 | 0 | 0 | 0 | 0 | 0 | 0 | 0 | 0 | 52.5 | 0 | 0 | 0 | 0 | 0 | 0
2058 | 4527 | 2018 | CA | Solar Star California II LLC | 57933 | 1 | 0 | OP | PV | SUN | 2 | 0.107 | 1882 | 1024 | Distributed from 923 Generation And Fuel | 2012 |  | 0 | 0 | 0 | 0 | 0 | 0 | 0 | 0 | 0 | 0 | 0 | 0 | 0 | 0 | 0 | 0 | 0 | 0 | 0 | 0 | 0 | 0 | 0 | 2 | 0 | 0 | 0 | 0 | 0 | 0
2059 | 4528 | 2018 | CA | Solar Star California, XLI, LLC | 60591 | RS1 | 0 | OP | PV | SUN | 54 | 0.332 | 156857 | 83527 | Distributed from 923 Generation And Fuel | 2016 |  | 0 | 0 | 0 | 0 | 0 | 0 | 0 | 0 | 0 | 0 | 0 | 0 | 0 | 0 | 0 | 0 | 0 | 0 | 0 | 0 | 0 | 0 | 0 | 54 | 0 | 0 | 0 | 0 | 0 | 0
2060 | 4529 | 2018 | CA | Solar Star California, XLIV, LLC | 60869 | PB1 | 0 | OP | PV | SUN | 9.5 | 0.301 | 25027 | 13619 | Distributed from 923 Generation And Fuel | 2016 |  | 0 | 0 | 0 | 0 | 0 | 0 | 0 | 0 | 0 | 0 | 0 | 0 | 0 | 0 | 0 | 0 | 0 | 0 | 0 | 0 | 0 | 0 | 0 | 9.5 | 0 | 0 | 0 | 0 | 0 | 0
2061 | 4531 | 2018 | CA | Solverde 1 | 60185 | SOLV1 | 0 | OP | PV | SUN | 85 | 0.301 | 223914 | 122292 | Distributed from 923 Generation And Fuel | 2016 |  | 0 | 0 | 0 | 0 | 0 | 0 | 0 | 0 | 0 | 0 | 0 | 0 | 0 | 0 | 0 | 0 | 0 | 0 | 0 | 0 | 0 | 0 | 0 | 85 | 0 | 0 | 0 | 0 | 0 | 0
2062 | 4532 | 2018 | CA | Sonoma California Geothermal | 510 | 1 | 0 | OP | ST | GEO | 78 | 0.643 | 439167 | 187228 | Distributed from 923 Generation And Fuel | 1983 |  | 0 | 0 | 0 | 0 | 0 | 78 | 0 | 0 | 0 | 0 | 0 | 0 | 0 | 0 | 0 | 0 | 0 | 0 | 0 | 0 | 0 | 0 | 0 | 0 | 0 | 0 | 0 | 0 | 0 | 0
2063 | 4533 | 2018 | CA | Sonoma Central Landfill Phase I | 55752 | P-11 | 0 | OP | IC | LFG | 0.8 | 0.261 | 1826.75 | 757.5 | Distributed from 923 Generation And Fuel | 1993 |  | 0 | 0 | 0 | 0 | 0 | 0 | 0 | 0.8 | 0 | 0 | 0 | 0 | 0 | 0 | 0 | 0 | 0 | 0 | 0 | 0 | 0 | 0 | 0 | 0 | 0 | 0 | 0 | 0 | 0 | 0
2064 | 4534 | 2018 | CA | Sonoma Central Landfill Phase I | 55752 | P-12 | 0 | OP | IC | LFG | 0.8 | 0.261 | 1826.75 | 757.5 | Distributed from 923 Generation And Fuel | 1993 |  | 0 | 0 | 0 | 0 | 0 | 0 | 0 | 0.8 | 0 | 0 | 0 | 0 | 0 | 0 | 0 | 0 | 0 | 0 | 0 | 0 | 0 | 0 | 0 | 0 | 0 | 0 | 0 | 0 | 0 | 0
2065 | 4535 | 2018 | CA | Sonoma Central Landfill Phase I | 55752 | P-13 | 0 | OP | IC | LFG | 0.8 | 0.261 | 1826.75 | 757.5 | Distributed from 923 Generation And Fuel | 1993 |  | 0 | 0 | 0 | 0 | 0 | 0 | 0 | 0.8 | 0 | 0 | 0 | 0 | 0 | 0 | 0 | 0 | 0 | 0 | 0 | 0 | 0 | 0 | 0 | 0 | 0 | 0 | 0 | 0 | 0 | 0
2066 | 4536 | 2018 | CA | Sonoma Central Landfill Phase I | 55752 | P-14 | 0 | OP | IC | LFG | 0.8 | 0.261 | 1826.75 | 757.5 | Distributed from 923 Generation And Fuel | 1993 |  | 0 | 0 | 0 | 0 | 0 | 0 | 0 | 0.8 | 0 | 0 | 0 | 0 | 0 | 0 | 0 | 0 | 0 | 0 | 0 | 0 | 0 | 0 | 0 | 0 | 0 | 0 | 0 | 0 | 0 | 0
2067 | 4537 | 2018 | CA | Sonoma Central Landfill Phase II | 55753 | P-21 | 0 | OP | IC | LFG | 0.8 | 0.498 | 3491.25 | 1447.75 | Distributed from 923 Generation And Fuel | 1996 |  | 0 | 0 | 0 | 0 | 0 | 0 | 0 | 0.8 | 0 | 0 | 0 | 0 | 0 | 0 | 0 | 0 | 0 | 0 | 0 | 0 | 0 | 0 | 0 | 0 | 0 | 0 | 0 | 0 | 0 | 0
2068 | 4538 | 2018 | CA | Sonoma Central Landfill Phase II | 55753 | P-22 | 0 | OP | IC | LFG | 0.8 | 0.498 | 3491.25 | 1447.75 | Distributed from 923 Generation And Fuel | 1996 |  | 0 | 0 | 0 | 0 | 0 | 0 | 0 | 0.8 | 0 | 0 | 0 | 0 | 0 | 0 | 0 | 0 | 0 | 0 | 0 | 0 | 0 | 0 | 0 | 0 | 0 | 0 | 0 | 0 | 0 | 0
2069 | 4539 | 2018 | CA | Sonoma Central Landfill Phase II | 55753 | P-23 | 0 | OP | IC | LFG | 0.8 | 0.498 | 3491.25 | 1447.75 | Distributed from 923 Generation And Fuel | 1996 |  | 0 | 0 | 0 | 0 | 0 | 0 | 0 | 0.8 | 0 | 0 | 0 | 0 | 0 | 0 | 0 | 0 | 0 | 0 | 0 | 0 | 0 | 0 | 0 | 0 | 0 | 0 | 0 | 0 | 0 | 0
2070 | 4540 | 2018 | CA | Sonoma Central Landfill Phase II | 55753 | P-24 | 0 | OP | IC | LFG | 0.8 | 0.498 | 3491.25 | 1447.75 | Distributed from 923 Generation And Fuel | 1996 |  | 0 | 0 | 0 | 0 | 0 | 0 | 0 | 0.8 | 0 | 0 | 0 | 0 | 0 | 0 | 0 | 0 | 0 | 0 | 0 | 0 | 0 | 0 | 0 | 0 | 0 | 0 | 0 | 0 | 0 | 0
2071 | 4541 | 2018 | CA | Sonoma Central Landfill Phase III | 55880 | P-31 | 0 | OP | IC | LFG | 0.8 | 0.13 | 914 | 379 | Distributed from 923 Generation And Fuel | 2004 |  | 0 | 0 | 0 | 0 | 0 | 0 | 0 | 0.8 | 0 | 0 | 0 | 0 | 0 | 0 | 0 | 0 | 0 | 0 | 0 | 0 | 0 | 0 | 0 | 0 | 0 | 0 | 0 | 0 | 0 | 0
2072 | 4542 | 2018 | CA | Sonoma Central Landfill Phase III | 55880 | P-32 | 0 | OP | IC | LFG | 0.8 | 0.13 | 914 | 379 | Distributed from 923 Generation And Fuel | 2004 |  | 0 | 0 | 0 | 0 | 0 | 0 | 0 | 0.8 | 0 | 0 | 0 | 0 | 0 | 0 | 0 | 0 | 0 | 0 | 0 | 0 | 0 | 0 | 0 | 0 | 0 | 0 | 0 | 0 | 0 | 0
2073 | 4543 | 2018 | CA | Sonoma County Fuel Cell | 57793 | FC-1 | 0 | OP | FC | NG | 1.4 | 0.865 | 10605 | 4673 | Distributed from 923 Generation And Fuel | 2010 |  | 0 | 0 | 0 | 0 | 0 | 0 | 0 | 0 | 0 | 0 | 0 | 1.4 | 0 | 0 | 0 | 0 | 0 | 0 | 0 | 0 | 0 | 0 | 0 | 0 | 0 | 0 | 0 | 0 | 0 | 0
2074 | 4544 | 2018 | CA | Sonora 1 | 58578 | SON1 | 0 | OP | PV | SUN | 1.5 | 0.278 | 3657 | 1990 | Distributed from 923 Generation And Fuel | 2013 |  | 0 | 0 | 0 | 0 | 0 | 0 | 0 | 0 | 0 | 0 | 0 | 0 | 0 | 0 | 0 | 0 | 0 | 0 | 0 | 0 | 0 | 0 | 0 | 1.5 | 0 | 0 | 0 | 0 | 0 | 0
2075 | 4545 | 2018 | CA | South | 280 | 1 | 0 | OP | HY | WAT | 6.7 | 0.427 | 25089 | 13436 | Distributed from 923 Generation And Fuel | 1979 |  | 0 | 0 | 0 | 0 | 0 | 0 | 0 | 0 | 0 | 0 | 0 | 0 | 0 | 0 | 0 | 0 | 0 | 0 | 0 | 0 | 0 | 0 | 0 | 0 | 6.7 | 0 | 0 | 0 | 0 | 0
2076 | 4546 | 2018 | CA | South Bay Fuel Cell Plant | 57770 | SBFC | 0 | OP | FC | OBG | 1.5 | 0.623 | 8188 | 3608 | Distributed from 923 Generation And Fuel | 2012 |  | 0 | 0 | 0 | 0 | 0 | 0 | 0 | 0 | 0 | 0 | 0 | 0 | 0 | 1.5 | 0 | 0 | 0 | 0 | 0 | 0 | 0 | 0 | 0 | 0 | 0 | 0 | 0 | 0 | 0 | 0
2077 | 4547 | 2018 | CA | South Belridge Cogeneration Facility | 50752 | GEN1 | 0 | OP | GT | NG | 31.4 | 0.532 | 146452 | 60600 | Distributed from 923 Generation And Fuel | 1985 |  | 0 | 0 | 0 | 0 | 0 | 0 | 0 | 0 | 0 | 0 | 0 | 31.4 | 0 | 0 | 0 | 0 | 0 | 0 | 0 | 0 | 0 | 0 | 0 | 0 | 0 | 0 | 0 | 0 | 0 | 0
2078 | 4548 | 2018 | CA | South Belridge Cogeneration Facility | 50752 | GEN2 | 0 | OP | GT | NG | 31.4 | 0.532 | 146452 | 60600 | Distributed from 923 Generation And Fuel | 1985 |  | 0 | 0 | 0 | 0 | 0 | 0 | 0 | 0 | 0 | 0 | 0 | 31.4 | 0 | 0 | 0 | 0 | 0 | 0 | 0 | 0 | 0 | 0 | 0 | 0 | 0 | 0 | 0 | 0 | 0 | 0
2079 | 4549 | 2018 | CA | South Belridge Cogeneration Facility | 50752 | GEN3 | 0 | OP | GT | NG | 31.4 | 0.532 | 146452 | 60600 | Distributed from 923 Generation And Fuel | 1986 |  | 0 | 0 | 0 | 0 | 0 | 0 | 0 | 0 | 0 | 0 | 0 | 31.4 | 0 | 0 | 0 | 0 | 0 | 0 | 0 | 0 | 0 | 0 | 0 | 0 | 0 | 0 | 0 | 0 | 0 | 0
2080 | 4550 | 2018 | CA | Southeast Kern River Cogen | 50751 | GTG1 | 0 | OP | GT | NG | 24 | 0.449 | 94457.922 | 47138.961 | Distributed from 923 Generation And Fuel | 1989 |  | 0 | 0 | 0 | 0 | 0 | 0 | 0 | 0 | 0 | 0 | 0 | 24 | 0 | 0 | 0 | 0 | 0 | 0 | 0 | 0 | 0 | 0 | 0 | 0 | 0 | 0 | 0 | 0 | 0 | 0
2081 | 4553 | 2018 | CA | Southeast Resource Recovery | 50837 | GEN1 | 3 | OP | ST | MSW | 35.6 | 0.545 | 170039 | 68328 | EIA-923 Generator File | 1988 |  | 0 | 0 | 0 | 0 | 0 | 0 | 0 | 0 | 0 | 35.6 | 0 | 0 | 0 | 0 | 0 | 0 | 0 | 0 | 0 | 0 | 0 | 0 | 0 | 0 | 0 | 0 | 0 | 0 | 0 | 0
2082 | 4555 | 2018 | CA | SPA Cogen 3 | 7552 | CCCT | 0 | OP | CT | NG | 118.7 | 0.464 | 482138 | 188363 | EIA-923 Generator File | 1997 |  | 0 | 0 | 0 | 0 | 0 | 0 | 0 | 0 | 0 | 0 | 0 | 118.7 | 0 | 0 | 0 | 0 | 0 | 0 | 0 | 0 | 0 | 0 | 0 | 0 | 0 | 0 | 0 | 0 | 0 | 0
2083 | 4556 | 2018 | CA | SPA Cogen 3 | 7552 | CCST | 1 | OP | CA | NG | 55.2 | 0.571 | 276225 | 111402 | EIA-923 Generator File | 1997 |  | 0 | 0 | 0 | 0 | 0 | 0 | 0 | 0 | 0 | 0 | 0 | 55.2 | 0 | 0 | 0 | 0 | 0 | 0 | 0 | 0 | 0 | 0 | 0 | 0 | 0 | 0 | 0 | 0 | 0 | 0
2084 | 4558 | 2018 | CA | Spaulding 1 | 281 | 1 | 0 | OP | HY | WAT | 7 | 0.073 | 4496 | 2408 | Distributed from 923 Generation And Fuel | 1928 |  | 0 | 0 | 0 | 0 | 0 | 0 | 0 | 0 | 0 | 0 | 0 | 0 | 0 | 0 | 0 | 0 | 0 | 0 | 0 | 0 | 0 | 0 | 0 | 0 | 7 | 0 | 0 | 0 | 0 | 0
2085 | 4559 | 2018 | CA | Spaulding 2 | 282 | 1 | 0 | OP | HY | WAT | 3.7 | 0.275 | 8907 | 4770 | Distributed from 923 Generation And Fuel | 1928 |  | 0 | 0 | 0 | 0 | 0 | 0 | 0 | 0 | 0 | 0 | 0 | 0 | 0 | 0 | 0 | 0 | 0 | 0 | 0 | 0 | 0 | 0 | 0 | 0 | 3.7 | 0 | 0 | 0 | 0 | 0
2086 | 4560 | 2018 | CA | Spaulding 3 | 283 | 1 | 0 | OP | HY | WAT | 6.6 | 0.001 | 31 | 17 | Distributed from 923 Generation And Fuel | 1929 |  | 0 | 0 | 0 | 0 | 0 | 0 | 0 | 0 | 0 | 0 | 0 | 0 | 0 | 0 | 0 | 0 | 0 | 0 | 0 | 0 | 0 | 0 | 0 | 0 | 6.6 | 0 | 0 | 0 | 0 | 0
2087 | 4561 | 2018 | CA | SPI Anderson 2 | 59658 | GEN1 | 1 | OP | ST | WDS | 30.2 | 0.569 | 150437 | 71247 | EIA-923 Generator File | 2015 |  | 0 | 0 | 0 | 0 | 0 | 0 | 0 | 0 | 0 | 0 | 0 | 0 | 0 | 0 | 0 | 0 | 0 | 0 | 0 | 0 | 0 | 0 | 0 | 0 | 0 | 0 | 0 | 30.2 | 0 | 0
2088 | 4562 | 2018 | CA | Spicer Meadow Project | 54554 | GEN1 | 0 | OP | HY | WAT | 2.7 | 0.277 | 6558.712 | 3512.288 | Distributed from 923 Generation And Fuel | 1989 |  | 0 | 0 | 0 | 0 | 0 | 0 | 0 | 0 | 0 | 0 | 0 | 0 | 0 | 0 | 0 | 0 | 0 | 0 | 0 | 0 | 0 | 0 | 0 | 0 | 2.7 | 0 | 0 | 0 | 0 | 0
2089 | 4563 | 2018 | CA | Spicer Meadow Project | 54554 | GEN2 | 0 | OP | HY | WAT | 2.7 | 0.277 | 6558.712 | 3512.288 | Distributed from 923 Generation And Fuel | 1989 |  | 0 | 0 | 0 | 0 | 0 | 0 | 0 | 0 | 0 | 0 | 0 | 0 | 0 | 0 | 0 | 0 | 0 | 0 | 0 | 0 | 0 | 0 | 0 | 0 | 2.7 | 0 | 0 | 0 | 0 | 0
2090 | 4564 | 2018 | CA | Spicer Meadow Project | 54554 | GEN3 | 0 | OP | HY | WAT | 0.5 | 0.277 | 1214.576 | 650.424 | Distributed from 923 Generation And Fuel | 1989 |  | 0 | 0 | 0 | 0 | 0 | 0 | 0 | 0 | 0 | 0 | 0 | 0 | 0 | 0 | 0 | 0 | 0 | 0 | 0 | 0 | 0 | 0 | 0 | 0 | 0.5 | 0 | 0 | 0 | 0 | 0
2091 | 4565 | 2018 | CA | Spreckels Sugar Company | 57916 | 1 | 0 | OP | ST | NG | 8.9 | 0.257 | 20012.07 | 8817.778 | EIA-923 Generator File | 1948 |  | 0 | 0 | 0 | 0 | 0 | 0 | 0 | 0 | 0 | 0 | 0 | 8.9 | 0 | 0 | 0 | 0 | 0 | 0 | 0 | 0 | 0 | 0 | 0 | 0 | 0 | 0 | 0 | 0 | 0 | 0
2092 | 4566 | 2018 | CA | Spring Creek | 450 | 1 | 0 | OP | HY | WAT | 90 | 0.082 | 64550.5 | 48067.5 | Distributed from 923 Generation And Fuel | 1964 |  | 0 | 0 | 0 | 0 | 0 | 0 | 0 | 0 | 0 | 0 | 0 | 0 | 0 | 0 | 0 | 0 | 0 | 0 | 0 | 0 | 0 | 0 | 0 | 0 | 90 | 0 | 0 | 0 | 0 | 0
2093 | 4567 | 2018 | CA | Spring Creek | 450 | 2 | 0 | OP | HY | WAT | 90 | 0.082 | 64550.5 | 48067.5 | Distributed from 923 Generation And Fuel | 1964 |  | 0 | 0 | 0 | 0 | 0 | 0 | 0 | 0 | 0 | 0 | 0 | 0 | 0 | 0 | 0 | 0 | 0 | 0 | 0 | 0 | 0 | 0 | 0 | 0 | 90 | 0 | 0 | 0 | 0 | 0
2094 | 4568 | 2018 | CA | Spring Gap | 284 | 1 | 0 | OP | HY | WAT | 6 | 0.57 | 29980 | 16055 | Distributed from 923 Generation And Fuel | 1921 |  | 0 | 0 | 0 | 0 | 0 | 0 | 0 | 0 | 0 | 0 | 0 | 0 | 0 | 0 | 0 | 0 | 0 | 0 | 0 | 0 | 0 | 0 | 0 | 0 | 6 | 0 | 0 | 0 | 0 | 0
2095 | 4570 | 2018 | CA | Springbok Solar Farm 1 | 59532 | SB1 | 0 | OP | PV | SUN | 105 | 0.324 | 297993 | 162164 | Distributed from 923 Generation And Fuel | 2016 |  | 0 | 0 | 0 | 0 | 0 | 0 | 0 | 0 | 0 | 0 | 0 | 0 | 0 | 0 | 0 | 0 | 0 | 0 | 0 | 0 | 0 | 0 | 0 | 105 | 0 | 0 | 0 | 0 | 0 | 0
2096 | 4571 | 2018 | CA | Springbok Solar Farm 2 | 59840 | SB2 | 0 | OP | PV | SUN | 155 | 0.3 | 406986 | 221477 | Distributed from 923 Generation And Fuel | 2016 |  | 0 | 0 | 0 | 0 | 0 | 0 | 0 | 0 | 0 | 0 | 0 | 0 | 0 | 0 | 0 | 0 | 0 | 0 | 0 | 0 | 0 | 0 | 0 | 155 | 0 | 0 | 0 | 0 | 0 | 0
2097 | 4572 | 2018 | CA | Springs Generating Station | 56144 | 1 | 0 | OP | GT | NG | 10 | 0.001 | 116.25 | 51.25 | Distributed from 923 Generation And Fuel | 2002 |  | 0 | 0 | 0 | 0 | 0 | 0 | 0 | 0 | 0 | 0 | 0 | 10 | 0 | 0 | 0 | 0 | 0 | 0 | 0 | 0 | 0 | 0 | 0 | 0 | 0 | 0 | 0 | 0 | 0 | 0
2098 | 4573 | 2018 | CA | Springs Generating Station | 56144 | 2 | 0 | OP | GT | NG | 10 | 0.001 | 116.25 | 51.25 | Distributed from 923 Generation And Fuel | 2002 |  | 0 | 0 | 0 | 0 | 0 | 0 | 0 | 0 | 0 | 0 | 0 | 10 | 0 | 0 | 0 | 0 | 0 | 0 | 0 | 0 | 0 | 0 | 0 | 0 | 0 | 0 | 0 | 0 | 0 | 0
2099 | 4574 | 2018 | CA | Springs Generating Station | 56144 | 3 | 0 | OP | GT | NG | 10 | 0.001 | 116.25 | 51.25 | Distributed from 923 Generation And Fuel | 2002 |  | 0 | 0 | 0 | 0 | 0 | 0 | 0 | 0 | 0 | 0 | 0 | 10 | 0 | 0 | 0 | 0 | 0 | 0 | 0 | 0 | 0 | 0 | 0 | 0 | 0 | 0 | 0 | 0 | 0 | 0
2100 | 4575 | 2018 | CA | Springs Generating Station | 56144 | 4 | 0 | OP | GT | NG | 10 | 0.001 | 116.25 | 51.25 | Distributed from 923 Generation And Fuel | 2002 |  | 0 | 0 | 0 | 0 | 0 | 0 | 0 | 0 | 0 | 0 | 0 | 10 | 0 | 0 | 0 | 0 | 0 | 0 | 0 | 0 | 0 | 0 | 0 | 0 | 0 | 0 | 0 | 0 | 0 | 0
2101 | 4576 | 2018 | CA | Springville Hydroelectric | 56125 | 4152 | 0 | OP | HY | WAT | 1 | 0.147 | 1291 | 691 | Distributed from 923 Generation And Fuel | 1994 |  | 0 | 0 | 0 | 0 | 0 | 0 | 0 | 0 | 0 | 0 | 0 | 0 | 0 | 0 | 0 | 0 | 0 | 0 | 0 | 0 | 0 | 0 | 0 | 0 | 1 | 0 | 0 | 0 | 0 | 0
2102 | 4598 | 2018 | CA | SRI International Cogen Project | 50537 | GEN1 | 0 | OP | GT | NG | 6 | 0.549 | 28860 | 12470 | Distributed from 923 Generation And Fuel | 1987 |  | 0 | 0 | 0 | 0 | 0 | 0 | 0 | 0 | 0 | 0 | 0 | 6 | 0 | 0 | 0 | 0 | 0 | 0 | 0 | 0 | 0 | 0 | 0 | 0 | 0 | 0 | 0 | 0 | 0 | 0
2103 | 4599 | 2018 | CA | Stage Gulch Solar | 61791 | 5001 | 0 | OP | PV | SUN | 1 | 0.213 | 1862 | 1246 | Distributed from 923 Generation And Fuel | 2018 |  | 0 | 0 | 0 | 0 | 0 | 0 | 0 | 0 | 0 | 0 | 0 | 0 | 0 | 0 | 0 | 0 | 0 | 0 | 0 | 0 | 0 | 0 | 0 | 1 | 0 | 0 | 0 | 0 | 0 | 0
2104 | 4600 | 2018 | CA | Stampede | 7066 | 1 | 0 | OP | HY | WAT | 3 | 0.305 | 8008.333 | 4289.167 | Distributed from 923 Generation And Fuel | 1988 |  | 0 | 0 | 0 | 0 | 0 | 0 | 0 | 0 | 0 | 0 | 0 | 0 | 0 | 0 | 0 | 0 | 0 | 0 | 0 | 0 | 0 | 0 | 0 | 0 | 3 | 0 | 0 | 0 | 0 | 0
2105 | 4601 | 2018 | CA | Stampede | 7066 | 2 | 0 | OP | HY | WAT | 0.6 | 0.305 | 1601.667 | 857.833 | Distributed from 923 Generation And Fuel | 1988 |  | 0 | 0 | 0 | 0 | 0 | 0 | 0 | 0 | 0 | 0 | 0 | 0 | 0 | 0 | 0 | 0 | 0 | 0 | 0 | 0 | 0 | 0 | 0 | 0 | 0.6 | 0 | 0 | 0 | 0 | 0
2106 | 4602 | 2018 | CA | Stanford Campus Solar | 62020 | STANF | 0 | OP | PV | SUN | 3.4 | 0.228 | 6799 | 3700 | Distributed from 923 Generation And Fuel | 2017 |  | 0 | 0 | 0 | 0 | 0 | 0 | 0 | 0 | 0 | 0 | 0 | 0 | 0 | 0 | 0 | 0 | 0 | 0 | 0 | 0 | 0 | 0 | 0 | 3.4 | 0 | 0 | 0 | 0 | 0 | 0
2107 | 4603 | 2018 | CA | Stanislaus | 285 | HC1 | 0 | OP | HY | WAT | 81.9 | 0.465 | 333260 | 178473 | Distributed from 923 Generation And Fuel | 1963 |  | 0 | 0 | 0 | 0 | 0 | 0 | 0 | 0 | 0 | 0 | 0 | 0 | 0 | 0 | 0 | 0 | 0 | 0 | 0 | 0 | 0 | 0 | 0 | 0 | 81.9 | 0 | 0 | 0 | 0 | 0
2108 | 4606 | 2018 | CA | Staples La Mirada, CA | 57683 | 1 | 0 | OP | PV | SUN | 1.1 | 0.163 | 1572 | 855 | Distributed from 923 Generation And Fuel | 2009 |  | 0 | 0 | 0 | 0 | 0 | 0 | 0 | 0 | 0 | 0 | 0 | 0 | 0 | 0 | 0 | 0 | 0 | 0 | 0 | 0 | 0 | 0 | 0 | 1.1 | 0 | 0 | 0 | 0 | 0 | 0
2109 | 4607 | 2018 | CA | Starbucks - Evolution Fresh | 59804 | SBK00 | 0 | OP | FC | NG | 1.1 | 0.744 | 7167 | 3158 | Distributed from 923 Generation And Fuel | 2014 |  | 0 | 0 | 0 | 0 | 0 | 0 | 0 | 0 | 0 | 0 | 0 | 1.1 | 0 | 0 | 0 | 0 | 0 | 0 | 0 | 0 | 0 | 0 | 0 | 0 | 0 | 0 | 0 | 0 | 0 | 0
2110 | 4608 | 2018 | CA | Stateline Solar | 58646 | STL | 0 | OP | PV | SUN | 75.9 | 0.254 | 169165.008 | 92057.704 | Distributed from 923 Generation And Fuel | 2015 |  | 0 | 0 | 0 | 0 | 0 | 0 | 0 | 0 | 0 | 0 | 0 | 0 | 0 | 0 | 0 | 0 | 0 | 0 | 0 | 0 | 0 | 0 | 0 | 75.9 | 0 | 0 | 0 | 0 | 0 | 0
2111 | 4609 | 2018 | CA | Stateline Solar | 58646 | STL2 | 0 | OP | PV | SUN | 34.1 | 0.254 | 76001.67 | 41359.258 | Distributed from 923 Generation And Fuel | 2015 |  | 0 | 0 | 0 | 0 | 0 | 0 | 0 | 0 | 0 | 0 | 0 | 0 | 0 | 0 | 0 | 0 | 0 | 0 | 0 | 0 | 0 | 0 | 0 | 34.1 | 0 | 0 | 0 | 0 | 0 | 0
2112 | 4610 | 2018 | CA | Stateline Solar | 58646 | STL3 | 0 | OP | PV | SUN | 37.9 | 0.254 | 84471.064 | 45968.208 | Distributed from 923 Generation And Fuel | 2016 |  | 0 | 0 | 0 | 0 | 0 | 0 | 0 | 0 | 0 | 0 | 0 | 0 | 0 | 0 | 0 | 0 | 0 | 0 | 0 | 0 | 0 | 0 | 0 | 37.9 | 0 | 0 | 0 | 0 | 0 | 0
2113 | 4611 | 2018 | CA | Stateline Solar | 58646 | STL4 | 0 | OP | PV | SUN | 37.9 | 0.254 | 84471.064 | 45968.208 | Distributed from 923 Generation And Fuel | 2016 |  | 0 | 0 | 0 | 0 | 0 | 0 | 0 | 0 | 0 | 0 | 0 | 0 | 0 | 0 | 0 | 0 | 0 | 0 | 0 | 0 | 0 | 0 | 0 | 37.9 | 0 | 0 | 0 | 0 | 0 | 0
2114 | 4612 | 2018 | CA | Stateline Solar | 58646 | STL5 | 0 | OP | PV | SUN | 37.9 | 0.254 | 84471.064 | 45968.208 | Distributed from 923 Generation And Fuel | 2016 |  | 0 | 0 | 0 | 0 | 0 | 0 | 0 | 0 | 0 | 0 | 0 | 0 | 0 | 0 | 0 | 0 | 0 | 0 | 0 | 0 | 0 | 0 | 0 | 37.9 | 0 | 0 | 0 | 0 | 0 | 0
2115 | 4613 | 2018 | CA | Stateline Solar | 58646 | STL6 | 0 | OP | PV | SUN | 37.9 | 0.254 | 84471.064 | 45968.208 | Distributed from 923 Generation And Fuel | 2016 |  | 0 | 0 | 0 | 0 | 0 | 0 | 0 | 0 | 0 | 0 | 0 | 0 | 0 | 0 | 0 | 0 | 0 | 0 | 0 | 0 | 0 | 0 | 0 | 37.9 | 0 | 0 | 0 | 0 | 0 | 0
2116 | 4614 | 2018 | CA | Stateline Solar | 58646 | STL7 | 0 | OP | PV | SUN | 37.9 | 0.254 | 84471.064 | 45968.208 | Distributed from 923 Generation And Fuel | 2016 |  | 0 | 0 | 0 | 0 | 0 | 0 | 0 | 0 | 0 | 0 | 0 | 0 | 0 | 0 | 0 | 0 | 0 | 0 | 0 | 0 | 0 | 0 | 0 | 37.9 | 0 | 0 | 0 | 0 | 0 | 0
2117 | 4615 | 2018 | CA | Stenner Creek Solar | 61607 | CPOLY | 0 | OP | PV | SUN | 4.5 | 0.172 | 6780 | 5123 | Distributed from 923 Generation And Fuel | 2018 |  | 0 | 0 | 0 | 0 | 0 | 0 | 0 | 0 | 0 | 0 | 0 | 0 | 0 | 0 | 0 | 0 | 0 | 0 | 0 | 0 | 0 | 0 | 0 | 4.5 | 0 | 0 | 0 | 0 | 0 | 0
2118 | 4616 | 2018 | CA | Stockton Biomass | 54238 | STG | 3 | OP | ST | WDS | 54 | 0.785 | 371195 | 161734 | EIA-923 Generator File | 1987 |  | 0 | 0 | 0 | 0 | 0 | 0 | 0 | 0 | 0 | 0 | 0 | 0 | 0 | 0 | 0 | 0 | 0 | 0 | 0 | 0 | 0 | 0 | 0 | 0 | 0 | 0 | 0 | 54 | 0 | 0
2119 | 4617 | 2018 | CA | Stony Gorge | 7151 | 1 | 0 | OP | HY | WAT | 2.5 | 0.099 | 2171.5 | 1163 | Distributed from 923 Generation And Fuel | 1986 |  | 0 | 0 | 0 | 0 | 0 | 0 | 0 | 0 | 0 | 0 | 0 | 0 | 0 | 0 | 0 | 0 | 0 | 0 | 0 | 0 | 0 | 0 | 0 | 0 | 2.5 | 0 | 0 | 0 | 0 | 0
2120 | 4618 | 2018 | CA | Stony Gorge | 7151 | 2 | 0 | OP | HY | WAT | 2.5 | 0.099 | 2171.5 | 1163 | Distributed from 923 Generation And Fuel | 1986 |  | 0 | 0 | 0 | 0 | 0 | 0 | 0 | 0 | 0 | 0 | 0 | 0 | 0 | 0 | 0 | 0 | 0 | 0 | 0 | 0 | 0 | 0 | 0 | 0 | 2.5 | 0 | 0 | 0 | 0 | 0
2121 | 4619 | 2018 | CA | Strata Roof 1 | 60219 | UNIT1 | 0 | OP | PV | SUN | 1 | 0.168 | 1475 | 803 | Distributed from 923 Generation And Fuel | 2013 |  | 0 | 0 | 0 | 0 | 0 | 0 | 0 | 0 | 0 | 0 | 0 | 0 | 0 | 0 | 0 | 0 | 0 | 0 | 0 | 0 | 0 | 0 | 0 | 1 | 0 | 0 | 0 | 0 | 0 | 0
2122 | 4621 | 2018 | CA | Stroud Solar Station | 57497 | 1 | 0 | OP | PV | SUN | 20 | 0.213 | 37339 | 20319 | Distributed from 923 Generation And Fuel | 2011 |  | 0 | 0 | 0 | 0 | 0 | 0 | 0 | 0 | 0 | 0 | 0 | 0 | 0 | 0 | 0 | 0 | 0 | 0 | 0 | 0 | 0 | 0 | 0 | 20 | 0 | 0 | 0 | 0 | 0 | 0
2123 | 4622 | 2018 | CA | Summer North Solar | 58757 | UE2 | 0 | OP | PV | SUN | 1.5 | 0.285 | 3748.846 | 2040 | Distributed from 923 Generation And Fuel | 2014 |  | 0 | 0 | 0 | 0 | 0 | 0 | 0 | 0 | 0 | 0 | 0 | 0 | 0 | 0 | 0 | 0 | 0 | 0 | 0 | 0 | 0 | 0 | 0 | 1.5 | 0 | 0 | 0 | 0 | 0 | 0
2124 | 4623 | 2018 | CA | Summer North Solar | 58757 | UF2 | 0 | OP | PV | SUN | 2 | 0.285 | 4998.462 | 2720 | Distributed from 923 Generation And Fuel | 2014 |  | 0 | 0 | 0 | 0 | 0 | 0 | 0 | 0 | 0 | 0 | 0 | 0 | 0 | 0 | 0 | 0 | 0 | 0 | 0 | 0 | 0 | 0 | 0 | 2 | 0 | 0 | 0 | 0 | 0 | 0
2125 | 4624 | 2018 | CA | Summer North Solar | 58757 | UG2 | 0 | OP | PV | SUN | 1.5 | 0.285 | 3748.846 | 2040 | Distributed from 923 Generation And Fuel | 2014 |  | 0 | 0 | 0 | 0 | 0 | 0 | 0 | 0 | 0 | 0 | 0 | 0 | 0 | 0 | 0 | 0 | 0 | 0 | 0 | 0 | 0 | 0 | 0 | 1.5 | 0 | 0 | 0 | 0 | 0 | 0
2126 | 4625 | 2018 | CA | Summer North Solar | 58757 | UH2 | 0 | OP | PV | SUN | 1.5 | 0.285 | 3748.846 | 2040 | Distributed from 923 Generation And Fuel | 2014 |  | 0 | 0 | 0 | 0 | 0 | 0 | 0 | 0 | 0 | 0 | 0 | 0 | 0 | 0 | 0 | 0 | 0 | 0 | 0 | 0 | 0 | 0 | 0 | 1.5 | 0 | 0 | 0 | 0 | 0 | 0
2127 | 4626 | 2018 | CA | Summer Solar A2 | 58753 | SSA2 | 0 | OP | PV | SUN | 1.5 | 0.292 | 3841 | 2090 | Distributed from 923 Generation And Fuel | 2014 |  | 0 | 0 | 0 | 0 | 0 | 0 | 0 | 0 | 0 | 0 | 0 | 0 | 0 | 0 | 0 | 0 | 0 | 0 | 0 | 0 | 0 | 0 | 0 | 1.5 | 0 | 0 | 0 | 0 | 0 | 0
2128 | 4627 | 2018 | CA | Summer Solar B2 | 58754 | SSB2 | 0 | OP | PV | SUN | 1.5 | 0.292 | 3832 | 2085 | Distributed from 923 Generation And Fuel | 2014 |  | 0 | 0 | 0 | 0 | 0 | 0 | 0 | 0 | 0 | 0 | 0 | 0 | 0 | 0 | 0 | 0 | 0 | 0 | 0 | 0 | 0 | 0 | 0 | 1.5 | 0 | 0 | 0 | 0 | 0 | 0
2129 | 4628 | 2018 | CA | Summer Solar C2 | 58755 | SSC2 | 0 | OP | PV | SUN | 1.5 | 0.294 | 3863 | 2102 | Distributed from 923 Generation And Fuel | 2014 |  | 0 | 0 | 0 | 0 | 0 | 0 | 0 | 0 | 0 | 0 | 0 | 0 | 0 | 0 | 0 | 0 | 0 | 0 | 0 | 0 | 0 | 0 | 0 | 1.5 | 0 | 0 | 0 | 0 | 0 | 0
2130 | 4629 | 2018 | CA | Summer Solar D2 | 58756 | SSD2 | 0 | OP | PV | SUN | 1 | 0.263 | 2300 | 1252 | Distributed from 923 Generation And Fuel | 2014 |  | 0 | 0 | 0 | 0 | 0 | 0 | 0 | 0 | 0 | 0 | 0 | 0 | 0 | 0 | 0 | 0 | 0 | 0 | 0 | 0 | 0 | 0 | 0 | 1 | 0 | 0 | 0 | 0 | 0 | 0
2131 | 4630 | 2018 | CA | Summer Solar LLC | 60280 | SUMSL | 0 | OP | PV | SUN | 20 | 0.326 | 57081 | 31063 | Distributed from 923 Generation And Fuel | 2016 |  | 0 | 0 | 0 | 0 | 0 | 0 | 0 | 0 | 0 | 0 | 0 | 0 | 0 | 0 | 0 | 0 | 0 | 0 | 0 | 0 | 0 | 0 | 0 | 20 | 0 | 0 | 0 | 0 | 0 | 0
2132 | 4631 | 2018 | CA | Sun City Project LLC | 57360 | 1 | 0 | OP | PV | SUN | 20 | 0.212 | 37136 | 20209 | Distributed from 923 Generation And Fuel | 2011 |  | 0 | 0 | 0 | 0 | 0 | 0 | 0 | 0 | 0 | 0 | 0 | 0 | 0 | 0 | 0 | 0 | 0 | 0 | 0 | 0 | 0 | 0 | 0 | 20 | 0 | 0 | 0 | 0 | 0 | 0
2133 | 4632 | 2018 | CA | Sun Harvest Solar NDP1 | 59687 | NDP1 | 0 | OP | PV | SUN | 1.5 | 0.234 | 3070 | 1671 | Distributed from 923 Generation And Fuel | 2015 |  | 0 | 0 | 0 | 0 | 0 | 0 | 0 | 0 | 0 | 0 | 0 | 0 | 0 | 0 | 0 | 0 | 0 | 0 | 0 | 0 | 0 | 0 | 0 | 1.5 | 0 | 0 | 0 | 0 | 0 | 0
2134 | 4633 | 2018 | CA | SunAnza | 60791 | ANZA1 | 0 | OP | PV | SUN | 2 | 0.287 | 5020 | 2732 | Distributed from 923 Generation And Fuel | 2017 |  | 0 | 0 | 0 | 0 | 0 | 0 | 0 | 0 | 0 | 0 | 0 | 0 | 0 | 0 | 0 | 0 | 0 | 0 | 0 | 0 | 0 | 0 | 0 | 2 | 0 | 0 | 0 | 0 | 0 | 0
2135 | 4634 | 2018 | CA | SunE- E Philadelphia Ontario | 59916 | 12307 | 0 | OP | PV | SUN | 1 | 0.216 | 1890 | 1029 | Distributed from 923 Generation And Fuel | 2016 |  | 0 | 0 | 0 | 0 | 0 | 0 | 0 | 0 | 0 | 0 | 0 | 0 | 0 | 0 | 0 | 0 | 0 | 0 | 0 | 0 | 0 | 0 | 0 | 1 | 0 | 0 | 0 | 0 | 0 | 0
2136 | 4635 | 2018 | CA | SunE Rochester | 60032 | RCHTR | 0 | OP | PV | SUN | 1 | 0.192 | 1679 | 914 | Distributed from 923 Generation And Fuel | 2016 |  | 0 | 0 | 0 | 0 | 0 | 0 | 0 | 0 | 0 | 0 | 0 | 0 | 0 | 0 | 0 | 0 | 0 | 0 | 0 | 0 | 0 | 0 | 0 | 1 | 0 | 0 | 0 | 0 | 0 | 0
2137 | 4636 | 2018 | CA | SunEdison Anheuser Busch Fairfield | 57010 | 1 | 0 | OP | PV | SUN | 1 | 0.194 | 1699 | 925 | Distributed from 923 Generation And Fuel | 2008 |  | 0 | 0 | 0 | 0 | 0 | 0 | 0 | 0 | 0 | 0 | 0 | 0 | 0 | 0 | 0 | 0 | 0 | 0 | 0 | 0 | 0 | 0 | 0 | 1 | 0 | 0 | 0 | 0 | 0 | 0
2138 | 4637 | 2018 | CA | SunEdison Ironwood State Prison | 57007 | 1 | 0 | OP | PV | SUN | 1 | 0.253 | 2215 | 1205 | Distributed from 923 Generation And Fuel | 2008 |  | 0 | 0 | 0 | 0 | 0 | 0 | 0 | 0 | 0 | 0 | 0 | 0 | 0 | 0 | 0 | 0 | 0 | 0 | 0 | 0 | 0 | 0 | 0 | 1 | 0 | 0 | 0 | 0 | 0 | 0
2139 | 4638 | 2018 | CA | SunEdison Procter & Gamble Oxnard | 57008 | 1 | 0 | OP | PV | SUN | 1 | 0.186 | 1629 | 886 | Distributed from 923 Generation And Fuel | 2009 |  | 0 | 0 | 0 | 0 | 0 | 0 | 0 | 0 | 0 | 0 | 0 | 0 | 0 | 0 | 0 | 0 | 0 | 0 | 0 | 0 | 0 | 0 | 0 | 1 | 0 | 0 | 0 | 0 | 0 | 0
2140 | 4639 | 2018 | CA | SunEdison Walgreens Moreno Valley | 57004 | 1 | 0 | OP | PV | SUN | 1 | 0.192 | 1681 | 915 | Distributed from 923 Generation And Fuel | 2007 |  | 0 | 0 | 0 | 0 | 0 | 0 | 0 | 0 | 0 | 0 | 0 | 0 | 0 | 0 | 0 | 0 | 0 | 0 | 0 | 0 | 0 | 0 | 0 | 1 | 0 | 0 | 0 | 0 | 0 | 0
2141 | 4640 | 2018 | CA | SunEdison Walmart Apple Valley DC | 57012 | 1 | 0 | OP | PV | SUN | 1 | 0.266 | 2330 | 1268 | Distributed from 923 Generation And Fuel | 2009 |  | 0 | 0 | 0 | 0 | 0 | 0 | 0 | 0 | 0 | 0 | 0 | 0 | 0 | 0 | 0 | 0 | 0 | 0 | 0 | 0 | 0 | 0 | 0 | 1 | 0 | 0 | 0 | 0 | 0 | 0
2142 | 4641 | 2018 | CA | Sunnyvale City of WPCP | 57557 | S-14 | 0 | OP | IC | LFG | 0.8 | 0.639 | 4480.5 | 1898.5 | Distributed from 923 Generation And Fuel | 1997 |  | 0 | 0 | 0 | 0 | 0 | 0 | 0 | 0.8 | 0 | 0 | 0 | 0 | 0 | 0 | 0 | 0 | 0 | 0 | 0 | 0 | 0 | 0 | 0 | 0 | 0 | 0 | 0 | 0 | 0 | 0
2143 | 4642 | 2018 | CA | Sunnyvale City of WPCP | 57557 | S-15 | 0 | OP | IC | LFG | 0.8 | 0.639 | 4480.5 | 1898.5 | Distributed from 923 Generation And Fuel | 1997 |  | 0 | 0 | 0 | 0 | 0 | 0 | 0 | 0.8 | 0 | 0 | 0 | 0 | 0 | 0 | 0 | 0 | 0 | 0 | 0 | 0 | 0 | 0 | 0 | 0 | 0 | 0 | 0 | 0 | 0 | 0
2144 | 4643 | 2018 | CA | Sunray 2 | 10437 | SUN2 | 0 | OP | PV | SUN | 20 | 0.342 | 59838 | 32563 | Distributed from 923 Generation And Fuel | 2017 |  | 0 | 0 | 0 | 0 | 0 | 0 | 0 | 0 | 0 | 0 | 0 | 0 | 0 | 0 | 0 | 0 | 0 | 0 | 0 | 0 | 0 | 0 | 0 | 20 | 0 | 0 | 0 | 0 | 0 | 0
2145 | 4645 | 2018 | CA | Sunray 3 | 10438 | SUN3 | 0 | OP | PV | SUN | 13.8 | 0.309 | 37303 | 20300 | Distributed from 923 Generation And Fuel | 2017 |  | 0 | 0 | 0 | 0 | 0 | 0 | 0 | 0 | 0 | 0 | 0 | 0 | 0 | 0 | 0 | 0 | 0 | 0 | 0 | 0 | 0 | 0 | 0 | 13.8 | 0 | 0 | 0 | 0 | 0 | 0
2146 | 4647 | 2018 | CA | Sunrise Power LLC | 55182 | STG | 2 | OP | CA | NG | 270 | 0.452 | 1069397 | 460962 | EIA-923 Generator File | 2003 |  | 0 | 0 | 0 | 0 | 0 | 0 | 0 | 0 | 0 | 0 | 0 | 270 | 0 | 0 | 0 | 0 | 0 | 0 | 0 | 0 | 0 | 0 | 0 | 0 | 0 | 0 | 0 | 0 | 0 | 0
2147 | 4648 | 2018 | CA | Sunrise Power LLC | 55182 | X718 | 0 | OP | CT | NG | 167.7 | 0.494 | 726184 | 348572 | EIA-923 Generator File | 2001 |  | 0 | 0 | 0 | 0 | 0 | 0 | 0 | 0 | 0 | 0 | 0 | 167.7 | 0 | 0 | 0 | 0 | 0 | 0 | 0 | 0 | 0 | 0 | 0 | 0 | 0 | 0 | 0 | 0 | 0 | 0
2148 | 4649 | 2018 | CA | Sunrise Power LLC | 55182 | X719 | 0 | OP | CT | NG | 167.7 | 0.596 | 875787 | 329650 | EIA-923 Generator File | 2001 |  | 0 | 0 | 0 | 0 | 0 | 0 | 0 | 0 | 0 | 0 | 0 | 167.7 | 0 | 0 | 0 | 0 | 0 | 0 | 0 | 0 | 0 | 0 | 0 | 0 | 0 | 0 | 0 | 0 | 0 | 0
2149 | 4650 | 2018 | CA | SunSelect1 | 61754 | 1 | 0 | OP | IC | NG | 3.3 | 0.141 | 4080 | 2376 | Distributed from 923 Generation And Fuel | 2018 |  | 0 | 0 | 0 | 0 | 0 | 0 | 0 | 0 | 0 | 0 | 0 | 3.3 | 0 | 0 | 0 | 0 | 0 | 0 | 0 | 0 | 0 | 0 | 0 | 0 | 0 | 0 | 0 | 0 | 0 | 0
2150 | 4651 | 2018 | CA | SunSelect1 | 61754 | 2 | 0 | OP | IC | NG | 3.3 | 0.141 | 4080 | 2376 | Distributed from 923 Generation And Fuel | 2018 |  | 0 | 0 | 0 | 0 | 0 | 0 | 0 | 0 | 0 | 0 | 0 | 3.3 | 0 | 0 | 0 | 0 | 0 | 0 | 0 | 0 | 0 | 0 | 0 | 0 | 0 | 0 | 0 | 0 | 0 | 0
2151 | 4652 | 2018 | CA | Sunset Reservoir North Basin | 57559 | 1 | 0 | OP | PV | SUN | 4.5 | 0.175 | 6905 | 3758 | Distributed from 923 Generation And Fuel | 2010 |  | 0 | 0 | 0 | 0 | 0 | 0 | 0 | 0 | 0 | 0 | 0 | 0 | 0 | 0 | 0 | 0 | 0 | 0 | 0 | 0 | 0 | 0 | 0 | 4.5 | 0 | 0 | 0 | 0 | 0 | 0
2152 | 4653 | 2018 | CA | Sunshine Gas Producers | 58429 | 1 | 0 | OP | GT | LFG | 4.6 | 0.738 | 29748 | 12099.2 | Distributed from 923 Generation And Fuel | 2014 |  | 0 | 0 | 0 | 0 | 0 | 0 | 0 | 4.6 | 0 | 0 | 0 | 0 | 0 | 0 | 0 | 0 | 0 | 0 | 0 | 0 | 0 | 0 | 0 | 0 | 0 | 0 | 0 | 0 | 0 | 0
2153 | 4654 | 2018 | CA | Sunshine Gas Producers | 58429 | 2 | 0 | OP | GT | LFG | 4.6 | 0.738 | 29748 | 12099.2 | Distributed from 923 Generation And Fuel | 2014 |  | 0 | 0 | 0 | 0 | 0 | 0 | 0 | 4.6 | 0 | 0 | 0 | 0 | 0 | 0 | 0 | 0 | 0 | 0 | 0 | 0 | 0 | 0 | 0 | 0 | 0 | 0 | 0 | 0 | 0 | 0
2154 | 4655 | 2018 | CA | Sunshine Gas Producers | 58429 | 3 | 0 | OP | GT | LFG | 4.6 | 0.738 | 29748 | 12099.2 | Distributed from 923 Generation And Fuel | 2014 |  | 0 | 0 | 0 | 0 | 0 | 0 | 0 | 4.6 | 0 | 0 | 0 | 0 | 0 | 0 | 0 | 0 | 0 | 0 | 0 | 0 | 0 | 0 | 0 | 0 | 0 | 0 | 0 | 0 | 0 | 0
2155 | 4656 | 2018 | CA | Sunshine Gas Producers | 58429 | 4 | 0 | OP | GT | LFG | 4.6 | 0.738 | 29748 | 12099.2 | Distributed from 923 Generation And Fuel | 2014 |  | 0 | 0 | 0 | 0 | 0 | 0 | 0 | 4.6 | 0 | 0 | 0 | 0 | 0 | 0 | 0 | 0 | 0 | 0 | 0 | 0 | 0 | 0 | 0 | 0 | 0 | 0 | 0 | 0 | 0 | 0
2156 | 4657 | 2018 | CA | Sunshine Gas Producers | 58429 | 5 | 0 | OP | GT | LFG | 4.6 | 0.738 | 29748 | 12099.2 | Distributed from 923 Generation And Fuel | 2014 |  | 0 | 0 | 0 | 0 | 0 | 0 | 0 | 4.6 | 0 | 0 | 0 | 0 | 0 | 0 | 0 | 0 | 0 | 0 | 0 | 0 | 0 | 0 | 0 | 0 | 0 | 0 | 0 | 0 | 0 | 0
2157 | 4658 | 2018 | CA | Sutter Energy Center | 55112 | CT01 | 0 | OP | CT | NG | 212 | 0.202 | 375001 | 190871 | EIA-923 Generator File | 2001 |  | 0 | 0 | 0 | 0 | 0 | 0 | 0 | 0 | 0 | 0 | 0 | 212 | 0 | 0 | 0 | 0 | 0 | 0 | 0 | 0 | 0 | 0 | 0 | 0 | 0 | 0 | 0 | 0 | 0 | 0
2158 | 4659 | 2018 | CA | Sutter Energy Center | 55112 | CT02 | 0 | OP | CT | NG | 212 | 0.009 | 17142 | 17142 | EIA-923 Generator File | 2001 |  | 0 | 0 | 0 | 0 | 0 | 0 | 0 | 0 | 0 | 0 | 0 | 212 | 0 | 0 | 0 | 0 | 0 | 0 | 0 | 0 | 0 | 0 | 0 | 0 | 0 | 0 | 0 | 0 | 0 | 0
2159 | 4660 | 2018 | CA | Sutter Energy Center | 55112 | ST01 | 2 | OP | CA | NG | 212 | 0.106 | 197374 | 107677 | EIA-923 Generator File | 2001 |  | 0 | 0 | 0 | 0 | 0 | 0 | 0 | 0 | 0 | 0 | 0 | 212 | 0 | 0 | 0 | 0 | 0 | 0 | 0 | 0 | 0 | 0 | 0 | 0 | 0 | 0 | 0 | 0 | 0 | 0
2160 | 4661 | 2018 | CA | Swanmill Windfarm I | 54650 | EXI2 | 0 | OP | WT | WND | 9.1 | 0.094 | 7477.086 | 4366.54 | Distributed from 923 Generation And Fuel | 1989 |  | 0 | 0 | 0 | 0 | 0 | 0 | 0 | 0 | 0 | 0 | 0 | 0 | 0 | 0 | 0 | 0 | 0 | 0 | 0 | 0 | 0 | 0 | 0 | 0 | 0 | 0 | 0 | 0 | 0 | 9.1
2161 | 4662 | 2018 | CA | Swanmill Windfarm I | 54650 | EXIS | 0 | OP | WT | WND | 9.6 | 0.094 | 7887.914 | 4606.46 | Distributed from 923 Generation And Fuel | 1988 |  | 0 | 0 | 0 | 0 | 0 | 0 | 0 | 0 | 0 | 0 | 0 | 0 | 0 | 0 | 0 | 0 | 0 | 0 | 0 | 0 | 0 | 0 | 0 | 0 | 0 | 0 | 0 | 0 | 0 | 9.6
2162 | 4663 | 2018 | CA | Sycamore Cogeneration | 50134 | GTAG | 0 | OP | GT | NG | 75 | 0.521 | 342031 | 142818 | Distributed from 923 Generation And Fuel | 1987 |  | 0 | 0 | 0 | 0 | 0 | 0 | 0 | 0 | 0 | 0 | 0 | 75 | 0 | 0 | 0 | 0 | 0 | 0 | 0 | 0 | 0 | 0 | 0 | 0 | 0 | 0 | 0 | 0 | 0 | 0
2163 | 4664 | 2018 | CA | Sycamore Cogeneration | 50134 | GTBG | 0 | OP | GT | NG | 75 | 0.521 | 342031 | 142818 | Distributed from 923 Generation And Fuel | 1987 |  | 0 | 0 | 0 | 0 | 0 | 0 | 0 | 0 | 0 | 0 | 0 | 75 | 0 | 0 | 0 | 0 | 0 | 0 | 0 | 0 | 0 | 0 | 0 | 0 | 0 | 0 | 0 | 0 | 0 | 0
2164 | 4665 | 2018 | CA | Sycamore Cogeneration | 50134 | GTCG | 0 | OP | GT | NG | 75 | 0.521 | 342031 | 142818 | Distributed from 923 Generation And Fuel | 1987 |  | 0 | 0 | 0 | 0 | 0 | 0 | 0 | 0 | 0 | 0 | 0 | 75 | 0 | 0 | 0 | 0 | 0 | 0 | 0 | 0 | 0 | 0 | 0 | 0 | 0 | 0 | 0 | 0 | 0 | 0
2165 | 4666 | 2018 | CA | Sycamore Cogeneration | 50134 | GTDG | 0 | OP | GT | NG | 75 | 0.521 | 342031 | 142818 | Distributed from 923 Generation And Fuel | 1987 |  | 0 | 0 | 0 | 0 | 0 | 0 | 0 | 0 | 0 | 0 | 0 | 75 | 0 | 0 | 0 | 0 | 0 | 0 | 0 | 0 | 0 | 0 | 0 | 0 | 0 | 0 | 0 | 0 | 0 | 0
2166 | 4667 | 2018 | CA | Sycamore Energy 1 | 10387 | 1A | 0 | OP | GT | LFG | 1.2 | 0.392 | 4116.222 | 1706.889 | Distributed from 923 Generation And Fuel | 2011 |  | 0 | 0 | 0 | 0 | 0 | 0 | 0 | 1.2 | 0 | 0 | 0 | 0 | 0 | 0 | 0 | 0 | 0 | 0 | 0 | 0 | 0 | 0 | 0 | 0 | 0 | 0 | 0 | 0 | 0 | 0
2167 | 4668 | 2018 | CA | Sycamore Energy 1 | 10387 | 2A | 0 | OP | GT | LFG | 1.2 | 0.392 | 4116.222 | 1706.889 | Distributed from 923 Generation And Fuel | 2011 |  | 0 | 0 | 0 | 0 | 0 | 0 | 0 | 1.2 | 0 | 0 | 0 | 0 | 0 | 0 | 0 | 0 | 0 | 0 | 0 | 0 | 0 | 0 | 0 | 0 | 0 | 0 | 0 | 0 | 0 | 0
2168 | 4669 | 2018 | CA | Sycamore Energy 1 | 10387 | 3 | 0 | OP | GT | LFG | 3 | 0.392 | 10290.556 | 4267.222 | Distributed from 923 Generation And Fuel | 2004 |  | 0 | 0 | 0 | 0 | 0 | 0 | 0 | 3 | 0 | 0 | 0 | 0 | 0 | 0 | 0 | 0 | 0 | 0 | 0 | 0 | 0 | 0 | 0 | 0 | 0 | 0 | 0 | 0 | 0 | 0
2169 | 4672 | 2018 | CA | TA-Acacia, LLC | 59443 | WAS1 | 0 | OP | PV | SUN | 20 | 0.222 | 38876 | 21156 | Distributed from 923 Generation And Fuel | 2014 |  | 0 | 0 | 0 | 0 | 0 | 0 | 0 | 0 | 0 | 0 | 0 | 0 | 0 | 0 | 0 | 0 | 0 | 0 | 0 | 0 | 0 | 0 | 0 | 20 | 0 | 0 | 0 | 0 | 0 | 0
2170 | 4673 | 2018 | CA | Taft 26C Cogen | 52085 | TG1 | 0 | OP | GT | NG | 3.1 | 0.711 | 19311.25 | 8200.5 | Distributed from 923 Generation And Fuel | 1982 |  | 0 | 0 | 0 | 0 | 0 | 0 | 0 | 0 | 0 | 0 | 0 | 3.1 | 0 | 0 | 0 | 0 | 0 | 0 | 0 | 0 | 0 | 0 | 0 | 0 | 0 | 0 | 0 | 0 | 0 | 0
2171 | 4674 | 2018 | CA | Taft 26C Cogen | 52085 | TG2 | 0 | OP | GT | NG | 3.1 | 0.711 | 19311.25 | 8200.5 | Distributed from 923 Generation And Fuel | 1982 |  | 0 | 0 | 0 | 0 | 0 | 0 | 0 | 0 | 0 | 0 | 0 | 3.1 | 0 | 0 | 0 | 0 | 0 | 0 | 0 | 0 | 0 | 0 | 0 | 0 | 0 | 0 | 0 | 0 | 0 | 0
2172 | 4675 | 2018 | CA | Taft 26C Cogen | 52085 | TG3 | 0 | OP | GT | NG | 3.1 | 0.711 | 19311.25 | 8200.5 | Distributed from 923 Generation And Fuel | 1982 |  | 0 | 0 | 0 | 0 | 0 | 0 | 0 | 0 | 0 | 0 | 0 | 3.1 | 0 | 0 | 0 | 0 | 0 | 0 | 0 | 0 | 0 | 0 | 0 | 0 | 0 | 0 | 0 | 0 | 0 | 0
2173 | 4676 | 2018 | CA | Taft 26C Cogen | 52085 | TG4 | 0 | OP | GT | NG | 3.1 | 0.711 | 19311.25 | 8200.5 | Distributed from 923 Generation And Fuel | 1982 |  | 0 | 0 | 0 | 0 | 0 | 0 | 0 | 0 | 0 | 0 | 0 | 3.1 | 0 | 0 | 0 | 0 | 0 | 0 | 0 | 0 | 0 | 0 | 0 | 0 | 0 | 0 | 0 | 0 | 0 | 0
2174 | 4677 | 2018 | CA | TA-High Desert LLC | 58149 | TAHD | 0 | OP | PV | SUN | 20 | 0.321 | 56152 | 30557 | Distributed from 923 Generation And Fuel | 2013 |  | 0 | 0 | 0 | 0 | 0 | 0 | 0 | 0 | 0 | 0 | 0 | 0 | 0 | 0 | 0 | 0 | 0 | 0 | 0 | 0 | 0 | 0 | 0 | 20 | 0 | 0 | 0 | 0 | 0 | 0
2175 | 4678 | 2018 | CA | Tahquitz High School | 58232 | TAHQ | 0 | OP | PV | SUN | 1 | 0.201 | 1758 | 957 | Distributed from 923 Generation And Fuel | 2012 |  | 0 | 0 | 0 | 0 | 0 | 0 | 0 | 0 | 0 | 0 | 0 | 0 | 0 | 0 | 0 | 0 | 0 | 0 | 0 | 0 | 0 | 0 | 0 | 1 | 0 | 0 | 0 | 0 | 0 | 0
2176 | 4679 | 2018 | CA | Tajiguas Plant | 55603 | UNT1 | 0 | OP | IC | LFG | 3 | 0.939 | 24673 | 10231 | Distributed from 923 Generation And Fuel | 2000 |  | 0 | 0 | 0 | 0 | 0 | 0 | 0 | 3 | 0 | 0 | 0 | 0 | 0 | 0 | 0 | 0 | 0 | 0 | 0 | 0 | 0 | 0 | 0 | 0 | 0 | 0 | 0 | 0 | 0 | 0
2177 | 4680 | 2018 | CA | Target Shafter | 61824 | RPU2 | 0 | OP | PV | SUN | 3 | 0.221 | 5805 | 4124 | Distributed from 923 Generation And Fuel | 2018 |  | 0 | 0 | 0 | 0 | 0 | 0 | 0 | 0 | 0 | 0 | 0 | 0 | 0 | 0 | 0 | 0 | 0 | 0 | 0 | 0 | 0 | 0 | 0 | 3 | 0 | 0 | 0 | 0 | 0 | 0
2178 | 4681 | 2018 | CA | Target Woodland Solar Project | 62246 | TWSP | 0 | OP | PV | SUN | 2.3 | 0.005 | 101 | 0 | Distributed from 923 Generation And Fuel | 2018 |  | 0 | 0 | 0 | 0 | 0 | 0 | 0 | 0 | 0 | 0 | 0 | 0 | 0 | 0 | 0 | 0 | 0 | 0 | 0 | 0 | 0 | 0 | 0 | 2.3 | 0 | 0 | 0 | 0 | 0 | 0
2179 | 4682 | 2018 | CA | Taylor Farms | 59330 | TAY1 | 0 | OP | WT | WND | 1 | 0.442 | 3870 | 2260 | Distributed from 923 Generation And Fuel | 2014 |  | 0 | 0 | 0 | 0 | 0 | 0 | 0 | 0 | 0 | 0 | 0 | 0 | 0 | 0 | 0 | 0 | 0 | 0 | 0 | 0 | 0 | 0 | 0 | 0 | 0 | 0 | 0 | 0 | 0 | 1
2180 | 4683 | 2018 | CA | Taylor Farms Salinas | 58303 | TLR | 0 | OP | FC | NG | 1.1 | 0.606 | 5838 | 2572 | Distributed from 923 Generation And Fuel | 2012 |  | 0 | 0 | 0 | 0 | 0 | 0 | 0 | 0 | 0 | 0 | 0 | 1.1 | 0 | 0 | 0 | 0 | 0 | 0 | 0 | 0 | 0 | 0 | 0 | 0 | 0 | 0 | 0 | 0 | 0 | 0
2181 | 4684 | 2018 | CA | Tehachapi Energy Storage Project | 59661 | TSP1 | 0 | OP | BA | MWH | 8 | 0 | 0 | 0 | Distributed from 923 Generation And Fuel | 2016 |  | 0 | 0 | 0 | 0 | 0 | 0 | 0 | 0 | 0 | 0 | 8 | 0 | 0 | 0 | 0 | 0 | 0 | 0 | 0 | 0 | 0 | 0 | 0 | 0 | 0 | 0 | 0 | 0 | 0 | 0
2182 | 4686 | 2018 | CA | Tehachapi Wind Resource I | 10191 | EXIS | 0 | OP | WT | WND | 8.7 | 0.176 | 13412.032 | 7831.871 | Distributed from 923 Generation And Fuel | 1984 |  | 0 | 0 | 0 | 0 | 0 | 0 | 0 | 0 | 0 | 0 | 0 | 0 | 0 | 0 | 0 | 0 | 0 | 0 | 0 | 0 | 0 | 0 | 0 | 0 | 0 | 0 | 0 | 0 | 0 | 8.7
2183 | 4688 | 2018 | CA | Tehachapi Wind Resource II | 54909 | EXI2 | 0 | OP | WT | WND | 8.3 | 0.252 | 18351.717 | 10716.475 | Distributed from 923 Generation And Fuel | 2002 |  | 0 | 0 | 0 | 0 | 0 | 0 | 0 | 0 | 0 | 0 | 0 | 0 | 0 | 0 | 0 | 0 | 0 | 0 | 0 | 0 | 0 | 0 | 0 | 0 | 0 | 0 | 0 | 0 | 0 | 8.3
2184 | 4689 | 2018 | CA | Tehachapi Wind Resource II | 54909 | EXIS | 0 | OP | WT | WND | 13.6 | 0.252 | 30070.283 | 17559.525 | Distributed from 923 Generation And Fuel | 1997 |  | 0 | 0 | 0 | 0 | 0 | 0 | 0 | 0 | 0 | 0 | 0 | 0 | 0 | 0 | 0 | 0 | 0 | 0 | 0 | 0 | 0 | 0 | 0 | 0 | 0 | 0 | 0 | 0 | 0 | 13.6
2185 | 4691 | 2018 | CA | Teichert Materials-Teichert Vernalis | 57594 | WTG1 | 0 | OP | WT | WND | 1 | 0.219 | 1920 | 1121 | Distributed from 923 Generation And Fuel | 2010 |  | 0 | 0 | 0 | 0 | 0 | 0 | 0 | 0 | 0 | 0 | 0 | 0 | 0 | 0 | 0 | 0 | 0 | 0 | 0 | 0 | 0 | 0 | 0 | 0 | 0 | 0 | 0 | 0 | 0 | 1
2186 | 4693 | 2018 | CA | Temescal | 479 | 1 | 0 | OP | HY | WAT | 2.9 | 0.197 | 4998 | 2677 | Distributed from 923 Generation And Fuel | 1983 |  | 0 | 0 | 0 | 0 | 0 | 0 | 0 | 0 | 0 | 0 | 0 | 0 | 0 | 0 | 0 | 0 | 0 | 0 | 0 | 0 | 0 | 0 | 0 | 0 | 2.9 | 0 | 0 | 0 | 0 | 0
2187 | 4694 | 2018 | CA | Temescal Canyon RV, LLC | 57656 | 1 | 0 | OP | PV | SUN | 1.5 | 0.168 | 2201 | 1198 | Distributed from 923 Generation And Fuel | 2011 |  | 0 | 0 | 0 | 0 | 0 | 0 | 0 | 0 | 0 | 0 | 0 | 0 | 0 | 0 | 0 | 0 | 0 | 0 | 0 | 0 | 0 | 0 | 0 | 1.5 | 0 | 0 | 0 | 0 | 0 | 0
2188 | 4695 | 2018 | CA | Tequesquite Landfill Solar PV Project | 60035 | RPU1 | 0 | OP | PV | SUN | 7.3 | 0.232 | 14850 | 8081 | Distributed from 923 Generation And Fuel | 2015 |  | 0 | 0 | 0 | 0 | 0 | 0 | 0 | 0 | 0 | 0 | 0 | 0 | 0 | 0 | 0 | 0 | 0 | 0 | 0 | 0 | 0 | 0 | 0 | 7.3 | 0 | 0 | 0 | 0 | 0 | 0
2189 | 4696 | 2018 | CA | Terminus Hydroelectric Project | 54343 | GEN1 | 0 | OP | HY | WAT | 20.1 | 0.161 | 28348 | 15181 | Distributed from 923 Generation And Fuel | 1990 |  | 0 | 0 | 0 | 0 | 0 | 0 | 0 | 0 | 0 | 0 | 0 | 0 | 0 | 0 | 0 | 0 | 0 | 0 | 0 | 0 | 0 | 0 | 0 | 0 | 20.1 | 0 | 0 | 0 | 0 | 0
2190 | 4697 | 2018 | CA | Terra Francesco | 59541 | 3 | 0 | OP | PV | SUN | 1.5 | 0.185 | 2428 | 1321 | Distributed from 923 Generation And Fuel | 2015 |  | 0 | 0 | 0 | 0 | 0 | 0 | 0 | 0 | 0 | 0 | 0 | 0 | 0 | 0 | 0 | 0 | 0 | 0 | 0 | 0 | 0 | 0 | 0 | 1.5 | 0 | 0 | 0 | 0 | 0 | 0
2191 | 4698 | 2018 | CA | Terra-Gen 251 Wind LLC | 52161 | WGNS | 0 | OP | WT | WND | 18.4 | 0.126 | 20381 | 11902 | Distributed from 923 Generation And Fuel | 1987 |  | 0 | 0 | 0 | 0 | 0 | 0 | 0 | 0 | 0 | 0 | 0 | 0 | 0 | 0 | 0 | 0 | 0 | 0 | 0 | 0 | 0 | 0 | 0 | 0 | 0 | 0 | 0 | 0 | 0 | 18.4
2192 | 4699 | 2018 | CA | Terra-Gen VG Wind LLC | 56570 | WGNS | 0 | OP | WT | WND | 7.4 | 0.171 | 11114 | 6490 | Distributed from 923 Generation And Fuel | 1984 |  | 0 | 0 | 0 | 0 | 0 | 0 | 0 | 0 | 0 | 0 | 0 | 0 | 0 | 0 | 0 | 0 | 0 | 0 | 0 | 0 | 0 | 0 | 0 | 0 | 0 | 0 | 0 | 0 | 0 | 7.4
2193 | 4706 | 2018 | CA | Tesoro Wilmington Calciner | 10601 | GEN1 | 0 | OP | ST | WH | 34 | 0.695 | 206935 | 100816 | Distributed from 923 Generation And Fuel | 1982 |  | 0 | 0 | 0 | 0 | 0 | 0 | 0 | 0 | 0 | 0 | 0 | 0 | 0 | 0 | 0 | 0 | 0 | 0 | 0 | 0 | 0 | 0 | 0 | 0 | 0 | 0 | 0 | 0 | 34 | 0
2194 | 4712 | 2018 | CA | Thermalito Diverson Dam | 7129 | TD1 | 0 | OP | HY | WAT | 3.4 | 0.687 | 20461 | 10958 | Distributed from 923 Generation And Fuel | 1987 |  | 0 | 0 | 0 | 0 | 0 | 0 | 0 | 0 | 0 | 0 | 0 | 0 | 0 | 0 | 0 | 0 | 0 | 0 | 0 | 0 | 0 | 0 | 0 | 0 | 3.4 | 0 | 0 | 0 | 0 | 0
2195 | 4714 | 2018 | CA | Three Forks Water Power Project | 54308 | 1 | 0 | OP | HY | WAT | 1.3 | 0.491 | 5594 | 2996 | Distributed from 923 Generation And Fuel | 1984 |  | 0 | 0 | 0 | 0 | 0 | 0 | 0 | 0 | 0 | 0 | 0 | 0 | 0 | 0 | 0 | 0 | 0 | 0 | 0 | 0 | 0 | 0 | 0 | 0 | 1.3 | 0 | 0 | 0 | 0 | 0
2196 | 4715 | 2018 | CA | THUMS | 56051 | GEN1 | 0 | OP | GT | NG | 57.4 | 0.695 | 349699 | 141661 | Distributed from 923 Generation And Fuel | 2003 |  | 0 | 0 | 0 | 0 | 0 | 0 | 0 | 0 | 0 | 0 | 0 | 57.4 | 0 | 0 | 0 | 0 | 0 | 0 | 0 | 0 | 0 | 0 | 0 | 0 | 0 | 0 | 0 | 0 | 0 | 0
2197 | 4717 | 2018 | CA | Tiger Creek | 287 | H1 | 0 | OP | HY | WAT | 25.5 | 0.497 | 111109.167 | 59502.931 | Distributed from 923 Generation And Fuel | 1931 |  | 0 | 0 | 0 | 0 | 0 | 0 | 0 | 0 | 0 | 0 | 0 | 0 | 0 | 0 | 0 | 0 | 0 | 0 | 0 | 0 | 0 | 0 | 0 | 0 | 25.5 | 0 | 0 | 0 | 0 | 0
2198 | 4718 | 2018 | CA | Tiger Creek | 287 | H2 | 0 | OP | HY | WAT | 26.7 | 0.497 | 116337.833 | 62303.069 | Distributed from 923 Generation And Fuel | 1931 |  | 0 | 0 | 0 | 0 | 0 | 0 | 0 | 0 | 0 | 0 | 0 | 0 | 0 | 0 | 0 | 0 | 0 | 0 | 0 | 0 | 0 | 0 | 0 | 0 | 26.7 | 0 | 0 | 0 | 0 | 0
2199 | 4719 | 2018 | CA | Toadtown | 714 | 1 | 0 | OP | HY | WAT | 1.8 | 0.224 | 3534 | 1893 | Distributed from 923 Generation And Fuel | 1986 |  | 0 | 0 | 0 | 0 | 0 | 0 | 0 | 0 | 0 | 0 | 0 | 0 | 0 | 0 | 0 | 0 | 0 | 0 | 0 | 0 | 0 | 0 | 0 | 0 | 1.8 | 0 | 0 | 0 | 0 | 0
2200 | 4721 | 2018 | CA | Topaz Solar Farm | 57695 | TPZ1 | 0 | OP | PV | SUN | 129.8 | 0.26 | 295916.308 | 145654.475 | Distributed from 923 Generation And Fuel | 2013 |  | 0 | 0 | 0 | 0 | 0 | 0 | 0 | 0 | 0 | 0 | 0 | 0 | 0 | 0 | 0 | 0 | 0 | 0 | 0 | 0 | 0 | 0 | 0 | 129.8 | 0 | 0 | 0 | 0 | 0 | 0
2201 | 4722 | 2018 | CA | Topaz Solar Farm | 57695 | TPZ2 | 0 | OP | PV | SUN | 151.2 | 0.26 | 344703.742 | 169668.387 | Distributed from 923 Generation And Fuel | 2013 |  | 0 | 0 | 0 | 0 | 0 | 0 | 0 | 0 | 0 | 0 | 0 | 0 | 0 | 0 | 0 | 0 | 0 | 0 | 0 | 0 | 0 | 0 | 0 | 151.2 | 0 | 0 | 0 | 0 | 0 | 0
2202 | 4723 | 2018 | CA | Topaz Solar Farm | 57695 | TPZ3 | 0 | OP | PV | SUN | 102.1 | 0.26 | 232766.217 | 114571.047 | Distributed from 923 Generation And Fuel | 2014 |  | 0 | 0 | 0 | 0 | 0 | 0 | 0 | 0 | 0 | 0 | 0 | 0 | 0 | 0 | 0 | 0 | 0 | 0 | 0 | 0 | 0 | 0 | 0 | 102.1 | 0 | 0 | 0 | 0 | 0 | 0
2203 | 4724 | 2018 | CA | Topaz Solar Farm | 57695 | TPZ4 | 0 | OP | PV | SUN | 90.3 | 0.26 | 205864.735 | 101329.731 | Distributed from 923 Generation And Fuel | 2014 |  | 0 | 0 | 0 | 0 | 0 | 0 | 0 | 0 | 0 | 0 | 0 | 0 | 0 | 0 | 0 | 0 | 0 | 0 | 0 | 0 | 0 | 0 | 0 | 90.3 | 0 | 0 | 0 | 0 | 0 | 0
2204 | 4725 | 2018 | CA | Topaz Solar Farm | 57695 | TPZ5 | 0 | OP | PV | SUN | 112.5 | 0.26 | 256475.998 | 126241.359 | Distributed from 923 Generation And Fuel | 2014 |  | 0 | 0 | 0 | 0 | 0 | 0 | 0 | 0 | 0 | 0 | 0 | 0 | 0 | 0 | 0 | 0 | 0 | 0 | 0 | 0 | 0 | 0 | 0 | 112.5 | 0 | 0 | 0 | 0 | 0 | 0
2205 | 4726 | 2018 | CA | Torrance Refining Company, LLC | 50624 | EXP1 | 0 | OP | ST | WH | 7.5 | 0.31 | 20369.216 | 8197.948 | Distributed from 923 Generation And Fuel | 1983 |  | 0 | 0 | 0 | 0 | 0 | 0 | 0 | 0 | 0 | 0 | 0 | 0 | 0 | 0 | 0 | 0 | 0 | 0 | 0 | 0 | 0 | 0 | 0 | 0 | 0 | 0 | 0 | 0 | 7.5 | 0
2206 | 4727 | 2018 | CA | Torrance Refining Company, LLC | 50624 | GTG1 | 0 | OP | GT | PRG | 22.5 | 0.762 | 150175 | 60791 | Distributed from 923 Generation And Fuel | 1988 |  | 0 | 0 | 0 | 0 | 0 | 0 | 0 | 0 | 0 | 0 | 0 | 0 | 0 | 0 | 0 | 0 | 0 | 0 | 0 | 22.5 | 0 | 0 | 0 | 0 | 0 | 0 | 0 | 0 | 0 | 0
2207 | 4728 | 2018 | CA | Torrance Refining Company, LLC | 50624 | STG1 | 0 | OP | ST | WH | 19.3 | 0.31 | 52416.784 | 21096.052 | Distributed from 923 Generation And Fuel | 1988 |  | 0 | 0 | 0 | 0 | 0 | 0 | 0 | 0 | 0 | 0 | 0 | 0 | 0 | 0 | 0 | 0 | 0 | 0 | 0 | 0 | 0 | 0 | 0 | 0 | 0 | 0 | 0 | 0 | 19.3 | 0
2208 | 4729 | 2018 | CA | Total Energy Facilities | 10091 | G2 | 0 | OP | CT | OBG | 9.9 | 0.538 | 46620 | 19629 | EIA-923 Generator File | 2003 |  | 0 | 0 | 0 | 0 | 0 | 0 | 0 | 0 | 0 | 0 | 0 | 0 | 0 | 9.9 | 0 | 0 | 0 | 0 | 0 | 0 | 0 | 0 | 0 | 0 | 0 | 0 | 0 | 0 | 0 | 0
2209 | 4730 | 2018 | CA | Total Energy Facilities | 10091 | G3 | 0 | OP | CT | OBG | 9.9 | 0.393 | 34057 | 15973 | EIA-923 Generator File | 2001 |  | 0 | 0 | 0 | 0 | 0 | 0 | 0 | 0 | 0 | 0 | 0 | 0 | 0 | 9.9 | 0 | 0 | 0 | 0 | 0 | 0 | 0 | 0 | 0 | 0 | 0 | 0 | 0 | 0 | 0 | 0
2210 | 4731 | 2018 | CA | Total Energy Facilities | 10091 | GEN1 | 0 | OP | CT | OBG | 9.9 | 0.545 | 47297 | 17759 | EIA-923 Generator File | 1986 |  | 0 | 0 | 0 | 0 | 0 | 0 | 0 | 0 | 0 | 0 | 0 | 0 | 0 | 9.9 | 0 | 0 | 0 | 0 | 0 | 0 | 0 | 0 | 0 | 0 | 0 | 0 | 0 | 0 | 0 | 0
2211 | 4732 | 2018 | CA | Total Energy Facilities | 10091 | GEN4 | 0 | OP | CA | OBG | 8.7 | 0.394 | 30028 | 12158 | EIA-923 Generator File | 1986 |  | 0 | 0 | 0 | 0 | 0 | 0 | 0 | 0 | 0 | 0 | 0 | 0 | 0 | 8.7 | 0 | 0 | 0 | 0 | 0 | 0 | 0 | 0 | 0 | 0 | 0 | 0 | 0 | 0 | 0 | 0
2212 | 4735 | 2018 | CA | TPC Windfarms LLC | 54647 | EXIS | 0 | OP | WT | WND | 28.7 | 0.256 | 64439 | 37630 | Distributed from 923 Generation And Fuel | 1986 |  | 0 | 0 | 0 | 0 | 0 | 0 | 0 | 0 | 0 | 0 | 0 | 0 | 0 | 0 | 0 | 0 | 0 | 0 | 0 | 0 | 0 | 0 | 0 | 0 | 0 | 0 | 0 | 0 | 0 | 28.7
2213 | 4736 | 2018 | CA | Tracy Combined Cycle Power Plant | 55933 | TCC1 | 2 | OP | CA | NG | 167.3 | 0.234 | 342349 | 139463 | EIA-923 Generator File | 2012 |  | 0 | 0 | 0 | 0 | 0 | 0 | 0 | 0 | 0 | 0 | 0 | 167.3 | 0 | 0 | 0 | 0 | 0 | 0 | 0 | 0 | 0 | 0 | 0 | 0 | 0 | 0 | 0 | 0 | 0 | 0
2214 | 4737 | 2018 | CA | Tracy Combined Cycle Power Plant | 55933 | TPP1 | 0 | OP | CT | NG | 84.4 | 0.363 | 268299 | 106252 | EIA-923 Generator File | 2003 |  | 0 | 0 | 0 | 0 | 0 | 0 | 0 | 0 | 0 | 0 | 0 | 84.4 | 0 | 0 | 0 | 0 | 0 | 0 | 0 | 0 | 0 | 0 | 0 | 0 | 0 | 0 | 0 | 0 | 0 | 0
2215 | 4738 | 2018 | CA | Tracy Combined Cycle Power Plant | 55933 | TPP2 | 0 | OP | CT | NG | 84.4 | 0.349 | 257735 | 95083 | EIA-923 Generator File | 2003 |  | 0 | 0 | 0 | 0 | 0 | 0 | 0 | 0 | 0 | 0 | 0 | 84.4 | 0 | 0 | 0 | 0 | 0 | 0 | 0 | 0 | 0 | 0 | 0 | 0 | 0 | 0 | 0 | 0 | 0 | 0
2216 | 4739 | 2018 | CA | Transamerica Pyramid | 58619 | 1 | 0 | OP | IC | NG | 0.5 | 0.354 | 1549 | 682.5 | Distributed from 923 Generation And Fuel | 2007 |  | 0 | 0 | 0 | 0 | 0 | 0 | 0 | 0 | 0 | 0 | 0 | 0.5 | 0 | 0 | 0 | 0 | 0 | 0 | 0 | 0 | 0 | 0 | 0 | 0 | 0 | 0 | 0 | 0 | 0 | 0
2217 | 4740 | 2018 | CA | Transamerica Pyramid | 58619 | 2 | 0 | OP | IC | NG | 0.5 | 0.354 | 1549 | 682.5 | Distributed from 923 Generation And Fuel | 2007 |  | 0 | 0 | 0 | 0 | 0 | 0 | 0 | 0 | 0 | 0 | 0 | 0.5 | 0 | 0 | 0 | 0 | 0 | 0 | 0 | 0 | 0 | 0 | 0 | 0 | 0 | 0 | 0 | 0 | 0 | 0
2218 | 4742 | 2018 | CA | Trinity | 451 | 1 | 0 | OP | HY | WAT | 70 | 0.225 | 137710.5 | 91694.5 | Distributed from 923 Generation And Fuel | 1964 |  | 0 | 0 | 0 | 0 | 0 | 0 | 0 | 0 | 0 | 0 | 0 | 0 | 0 | 0 | 0 | 0 | 0 | 0 | 0 | 0 | 0 | 0 | 0 | 0 | 70 | 0 | 0 | 0 | 0 | 0
2219 | 4743 | 2018 | CA | Trinity | 451 | 2 | 0 | OP | HY | WAT | 70 | 0.225 | 137710.5 | 91694.5 | Distributed from 923 Generation And Fuel | 1964 |  | 0 | 0 | 0 | 0 | 0 | 0 | 0 | 0 | 0 | 0 | 0 | 0 | 0 | 0 | 0 | 0 | 0 | 0 | 0 | 0 | 0 | 0 | 0 | 0 | 70 | 0 | 0 | 0 | 0 | 0
2220 | 4744 | 2018 | CA | Tropico Solar PV Plant | 59599 | GEN1 | 0 | OP | PV | SUN | 14 | 0.287 | 35195 | 19153 | Distributed from 923 Generation And Fuel | 2016 |  | 0 | 0 | 0 | 0 | 0 | 0 | 0 | 0 | 0 | 0 | 0 | 0 | 0 | 0 | 0 | 0 | 0 | 0 | 0 | 0 | 0 | 0 | 0 | 14 | 0 | 0 | 0 | 0 | 0 | 0
2221 | 4745 | 2018 | CA | Tulare 1 and 2 | 58642 | 1 | 0 | OP | PV | SUN | 1.5 | 0.203 | 2663 | 1449 | Distributed from 923 Generation And Fuel | 2014 |  | 0 | 0 | 0 | 0 | 0 | 0 | 0 | 0 | 0 | 0 | 0 | 0 | 0 | 0 | 0 | 0 | 0 | 0 | 0 | 0 | 0 | 0 | 0 | 1.5 | 0 | 0 | 0 | 0 | 0 | 0
2222 | 4746 | 2018 | CA | Tulare 1 and 2 | 58642 | 2 | 0 | OP | PV | SUN | 1.5 | 0.203 | 2663 | 1449 | Distributed from 923 Generation And Fuel | 2014 |  | 0 | 0 | 0 | 0 | 0 | 0 | 0 | 0 | 0 | 0 | 0 | 0 | 0 | 0 | 0 | 0 | 0 | 0 | 0 | 0 | 0 | 0 | 0 | 1.5 | 0 | 0 | 0 | 0 | 0 | 0
2223 | 4751 | 2018 | CA | Tule Wind LLC | 57913 | 1 | 0 | OP | WT | WND | 143 | 0.25 | 312977 | 116644 | Distributed from 923 Generation And Fuel | 2017 |  | 0 | 0 | 0 | 0 | 0 | 0 | 0 | 0 | 0 | 0 | 0 | 0 | 0 | 0 | 0 | 0 | 0 | 0 | 0 | 0 | 0 | 0 | 0 | 0 | 0 | 0 | 0 | 0 | 0 | 143
2224 | 4752 | 2018 | CA | Tulloch | 416 | 1 | 0 | OP | HY | WAT | 8.5 | 0.533 | 39665.145 | 21242.273 | Distributed from 923 Generation And Fuel | 1958 |  | 0 | 0 | 0 | 0 | 0 | 0 | 0 | 0 | 0 | 0 | 0 | 0 | 0 | 0 | 0 | 0 | 0 | 0 | 0 | 0 | 0 | 0 | 0 | 0 | 8.5 | 0 | 0 | 0 | 0 | 0
2225 | 4753 | 2018 | CA | Tulloch | 416 | 2 | 0 | OP | HY | WAT | 8.5 | 0.533 | 39665.145 | 21242.273 | Distributed from 923 Generation And Fuel | 1958 |  | 0 | 0 | 0 | 0 | 0 | 0 | 0 | 0 | 0 | 0 | 0 | 0 | 0 | 0 | 0 | 0 | 0 | 0 | 0 | 0 | 0 | 0 | 0 | 0 | 8.5 | 0 | 0 | 0 | 0 | 0
2226 | 4754 | 2018 | CA | Tulloch | 416 | 3 | 0 | OP | HY | WAT | 7.2 | 0.533 | 33598.711 | 17993.455 | Distributed from 923 Generation And Fuel | 2012 |  | 0 | 0 | 0 | 0 | 0 | 0 | 0 | 0 | 0 | 0 | 0 | 0 | 0 | 0 | 0 | 0 | 0 | 0 | 0 | 0 | 0 | 0 | 0 | 0 | 7.2 | 0 | 0 | 0 | 0 | 0
2227 | 4756 | 2018 | CA | Turlock Lake | 161 | 1 | 0 | OP | HY | WAT | 1.1 | 0.306 | 2945.667 | 1577.667 | Distributed from 923 Generation And Fuel | 1980 |  | 0 | 0 | 0 | 0 | 0 | 0 | 0 | 0 | 0 | 0 | 0 | 0 | 0 | 0 | 0 | 0 | 0 | 0 | 0 | 0 | 0 | 0 | 0 | 0 | 1.1 | 0 | 0 | 0 | 0 | 0
2228 | 4757 | 2018 | CA | Turlock Lake | 161 | 2 | 0 | OP | HY | WAT | 1.1 | 0.306 | 2945.667 | 1577.667 | Distributed from 923 Generation And Fuel | 1980 |  | 0 | 0 | 0 | 0 | 0 | 0 | 0 | 0 | 0 | 0 | 0 | 0 | 0 | 0 | 0 | 0 | 0 | 0 | 0 | 0 | 0 | 0 | 0 | 0 | 1.1 | 0 | 0 | 0 | 0 | 0
2229 | 4758 | 2018 | CA | Turlock Lake | 161 | 3 | 0 | OP | HY | WAT | 1.1 | 0.306 | 2945.667 | 1577.667 | Distributed from 923 Generation And Fuel | 1980 |  | 0 | 0 | 0 | 0 | 0 | 0 | 0 | 0 | 0 | 0 | 0 | 0 | 0 | 0 | 0 | 0 | 0 | 0 | 0 | 0 | 0 | 0 | 0 | 0 | 1.1 | 0 | 0 | 0 | 0 | 0
2230 | 4759 | 2018 | CA | UC Davis South Campus | 59872 | UCD1 | 0 | OP | PV | SUN | 13 | 0.271 | 30821 | 16772 | Distributed from 923 Generation And Fuel | 2015 |  | 0 | 0 | 0 | 0 | 0 | 0 | 0 | 0 | 0 | 0 | 0 | 0 | 0 | 0 | 0 | 0 | 0 | 0 | 0 | 0 | 0 | 0 | 0 | 13 | 0 | 0 | 0 | 0 | 0 | 0
2231 | 4760 | 2018 | CA | UC Merced Solar | 61995 | UCMBA | 0 | OP | BA | MWH | 0.5 | 0 | -1 | 0 | Distributed from 923 Generation And Fuel | 2018 |  | 0 | 0 | 0 | 0 | 0 | 0 | 0 | 0 | 0 | 0 | 0.5 | 0 | 0 | 0 | 0 | 0 | 0 | 0 | 0 | 0 | 0 | 0 | 0 | 0 | 0 | 0 | 0 | 0 | 0 | 0
2232 | 4761 | 2018 | CA | UC Merced Solar | 61995 | UCMPV | 0 | OP | PV | SUN | 4.5 | 0.006 | 221 | 0 | Distributed from 923 Generation And Fuel | 2018 |  | 0 | 0 | 0 | 0 | 0 | 0 | 0 | 0 | 0 | 0 | 0 | 0 | 0 | 0 | 0 | 0 | 0 | 0 | 0 | 0 | 0 | 0 | 0 | 4.5 | 0 | 0 | 0 | 0 | 0 | 0
2233 | 4762 | 2018 | CA | UC Riverside Lots 30 & 32 | 62016 | UCRIV | 0 | OP | PV | SUN | 4 | 0.198 | 6924 | 3768 | Distributed from 923 Generation And Fuel | 2017 |  | 0 | 0 | 0 | 0 | 0 | 0 | 0 | 0 | 0 | 0 | 0 | 0 | 0 | 0 | 0 | 0 | 0 | 0 | 0 | 0 | 0 | 0 | 0 | 4 | 0 | 0 | 0 | 0 | 0 | 0
2234 | 4763 | 2018 | CA | UCI Facilities Management Central Plant | 57122 | CTG1 | 0 | OP | CT | NG | 13.5 | 0.811 | 95898 | 43797 | EIA-923 Generator File | 2007 |  | 0 | 0 | 0 | 0 | 0 | 0 | 0 | 0 | 0 | 0 | 0 | 13.5 | 0 | 0 | 0 | 0 | 0 | 0 | 0 | 0 | 0 | 0 | 0 | 0 | 0 | 0 | 0 | 0 | 0 | 0
2235 | 4764 | 2018 | CA | UCI Facilities Management Central Plant | 57122 | STG1 | 0 | OP | CA | NG | 5.5 | 0.095 | 4597 | 3165 | EIA-923 Generator File | 2007 |  | 0 | 0 | 0 | 0 | 0 | 0 | 0 | 0 | 0 | 0 | 0 | 5.5 | 0 | 0 | 0 | 0 | 0 | 0 | 0 | 0 | 0 | 0 | 0 | 0 | 0 | 0 | 0 | 0 | 0 | 0
2236 | 4765 | 2018 | CA | UCI Fuel Cell | 60120 | MB-16 | 0 | OP | FC | NG | 1.4 | 0.675 | 8284 | 3650 | Distributed from 923 Generation And Fuel | 2015 |  | 0 | 0 | 0 | 0 | 0 | 0 | 0 | 0 | 0 | 0 | 0 | 1.4 | 0 | 0 | 0 | 0 | 0 | 0 | 0 | 0 | 0 | 0 | 0 | 0 | 0 | 0 | 0 | 0 | 0 | 0
2237 | 4766 | 2018 | CA | UCLA So Campus Cogen Project | 52073 | GEN1 | 0 | OP | CT | NG | 14.5 | 0.842 | 106994 | 41599 | EIA-923 Generator File | 1993 |  | 0 | 0 | 0 | 0 | 0 | 0 | 0 | 0 | 0 | 0 | 0 | 14.5 | 0 | 0 | 0 | 0 | 0 | 0 | 0 | 0 | 0 | 0 | 0 | 0 | 0 | 0 | 0 | 0 | 0 | 0
2238 | 4767 | 2018 | CA | UCLA So Campus Cogen Project | 52073 | GEN2 | 0 | OP | CT | NG | 14.5 | 0.884 | 112282 | 46624 | EIA-923 Generator File | 1993 |  | 0 | 0 | 0 | 0 | 0 | 0 | 0 | 0 | 0 | 0 | 0 | 14.5 | 0 | 0 | 0 | 0 | 0 | 0 | 0 | 0 | 0 | 0 | 0 | 0 | 0 | 0 | 0 | 0 | 0 | 0
2239 | 4768 | 2018 | CA | UCLA So Campus Cogen Project | 52073 | GEN3 | 2 | OP | CA | NG | 14 | 0.575 | 70458 | 32009 | EIA-923 Generator File | 1993 |  | 0 | 0 | 0 | 0 | 0 | 0 | 0 | 0 | 0 | 0 | 0 | 14 | 0 | 0 | 0 | 0 | 0 | 0 | 0 | 0 | 0 | 0 | 0 | 0 | 0 | 0 | 0 | 0 | 0 | 0
2240 | 4769 | 2018 | CA | UCSD Fuel Cell Plant | 57735 | UCSD | 0 | OP | FC | NG | 3 | 0.751 | 19731 | 8694 | Distributed from 923 Generation And Fuel | 2011 |  | 0 | 0 | 0 | 0 | 0 | 0 | 0 | 0 | 0 | 0 | 0 | 3 | 0 | 0 | 0 | 0 | 0 | 0 | 0 | 0 | 0 | 0 | 0 | 0 | 0 | 0 | 0 | 0 | 0 | 0
2241 | 4770 | 2018 | CA | Union Valley | 6612 | 1 | 0 | OP | HY | WAT | 38.6 | 0.262 | 88432 | 47359 | Distributed from 923 Generation And Fuel | 1963 |  | 0 | 0 | 0 | 0 | 0 | 0 | 0 | 0 | 0 | 0 | 0 | 0 | 0 | 0 | 0 | 0 | 0 | 0 | 0 | 0 | 0 | 0 | 0 | 0 | 38.6 | 0 | 0 | 0 | 0 | 0
2242 | 4771 | 2018 | CA | Univ of Calif Santa Cruz Cogeneration | 50064 | 003 | 0 | OP | GT | NG | 4.4 | 0.813 | 31321 | 13801 | Distributed from 923 Generation And Fuel | 2015 |  | 0 | 0 | 0 | 0 | 0 | 0 | 0 | 0 | 0 | 0 | 0 | 4.4 | 0 | 0 | 0 | 0 | 0 | 0 | 0 | 0 | 0 | 0 | 0 | 0 | 0 | 0 | 0 | 0 | 0 | 0
2243 | 4774 | 2018 | CA | Univ of California San Diego Solar | 57856 | SGU1 | 0 | OP | PV | SUN | 1.2 | 0.332 | 3492 | 1900 | Distributed from 923 Generation And Fuel | 2008 |  | 0 | 0 | 0 | 0 | 0 | 0 | 0 | 0 | 0 | 0 | 0 | 0 | 0 | 0 | 0 | 0 | 0 | 0 | 0 | 0 | 0 | 0 | 0 | 1.2 | 0 | 0 | 0 | 0 | 0 | 0
2244 | 4775 | 2018 | CA | Univ of San Francisco Cogen | 50089 | S-17 | 0 | OP | IC | NG | 1.5 | 0.299 | 3928 | 1731 | Distributed from 923 Generation And Fuel | 1987 |  | 0 | 0 | 0 | 0 | 0 | 0 | 0 | 0 | 0 | 0 | 0 | 1.5 | 0 | 0 | 0 | 0 | 0 | 0 | 0 | 0 | 0 | 0 | 0 | 0 | 0 | 0 | 0 | 0 | 0 | 0
2245 | 4776 | 2018 | CA | University of California San Diego | 57584 | BS1 | 0 | OP | BA | MWH | 2.5 | -0.008 | -182 | -85 | Distributed from 923 Generation And Fuel | 2015 |  | 0 | 0 | 0 | 0 | 0 | 0 | 0 | 0 | 0 | 0 | 2.5 | 0 | 0 | 0 | 0 | 0 | 0 | 0 | 0 | 0 | 0 | 0 | 0 | 0 | 0 | 0 | 0 | 0 | 0 | 0
2246 | 4777 | 2018 | CA | University of California San Diego | 57584 | NT2 | 0 | OP | CT | NG | 15 | 0.765 | 100528 | 46998 | EIA-923 Generator File | 2001 |  | 0 | 0 | 0 | 0 | 0 | 0 | 0 | 0 | 0 | 0 | 0 | 15 | 0 | 0 | 0 | 0 | 0 | 0 | 0 | 0 | 0 | 0 | 0 | 0 | 0 | 0 | 0 | 0 | 0 | 0
2247 | 4778 | 2018 | CA | University of California San Diego | 57584 | ST1 | 0 | OP | CT | NG | 15 | 0.765 | 100528 | 46998 | EIA-923 Generator File | 2001 |  | 0 | 0 | 0 | 0 | 0 | 0 | 0 | 0 | 0 | 0 | 0 | 15 | 0 | 0 | 0 | 0 | 0 | 0 | 0 | 0 | 0 | 0 | 0 | 0 | 0 | 0 | 0 | 0 | 0 | 0
2248 | 4779 | 2018 | CA | University of California San Diego | 57584 | STG | 2 | OP | CA | NG | 3 | 0.21 | 5506 | 2662 | EIA-923 Generator File | 2001 |  | 0 | 0 | 0 | 0 | 0 | 0 | 0 | 0 | 0 | 0 | 0 | 3 | 0 | 0 | 0 | 0 | 0 | 0 | 0 | 0 | 0 | 0 | 0 | 0 | 0 | 0 | 0 | 0 | 0 | 0
2249 | 4780 | 2018 | CA | Upper Dawson | 489 | 1 | 0 | OP | HY | WAT | 4.4 | 0.289 | 11126 | 5958 | Distributed from 923 Generation And Fuel | 1983 |  | 0 | 0 | 0 | 0 | 0 | 0 | 0 | 0 | 0 | 0 | 0 | 0 | 0 | 0 | 0 | 0 | 0 | 0 | 0 | 0 | 0 | 0 | 0 | 0 | 4.4 | 0 | 0 | 0 | 0 | 0
2250 | 4781 | 2018 | CA | Upper Gorge | 407 | 1 | 0 | OP | HY | WAT | 37.5 | 0.23 | 75414 | 40387 | Distributed from 923 Generation And Fuel | 1953 |  | 0 | 0 | 0 | 0 | 0 | 0 | 0 | 0 | 0 | 0 | 0 | 0 | 0 | 0 | 0 | 0 | 0 | 0 | 0 | 0 | 0 | 0 | 0 | 0 | 37.5 | 0 | 0 | 0 | 0 | 0
2251 | 4782 | 2018 | CA | US Borax | 50115 | GEN1 | 0 | OP | GT | NG | 48.2 | 0.669 | 282302 | 124050 | Distributed from 923 Generation And Fuel | 1984 |  | 0 | 0 | 0 | 0 | 0 | 0 | 0 | 0 | 0 | 0 | 0 | 48.2 | 0 | 0 | 0 | 0 | 0 | 0 | 0 | 0 | 0 | 0 | 0 | 0 | 0 | 0 | 0 | 0 | 0 | 0
2252 | 4783 | 2018 | CA | US GSA - Sacramento | 60846 | PV1 | 0 | OP | PV | SUN | 1.1 | 0.19 | 1827 | 1119 | Distributed from 923 Generation And Fuel | 2018 |  | 0 | 0 | 0 | 0 | 0 | 0 | 0 | 0 | 0 | 0 | 0 | 0 | 0 | 0 | 0 | 0 | 0 | 0 | 0 | 0 | 0 | 0 | 0 | 1.1 | 0 | 0 | 0 | 0 | 0 | 0
2253 | 4784 | 2018 | CA | USG 1 | 61682 | USG1 | 0 | OP | PV | SUN | 1 | 0.188 | 1643 | 894 | Distributed from 923 Generation And Fuel | 2014 |  | 0 | 0 | 0 | 0 | 0 | 0 | 0 | 0 | 0 | 0 | 0 | 0 | 0 | 0 | 0 | 0 | 0 | 0 | 0 | 0 | 0 | 0 | 0 | 1 | 0 | 0 | 0 | 0 | 0 | 0
2254 | 4785 | 2018 | CA | USG 2 | 61683 | USG2 | 0 | OP | PV | SUN | 1 | 0.197 | 1725 | 939 | Distributed from 923 Generation And Fuel | 2015 |  | 0 | 0 | 0 | 0 | 0 | 0 | 0 | 0 | 0 | 0 | 0 | 0 | 0 | 0 | 0 | 0 | 0 | 0 | 0 | 0 | 0 | 0 | 0 | 1 | 0 | 0 | 0 | 0 | 0 | 0
2255 | 4786 | 2018 | CA | USPS PV | 61250 | USPS1 | 0 | OP | PV | SUN | 10.7 | 0.181 | 16925 | 9210 | Distributed from 923 Generation And Fuel | 2017 |  | 0 | 0 | 0 | 0 | 0 | 0 | 0 | 0 | 0 | 0 | 0 | 0 | 0 | 0 | 0 | 0 | 0 | 0 | 0 | 0 | 0 | 0 | 0 | 10.7 | 0 | 0 | 0 | 0 | 0 | 0
2256 | 4787 | 2018 | CA | US-TOPCO (Soccer Center) | 60086 | PV1 | 0 | OP | PV | SUN | 3 | 0.415 | 10896 | 5929 | Distributed from 923 Generation And Fuel | 2016 |  | 0 | 0 | 0 | 0 | 0 | 0 | 0 | 0 | 0 | 0 | 0 | 0 | 0 | 0 | 0 | 0 | 0 | 0 | 0 | 0 | 0 | 0 | 0 | 3 | 0 | 0 | 0 | 0 | 0 | 0
2257 | 4789 | 2018 | CA | VA Sepulveda Ambulatory Care Center | 58249 | GEN1 | 0 | OP | PV | SUN | 3.5 | 0.141 | 4318 | 2350 | Distributed from 923 Generation And Fuel | 2014 |  | 0 | 0 | 0 | 0 | 0 | 0 | 0 | 0 | 0 | 0 | 0 | 0 | 0 | 0 | 0 | 0 | 0 | 0 | 0 | 0 | 0 | 0 | 0 | 3.5 | 0 | 0 | 0 | 0 | 0 | 0
2258 | 4790 | 2018 | CA | Vaca Dixon Battery Storage System | 59256 | BAT1 | 0 | OP | BA | MWH | 2 | -0.067 | -1167 | -542 | Distributed from 923 Generation And Fuel | 2013 |  | 0 | 0 | 0 | 0 | 0 | 0 | 0 | 0 | 0 | 0 | 2 | 0 | 0 | 0 | 0 | 0 | 0 | 0 | 0 | 0 | 0 | 0 | 0 | 0 | 0 | 0 | 0 | 0 | 0 | 0
2259 | 4791 | 2018 | CA | Vaca Dixon Solar Station | 57041 | 1 | 0 | OP | PV | SUN | 2 | 0.232 | 4069 | 2214 | Distributed from 923 Generation And Fuel | 2009 |  | 0 | 0 | 0 | 0 | 0 | 0 | 0 | 0 | 0 | 0 | 0 | 0 | 0 | 0 | 0 | 0 | 0 | 0 | 0 | 0 | 0 | 0 | 0 | 2 | 0 | 0 | 0 | 0 | 0 | 0
2260 | 4792 | 2018 | CA | Vacaville | 59058 | GEN 1 | 0 | OP | PV | SUN | 1 | 0.171 | 1500 | 816 | Distributed from 923 Generation And Fuel | 2007 |  | 0 | 0 | 0 | 0 | 0 | 0 | 0 | 0 | 0 | 0 | 0 | 0 | 0 | 0 | 0 | 0 | 0 | 0 | 0 | 0 | 0 | 0 | 0 | 1 | 0 | 0 | 0 | 0 | 0 | 0
2261 | 4793 | 2018 | CA | Valencia 1 Solar CA | 61418 | VAL1 | 0 | OP | PV | SUN | 3 | 0.254 | 6677 | 3634 | Distributed from 923 Generation And Fuel | 2017 |  | 0 | 0 | 0 | 0 | 0 | 0 | 0 | 0 | 0 | 0 | 0 | 0 | 0 | 0 | 0 | 0 | 0 | 0 | 0 | 0 | 0 | 0 | 0 | 3 | 0 | 0 | 0 | 0 | 0 | 0
2262 | 4795 | 2018 | CA | Valero Refinery Cogeneration Unit 1 | 55851 | GT 1 | 0 | OP | GT | NG | 51 | 0.811 | 362289 | 163765 | Distributed from 923 Generation And Fuel | 2002 |  | 0 | 0 | 0 | 0 | 0 | 0 | 0 | 0 | 0 | 0 | 0 | 51 | 0 | 0 | 0 | 0 | 0 | 0 | 0 | 0 | 0 | 0 | 0 | 0 | 0 | 0 | 0 | 0 | 0 | 0
2263 | 4797 | 2018 | CA | Valley (CA) | 408 | 5 | 0 | OP | GT | NG | 60.5 | 0.006 | 2921 | 1195 | Distributed from 923 Generation And Fuel | 2001 |  | 0 | 0 | 0 | 0 | 0 | 0 | 0 | 0 | 0 | 0 | 0 | 60.5 | 0 | 0 | 0 | 0 | 0 | 0 | 0 | 0 | 0 | 0 | 0 | 0 | 0 | 0 | 0 | 0 | 0 | 0
2264 | 4798 | 2018 | CA | Valley (CA) | 408 | 6 | 0 | OP | CT | NG | 182.8 | 0.26 | 416722 | 165318 | EIA-923 Generator File | 2003 |  | 0 | 0 | 0 | 0 | 0 | 0 | 0 | 0 | 0 | 0 | 0 | 182.8 | 0 | 0 | 0 | 0 | 0 | 0 | 0 | 0 | 0 | 0 | 0 | 0 | 0 | 0 | 0 | 0 | 0 | 0
2265 | 4799 | 2018 | CA | Valley (CA) | 408 | 7 | 0 | OP | CT | NG | 182.8 | 0.308 | 493323 | 203458 | EIA-923 Generator File | 2003 |  | 0 | 0 | 0 | 0 | 0 | 0 | 0 | 0 | 0 | 0 | 0 | 182.8 | 0 | 0 | 0 | 0 | 0 | 0 | 0 | 0 | 0 | 0 | 0 | 0 | 0 | 0 | 0 | 0 | 0 | 0
2266 | 4800 | 2018 | CA | Valley (CA) | 408 | 8 | 2 | OP | CA | NG | 264.4 | 0.25 | 579012 | 240039 | EIA-923 Generator File | 2003 |  | 0 | 0 | 0 | 0 | 0 | 0 | 0 | 0 | 0 | 0 | 0 | 264.4 | 0 | 0 | 0 | 0 | 0 | 0 | 0 | 0 | 0 | 0 | 0 | 0 | 0 | 0 | 0 | 0 | 0 | 0
2267 | 4805 | 2018 | CA | Valley Center | 60509 | PV1 | 0 | OP | PV | SUN | 3 | 0.227 | 5975 | 3252 | Distributed from 923 Generation And Fuel | 2016 |  | 0 | 0 | 0 | 0 | 0 | 0 | 0 | 0 | 0 | 0 | 0 | 0 | 0 | 0 | 0 | 0 | 0 | 0 | 0 | 0 | 0 | 0 | 0 | 3 | 0 | 0 | 0 | 0 | 0 | 0
2268 | 4806 | 2018 | CA | Valley Center 1 | 58906 | VC1 | 0 | OP | PV | SUN | 2.5 | 0.257 | 5622 | 3059 | Distributed from 923 Generation And Fuel | 2013 |  | 0 | 0 | 0 | 0 | 0 | 0 | 0 | 0 | 0 | 0 | 0 | 0 | 0 | 0 | 0 | 0 | 0 | 0 | 0 | 0 | 0 | 0 | 0 | 2.5 | 0 | 0 | 0 | 0 | 0 | 0
2269 | 4807 | 2018 | CA | Valley Center 2 | 58907 | VC2 | 0 | OP | PV | SUN | 5 | 0.26 | 11382 | 6194 | Distributed from 923 Generation And Fuel | 2013 |  | 0 | 0 | 0 | 0 | 0 | 0 | 0 | 0 | 0 | 0 | 0 | 0 | 0 | 0 | 0 | 0 | 0 | 0 | 0 | 0 | 0 | 0 | 0 | 5 | 0 | 0 | 0 | 0 | 0 | 0
2270 | 4808 | 2018 | CA | Valley Sanitary District WTP Solar | 60824 | PV1 | 0 | OP | PV | SUN | 1 | 0.214 | 1879 | 1023 | Distributed from 923 Generation And Fuel | 2016 |  | 0 | 0 | 0 | 0 | 0 | 0 | 0 | 0 | 0 | 0 | 0 | 0 | 0 | 0 | 0 | 0 | 0 | 0 | 0 | 0 | 0 | 0 | 0 | 1 | 0 | 0 | 0 | 0 | 0 | 0
2271 | 4809 | 2018 | CA | Valley View | 487 | 1 | 0 | OP | HY | WAT | 4.1 | 0 | 0 | 0 | Distributed from 923 Generation And Fuel | 1985 |  | 0 | 0 | 0 | 0 | 0 | 0 | 0 | 0 | 0 | 0 | 0 | 0 | 0 | 0 | 0 | 0 | 0 | 0 | 0 | 0 | 0 | 0 | 0 | 0 | 4.1 | 0 | 0 | 0 | 0 | 0
2272 | 4811 | 2018 | CA | Vanadium Redox Flow Battery Plant | 61107 | VRF | 0 | OP | BA | MWH | 2 | -0.083 | -1453 | -641 | Distributed from 923 Generation And Fuel | 2017 |  | 0 | 0 | 0 | 0 | 0 | 0 | 0 | 0 | 0 | 0 | 2 | 0 | 0 | 0 | 0 | 0 | 0 | 0 | 0 | 0 | 0 | 0 | 0 | 0 | 0 | 0 | 0 | 0 | 0 | 0
2273 | 4812 | 2018 | CA | Vandenberg Solar Project | 61463 | VBERG | 0 | OP | PV | SUN | 22.5 | 0.232 | 45665 | 24850 | Distributed from 923 Generation And Fuel | 2017 |  | 0 | 0 | 0 | 0 | 0 | 0 | 0 | 0 | 0 | 0 | 0 | 0 | 0 | 0 | 0 | 0 | 0 | 0 | 0 | 0 | 0 | 0 | 0 | 22.5 | 0 | 0 | 0 | 0 | 0 | 0
2274 | 4813 | 2018 | CA | Vasco Winds | 57700 | 1 | 0 | OP | WT | WND | 78.2 | 0.352 | 241332 | 140928 | Distributed from 923 Generation And Fuel | 2011 |  | 0 | 0 | 0 | 0 | 0 | 0 | 0 | 0 | 0 | 0 | 0 | 0 | 0 | 0 | 0 | 0 | 0 | 0 | 0 | 0 | 0 | 0 | 0 | 0 | 0 | 0 | 0 | 0 | 0 | 78.2
2275 | 4814 | 2018 | CA | Vega Solar | 59555 | VEGA1 | 0 | OP | PV | SUN | 20 | 0.294 | 51426 | 27985 | Distributed from 923 Generation And Fuel | 2015 |  | 0 | 0 | 0 | 0 | 0 | 0 | 0 | 0 | 0 | 0 | 0 | 0 | 0 | 0 | 0 | 0 | 0 | 0 | 0 | 0 | 0 | 0 | 0 | 20 | 0 | 0 | 0 | 0 | 0 | 0
2276 | 4815 | 2018 | CA | Venable Solar 1 | 58289 | VNPV | 0 | OP | PV | SUN | 1.5 | 0.262 | 3440 | 1872 | Distributed from 923 Generation And Fuel | 2015 |  | 0 | 0 | 0 | 0 | 0 | 0 | 0 | 0 | 0 | 0 | 0 | 0 | 0 | 0 | 0 | 0 | 0 | 0 | 0 | 0 | 0 | 0 | 0 | 1.5 | 0 | 0 | 0 | 0 | 0 | 0
2277 | 4816 | 2018 | CA | Venable Solar 2 | 58290 | VSPV | 0 | OP | PV | SUN | 1.5 | 0.261 | 3426 | 1864 | Distributed from 923 Generation And Fuel | 2015 |  | 0 | 0 | 0 | 0 | 0 | 0 | 0 | 0 | 0 | 0 | 0 | 0 | 0 | 0 | 0 | 0 | 0 | 0 | 0 | 0 | 0 | 0 | 0 | 1.5 | 0 | 0 | 0 | 0 | 0 | 0
2278 | 4818 | 2018 | CA | Verizon-Torrance | 59261 | VZ300 | 0 | OP | FC | NG | 1 | 0.798 | 6993 | 3081 | Distributed from 923 Generation And Fuel | 2013 |  | 0 | 0 | 0 | 0 | 0 | 0 | 0 | 0 | 0 | 0 | 0 | 1 | 0 | 0 | 0 | 0 | 0 | 0 | 0 | 0 | 0 | 0 | 0 | 0 | 0 | 0 | 0 | 0 | 0 | 0
2279 | 4824 | 2018 | CA | Verwey-Hanford Dairy Digester #1 | 60918 | 00003 | 0 | OP | IC | OBG | 1 | 0.825 | 7228 | 2997 | Distributed from 923 Generation And Fuel | 2016 |  | 0 | 0 | 0 | 0 | 0 | 0 | 0 | 0 | 0 | 0 | 0 | 0 | 0 | 1 | 0 | 0 | 0 | 0 | 0 | 0 | 0 | 0 | 0 | 0 | 0 | 0 | 0 | 0 | 0 | 0
2280 | 4827 | 2018 | CA | Victor Dry Farm Ranch A | 58418 | 1 | 0 | OP | PV | SUN | 5 | 0.23 | 10079 | 5485 | Distributed from 923 Generation And Fuel | 2015 |  | 0 | 0 | 0 | 0 | 0 | 0 | 0 | 0 | 0 | 0 | 0 | 0 | 0 | 0 | 0 | 0 | 0 | 0 | 0 | 0 | 0 | 0 | 0 | 5 | 0 | 0 | 0 | 0 | 0 | 0
2281 | 4828 | 2018 | CA | Victor Dry Farm Ranch B | 58419 | 1 | 0 | OP | PV | SUN | 5 | 0.232 | 10163 | 5531 | Distributed from 923 Generation And Fuel | 2015 |  | 0 | 0 | 0 | 0 | 0 | 0 | 0 | 0 | 0 | 0 | 0 | 0 | 0 | 0 | 0 | 0 | 0 | 0 | 0 | 0 | 0 | 0 | 0 | 5 | 0 | 0 | 0 | 0 | 0 | 0
2282 | 4829 | 2018 | CA | Victor Mesa Linda B2 | 59269 | VMLB2 | 0 | OP | PV | SUN | 1.5 | 0.289 | 3791 | 2063 | Distributed from 923 Generation And Fuel | 2014 |  | 0 | 0 | 0 | 0 | 0 | 0 | 0 | 0 | 0 | 0 | 0 | 0 | 0 | 0 | 0 | 0 | 0 | 0 | 0 | 0 | 0 | 0 | 0 | 1.5 | 0 | 0 | 0 | 0 | 0 | 0
2283 | 4830 | 2018 | CA | Victor Mesa Linda C2 | 59270 | VMLC2 | 0 | OP | PV | SUN | 1.5 | 0.291 | 3823 | 2080 | Distributed from 923 Generation And Fuel | 2014 |  | 0 | 0 | 0 | 0 | 0 | 0 | 0 | 0 | 0 | 0 | 0 | 0 | 0 | 0 | 0 | 0 | 0 | 0 | 0 | 0 | 0 | 0 | 0 | 1.5 | 0 | 0 | 0 | 0 | 0 | 0
2284 | 4831 | 2018 | CA | Victor Mesa Linda D2 | 59271 | VMLD2 | 0 | OP | PV | SUN | 1.5 | 0.291 | 3822 | 2080 | Distributed from 923 Generation And Fuel | 2014 |  | 0 | 0 | 0 | 0 | 0 | 0 | 0 | 0 | 0 | 0 | 0 | 0 | 0 | 0 | 0 | 0 | 0 | 0 | 0 | 0 | 0 | 0 | 0 | 1.5 | 0 | 0 | 0 | 0 | 0 | 0
2285 | 4832 | 2018 | CA | Victor Mesa Linda E2 | 59272 | VMLE2 | 0 | OP | PV | SUN | 1.5 | 0.287 | 3767 | 2050 | Distributed from 923 Generation And Fuel | 2014 |  | 0 | 0 | 0 | 0 | 0 | 0 | 0 | 0 | 0 | 0 | 0 | 0 | 0 | 0 | 0 | 0 | 0 | 0 | 0 | 0 | 0 | 0 | 0 | 1.5 | 0 | 0 | 0 | 0 | 0 | 0
2286 | 4833 | 2018 | CA | Victor Valley CC CPV Solar | 57254 | 1PV | 0 | OP | PV | SUN | 1 | 0.127 | 1115 | 607 | Distributed from 923 Generation And Fuel | 2010 |  | 0 | 0 | 0 | 0 | 0 | 0 | 0 | 0 | 0 | 0 | 0 | 0 | 0 | 0 | 0 | 0 | 0 | 0 | 0 | 0 | 0 | 0 | 0 | 1 | 0 | 0 | 0 | 0 | 0 | 0
2287 | 4835 | 2018 | CA | Victory Garden (Tehachapi) | 50532 | 15SLE | 0 | OP | WT | WND | 1.5 | 0.135 | 1772.793 | 1035.239 | Distributed from 923 Generation And Fuel | 2000 |  | 0 | 0 | 0 | 0 | 0 | 0 | 0 | 0 | 0 | 0 | 0 | 0 | 0 | 0 | 0 | 0 | 0 | 0 | 0 | 0 | 0 | 0 | 0 | 0 | 0 | 0 | 0 | 0 | 0 | 1.5
2288 | 4836 | 2018 | CA | Victory Garden (Tehachapi) | 50532 | WGNS | 0 | OP | WT | WND | 17.3 | 0.135 | 20446.207 | 11939.761 | Distributed from 923 Generation And Fuel | 1981 |  | 0 | 0 | 0 | 0 | 0 | 0 | 0 | 0 | 0 | 0 | 0 | 0 | 0 | 0 | 0 | 0 | 0 | 0 | 0 | 0 | 0 | 0 | 0 | 0 | 0 | 0 | 0 | 0 | 0 | 17.3
2289 | 4837 | 2018 | CA | Victory Garden Phase IV LLC | 52160 | WGNS | 0 | OP | WT | WND | 22 | 0.151 | 29020 | 16946 | Distributed from 923 Generation And Fuel | 1990 |  | 0 | 0 | 0 | 0 | 0 | 0 | 0 | 0 | 0 | 0 | 0 | 0 | 0 | 0 | 0 | 0 | 0 | 0 | 0 | 0 | 0 | 0 | 0 | 0 | 0 | 0 | 0 | 0 | 0 | 22
2290 | 4838 | 2018 | CA | Vinam | 58450 | 1 | 0 | OP | PV | SUN | 1.5 | 0.316 | 4156 | 2262 | Distributed from 923 Generation And Fuel | 2013 |  | 0 | 0 | 0 | 0 | 0 | 0 | 0 | 0 | 0 | 0 | 0 | 0 | 0 | 0 | 0 | 0 | 0 | 0 | 0 | 0 | 0 | 0 | 0 | 1.5 | 0 | 0 | 0 | 0 | 0 | 0
2291 | 4839 | 2018 | CA | Vintner Solar | 58509 | PV4 | 0 | OP | PV | SUN | 1.5 | 0.282 | 3708 | 2018 | Distributed from 923 Generation And Fuel | 2014 |  | 0 | 0 | 0 | 0 | 0 | 0 | 0 | 0 | 0 | 0 | 0 | 0 | 0 | 0 | 0 | 0 | 0 | 0 | 0 | 0 | 0 | 0 | 0 | 1.5 | 0 | 0 | 0 | 0 | 0 | 0
2292 | 4840 | 2018 | CA | Vista Energy Storage System | 61661 | VISTA | 0 | OP | BA | MWH | 40 | -0.006 | -2034 | -1275 | Distributed from 923 Generation And Fuel | 2018 |  | 0 | 0 | 0 | 0 | 0 | 0 | 0 | 0 | 0 | 0 | 40 | 0 | 0 | 0 | 0 | 0 | 0 | 0 | 0 | 0 | 0 | 0 | 0 | 0 | 0 | 0 | 0 | 0 | 0 | 0
2293 | 4844 | 2018 | CA | Volta 1 | 290 | 1 | 0 | OP | HY | WAT | 8.5 | 0.662 | 49310 | 26407 | Distributed from 923 Generation And Fuel | 1980 |  | 0 | 0 | 0 | 0 | 0 | 0 | 0 | 0 | 0 | 0 | 0 | 0 | 0 | 0 | 0 | 0 | 0 | 0 | 0 | 0 | 0 | 0 | 0 | 0 | 8.5 | 0 | 0 | 0 | 0 | 0
2294 | 4845 | 2018 | CA | Volta 2 | 180 | 1 | 0 | OP | HY | WAT | 1 | 0.608 | 5328 | 2853 | Distributed from 923 Generation And Fuel | 1981 |  | 0 | 0 | 0 | 0 | 0 | 0 | 0 | 0 | 0 | 0 | 0 | 0 | 0 | 0 | 0 | 0 | 0 | 0 | 0 | 0 | 0 | 0 | 0 | 0 | 1 | 0 | 0 | 0 | 0 | 0
2295 | 4847 | 2018 | CA | Voyager Wind II | 61582 | VYGR2 | 0 | OP | WT | WND | 128.7 | 0.011 | 12868 | 0 | Distributed from 923 Generation And Fuel | 2018 |  | 0 | 0 | 0 | 0 | 0 | 0 | 0 | 0 | 0 | 0 | 0 | 0 | 0 | 0 | 0 | 0 | 0 | 0 | 0 | 0 | 0 | 0 | 0 | 0 | 0 | 0 | 0 | 0 | 0 | 128.7
2296 | 4848 | 2018 | CA | Voyager Wind III | 61583 | VYGR3 | 0 | OP | WT | WND | 43.2 | 0.003 | 1098 | 0 | Distributed from 923 Generation And Fuel | 2018 |  | 0 | 0 | 0 | 0 | 0 | 0 | 0 | 0 | 0 | 0 | 0 | 0 | 0 | 0 | 0 | 0 | 0 | 0 | 0 | 0 | 0 | 0 | 0 | 0 | 0 | 0 | 0 | 0 | 0 | 43.2
2297 | 4849 | 2018 | CA | Voyager Wind IV | 61584 | VYGR4 | 0 | OP | WT | WND | 21.6 | 0.008 | 1572 | 0 | Distributed from 923 Generation And Fuel | 2018 |  | 0 | 0 | 0 | 0 | 0 | 0 | 0 | 0 | 0 | 0 | 0 | 0 | 0 | 0 | 0 | 0 | 0 | 0 | 0 | 0 | 0 | 0 | 0 | 0 | 0 | 0 | 0 | 0 | 0 | 21.6
2298 | 4850 | 2018 | CA | Vulcan-BN Geothermal Power Company | 50210 | GEN1 | 0 | OP | ST | GEO | 30.1 | 0.79 | 208243.354 | 88779.798 | Distributed from 923 Generation And Fuel | 1985 |  | 0 | 0 | 0 | 0 | 0 | 30.1 | 0 | 0 | 0 | 0 | 0 | 0 | 0 | 0 | 0 | 0 | 0 | 0 | 0 | 0 | 0 | 0 | 0 | 0 | 0 | 0 | 0 | 0 | 0 | 0
2299 | 4851 | 2018 | CA | Vulcan-BN Geothermal Power Company | 50210 | GEN2 | 0 | OP | ST | GEO | 9.5 | 0.79 | 65724.646 | 28020.202 | Distributed from 923 Generation And Fuel | 1985 |  | 0 | 0 | 0 | 0 | 0 | 9.5 | 0 | 0 | 0 | 0 | 0 | 0 | 0 | 0 | 0 | 0 | 0 | 0 | 0 | 0 | 0 | 0 | 0 | 0 | 0 | 0 | 0 | 0 | 0 | 0
2300 | 4852 | 2018 | CA | W E Warne | 6196 | 1 | 0 | OP | HY | WAT | 37.1 | 0.355 | 115523.5 | 61867 | Distributed from 923 Generation And Fuel | 1982 |  | 0 | 0 | 0 | 0 | 0 | 0 | 0 | 0 | 0 | 0 | 0 | 0 | 0 | 0 | 0 | 0 | 0 | 0 | 0 | 0 | 0 | 0 | 0 | 0 | 37.1 | 0 | 0 | 0 | 0 | 0
2301 | 4853 | 2018 | CA | W E Warne | 6196 | 2 | 0 | OP | HY | WAT | 37.1 | 0.355 | 115523.5 | 61867 | Distributed from 923 Generation And Fuel | 1983 |  | 0 | 0 | 0 | 0 | 0 | 0 | 0 | 0 | 0 | 0 | 0 | 0 | 0 | 0 | 0 | 0 | 0 | 0 | 0 | 0 | 0 | 0 | 0 | 0 | 37.1 | 0 | 0 | 0 | 0 | 0
2302 | 4854 | 2018 | CA | W Plant | 59458 | W-TG1 | 0 | OP | GT | NG | 4.6 | 0.861 | 34706 | 14291 | Distributed from 923 Generation And Fuel | 2005 |  | 0 | 0 | 0 | 0 | 0 | 0 | 0 | 0 | 0 | 0 | 0 | 4.6 | 0 | 0 | 0 | 0 | 0 | 0 | 0 | 0 | 0 | 0 | 0 | 0 | 0 | 0 | 0 | 0 | 0 | 0
2303 | 4855 | 2018 | CA | W R Gianelli | 448 | 1 | 0 | OP | PS | WAT | 53 | -0.034 | -15690 | 13050 | Distributed from 923 Generation And Fuel | 1968 |  | 0 | 0 | 0 | 0 | 0 | 0 | 0 | 0 | 0 | 0 | 0 | 0 | 0 | 0 | 0 | 0 | 0 | 0 | 0 | 0 | 0 | 0 | 0 | 0 | 53 | 0 | 0 | 0 | 0 | 0
2304 | 4856 | 2018 | CA | W R Gianelli | 448 | 2 | 0 | OP | PS | WAT | 53 | -0.034 | -15690 | 13050 | Distributed from 923 Generation And Fuel | 1968 |  | 0 | 0 | 0 | 0 | 0 | 0 | 0 | 0 | 0 | 0 | 0 | 0 | 0 | 0 | 0 | 0 | 0 | 0 | 0 | 0 | 0 | 0 | 0 | 0 | 53 | 0 | 0 | 0 | 0 | 0
2305 | 4857 | 2018 | CA | W R Gianelli | 448 | 3 | 0 | OP | PS | WAT | 53 | -0.034 | -15690 | 13050 | Distributed from 923 Generation And Fuel | 1967 |  | 0 | 0 | 0 | 0 | 0 | 0 | 0 | 0 | 0 | 0 | 0 | 0 | 0 | 0 | 0 | 0 | 0 | 0 | 0 | 0 | 0 | 0 | 0 | 0 | 53 | 0 | 0 | 0 | 0 | 0
2306 | 4858 | 2018 | CA | W R Gianelli | 448 | 4 | 0 | OP | PS | WAT | 53 | -0.034 | -15690 | 13050 | Distributed from 923 Generation And Fuel | 1967 |  | 0 | 0 | 0 | 0 | 0 | 0 | 0 | 0 | 0 | 0 | 0 | 0 | 0 | 0 | 0 | 0 | 0 | 0 | 0 | 0 | 0 | 0 | 0 | 0 | 53 | 0 | 0 | 0 | 0 | 0
2307 | 4859 | 2018 | CA | W R Gianelli | 448 | 5 | 0 | OP | PS | WAT | 53 | -0.034 | -15690 | 13050 | Distributed from 923 Generation And Fuel | 1967 |  | 0 | 0 | 0 | 0 | 0 | 0 | 0 | 0 | 0 | 0 | 0 | 0 | 0 | 0 | 0 | 0 | 0 | 0 | 0 | 0 | 0 | 0 | 0 | 0 | 53 | 0 | 0 | 0 | 0 | 0
2308 | 4860 | 2018 | CA | W R Gianelli | 448 | 6 | 0 | OP | PS | WAT | 53 | -0.034 | -15690 | 13050 | Distributed from 923 Generation And Fuel | 1967 |  | 0 | 0 | 0 | 0 | 0 | 0 | 0 | 0 | 0 | 0 | 0 | 0 | 0 | 0 | 0 | 0 | 0 | 0 | 0 | 0 | 0 | 0 | 0 | 0 | 53 | 0 | 0 | 0 | 0 | 0
2309 | 4861 | 2018 | CA | W R Gianelli | 448 | 7 | 0 | OP | PS | WAT | 53 | -0.034 | -15690 | 13050 | Distributed from 923 Generation And Fuel | 1967 |  | 0 | 0 | 0 | 0 | 0 | 0 | 0 | 0 | 0 | 0 | 0 | 0 | 0 | 0 | 0 | 0 | 0 | 0 | 0 | 0 | 0 | 0 | 0 | 0 | 53 | 0 | 0 | 0 | 0 | 0
2310 | 4862 | 2018 | CA | W R Gianelli | 448 | 8 | 0 | OP | PS | WAT | 53 | -0.034 | -15690 | 13050 | Distributed from 923 Generation And Fuel | 1967 |  | 0 | 0 | 0 | 0 | 0 | 0 | 0 | 0 | 0 | 0 | 0 | 0 | 0 | 0 | 0 | 0 | 0 | 0 | 0 | 0 | 0 | 0 | 0 | 0 | 53 | 0 | 0 | 0 | 0 | 0
2311 | 4863 | 2018 | CA | Wadham Energy LP | 50293 | GEN1 | 1 | OP | ST | AB | 29.1 | 0.652 | 166216 | 72739 | EIA-923 Generator File | 1989 |  | 29.1 | 0 | 0 | 0 | 0 | 0 | 0 | 0 | 0 | 0 | 0 | 0 | 0 | 0 | 0 | 0 | 0 | 0 | 0 | 0 | 0 | 0 | 0 | 0 | 0 | 0 | 0 | 0 | 0 | 0
2312 | 4864 | 2018 | CA | Wagner Wind LLC | 58233 | GEN1 | 0 | OP | WT | WND | 6 | 0.261 | 13714 | 8008 | Distributed from 923 Generation And Fuel | 2012 |  | 0 | 0 | 0 | 0 | 0 | 0 | 0 | 0 | 0 | 0 | 0 | 0 | 0 | 0 | 0 | 0 | 0 | 0 | 0 | 0 | 0 | 0 | 0 | 0 | 0 | 0 | 0 | 0 | 0 | 6
2313 | 4865 | 2018 | CA | Walgreens Woodland Distribution Center | 57006 | 1 | 0 | OP | PV | SUN | 1 | 0.095 | 832 | 453 | Distributed from 923 Generation And Fuel | 2007 |  | 0 | 0 | 0 | 0 | 0 | 0 | 0 | 0 | 0 | 0 | 0 | 0 | 0 | 0 | 0 | 0 | 0 | 0 | 0 | 0 | 0 | 0 | 0 | 1 | 0 | 0 | 0 | 0 | 0 | 0
2314 | 4866 | 2018 | CA | Walnut | 4256 | 1 | 0 | OP | GT | NG | 24.9 | 0 | 5 | 2.5 | Distributed from 923 Generation And Fuel | 1986 |  | 0 | 0 | 0 | 0 | 0 | 0 | 0 | 0 | 0 | 0 | 0 | 24.9 | 0 | 0 | 0 | 0 | 0 | 0 | 0 | 0 | 0 | 0 | 0 | 0 | 0 | 0 | 0 | 0 | 0 | 0
2315 | 4867 | 2018 | CA | Walnut | 4256 | 2 | 0 | OP | GT | NG | 24.9 | 0 | 5 | 2.5 | Distributed from 923 Generation And Fuel | 1986 |  | 0 | 0 | 0 | 0 | 0 | 0 | 0 | 0 | 0 | 0 | 0 | 24.9 | 0 | 0 | 0 | 0 | 0 | 0 | 0 | 0 | 0 | 0 | 0 | 0 | 0 | 0 | 0 | 0 | 0 | 0
2316 | 4868 | 2018 | CA | Walnut Creek Energy Park | 57515 | GT1 | 0 | OP | GT | NG | 100 | 0.087 | 76405 | 38137.2 | Distributed from 923 Generation And Fuel | 2013 |  | 0 | 0 | 0 | 0 | 0 | 0 | 0 | 0 | 0 | 0 | 0 | 100 | 0 | 0 | 0 | 0 | 0 | 0 | 0 | 0 | 0 | 0 | 0 | 0 | 0 | 0 | 0 | 0 | 0 | 0
2317 | 4869 | 2018 | CA | Walnut Creek Energy Park | 57515 | GT2 | 0 | OP | GT | NG | 100 | 0.087 | 76405 | 38137.2 | Distributed from 923 Generation And Fuel | 2013 |  | 0 | 0 | 0 | 0 | 0 | 0 | 0 | 0 | 0 | 0 | 0 | 100 | 0 | 0 | 0 | 0 | 0 | 0 | 0 | 0 | 0 | 0 | 0 | 0 | 0 | 0 | 0 | 0 | 0 | 0
2318 | 4870 | 2018 | CA | Walnut Creek Energy Park | 57515 | GT3 | 0 | OP | GT | NG | 100 | 0.087 | 76405 | 38137.2 | Distributed from 923 Generation And Fuel | 2013 |  | 0 | 0 | 0 | 0 | 0 | 0 | 0 | 0 | 0 | 0 | 0 | 100 | 0 | 0 | 0 | 0 | 0 | 0 | 0 | 0 | 0 | 0 | 0 | 0 | 0 | 0 | 0 | 0 | 0 | 0
2319 | 4871 | 2018 | CA | Walnut Creek Energy Park | 57515 | GT4 | 0 | OP | GT | NG | 100 | 0.087 | 76405 | 38137.2 | Distributed from 923 Generation And Fuel | 2013 |  | 0 | 0 | 0 | 0 | 0 | 0 | 0 | 0 | 0 | 0 | 0 | 100 | 0 | 0 | 0 | 0 | 0 | 0 | 0 | 0 | 0 | 0 | 0 | 0 | 0 | 0 | 0 | 0 | 0 | 0
2320 | 4872 | 2018 | CA | Walnut Creek Energy Park | 57515 | GT5 | 0 | OP | GT | NG | 100 | 0.087 | 76405 | 38137.2 | Distributed from 923 Generation And Fuel | 2013 |  | 0 | 0 | 0 | 0 | 0 | 0 | 0 | 0 | 0 | 0 | 0 | 100 | 0 | 0 | 0 | 0 | 0 | 0 | 0 | 0 | 0 | 0 | 0 | 0 | 0 | 0 | 0 | 0 | 0 | 0
2321 | 4873 | 2018 | CA | Walnut Energy Center | 56078 | 1 | 0 | OP | CT | NG | 94.9 | 0.549 | 456204 | 183667 | EIA-923 Generator File | 2006 |  | 0 | 0 | 0 | 0 | 0 | 0 | 0 | 0 | 0 | 0 | 0 | 94.9 | 0 | 0 | 0 | 0 | 0 | 0 | 0 | 0 | 0 | 0 | 0 | 0 | 0 | 0 | 0 | 0 | 0 | 0
2322 | 4874 | 2018 | CA | Walnut Energy Center | 56078 | 2 | 0 | OP | CT | NG | 94.9 | 0.33 | 274726 | 151658 | EIA-923 Generator File | 2006 |  | 0 | 0 | 0 | 0 | 0 | 0 | 0 | 0 | 0 | 0 | 0 | 94.9 | 0 | 0 | 0 | 0 | 0 | 0 | 0 | 0 | 0 | 0 | 0 | 0 | 0 | 0 | 0 | 0 | 0 | 0
2323 | 4875 | 2018 | CA | Walnut Energy Center | 56078 | 3 | 1 | OP | CA | NG | 110.8 | 0.514 | 498791 | 234467 | EIA-923 Generator File | 2006 |  | 0 | 0 | 0 | 0 | 0 | 0 | 0 | 0 | 0 | 0 | 0 | 110.8 | 0 | 0 | 0 | 0 | 0 | 0 | 0 | 0 | 0 | 0 | 0 | 0 | 0 | 0 | 0 | 0 | 0 | 0
2324 | 4876 | 2018 | CA | Warm Springs Hydro Project | 54261 | 3385 | 0 | OP | HY | WAT | 2.7 | 0.134 | 3162 | 1693 | Distributed from 923 Generation And Fuel | 1988 |  | 0 | 0 | 0 | 0 | 0 | 0 | 0 | 0 | 0 | 0 | 0 | 0 | 0 | 0 | 0 | 0 | 0 | 0 | 0 | 0 | 0 | 0 | 0 | 0 | 2.7 | 0 | 0 | 0 | 0 | 0
2325 | 4880 | 2018 | CA | Waste Mangement Redwood LFGTE | 59299 | RED1 | 0 | OP | IC | LFG | 2 | 0.814 | 14262 | 5914 | Distributed from 923 Generation And Fuel | 2017 |  | 0 | 0 | 0 | 0 | 0 | 0 | 0 | 2 | 0 | 0 | 0 | 0 | 0 | 0 | 0 | 0 | 0 | 0 | 0 | 0 | 0 | 0 | 0 | 0 | 0 | 0 | 0 | 0 | 0 | 0
2326 | 4881 | 2018 | CA | Waste Mangement Redwood LFGTE | 59299 | RED2 | 0 | OP | IC | LFG | 2 | 0.814 | 14262 | 5914 | Distributed from 923 Generation And Fuel | 2017 |  | 0 | 0 | 0 | 0 | 0 | 0 | 0 | 2 | 0 | 0 | 0 | 0 | 0 | 0 | 0 | 0 | 0 | 0 | 0 | 0 | 0 | 0 | 0 | 0 | 0 | 0 | 0 | 0 | 0 | 0
2327 | 4883 | 2018 | CA | Watkins Manufacturing Co. | 57715 | GEN1 | 0 | OP | IC | NG | 1 | 0.206 | 1804 | 901 | Distributed from 923 Generation And Fuel | 2001 |  | 0 | 0 | 0 | 0 | 0 | 0 | 0 | 0 | 0 | 0 | 0 | 1 | 0 | 0 | 0 | 0 | 0 | 0 | 0 | 0 | 0 | 0 | 0 | 0 | 0 | 0 | 0 | 0 | 0 | 0
2328 | 4884 | 2018 | CA | Watkins Manufacturing Co. | 57715 | GEN2 | 0 | OP | IC | NG | 1 | 0.206 | 1804 | 901 | Distributed from 923 Generation And Fuel | 2001 |  | 0 | 0 | 0 | 0 | 0 | 0 | 0 | 0 | 0 | 0 | 0 | 1 | 0 | 0 | 0 | 0 | 0 | 0 | 0 | 0 | 0 | 0 | 0 | 0 | 0 | 0 | 0 | 0 | 0 | 0
2329 | 4885 | 2018 | CA | Watson Cogeneration | 50216 | GN91 | 0 | OP | CT | NG | 82 | 0.88 | 632396 | 298021 | EIA-923 Generator File | 1988 |  | 0 | 0 | 0 | 0 | 0 | 0 | 0 | 0 | 0 | 0 | 0 | 82 | 0 | 0 | 0 | 0 | 0 | 0 | 0 | 0 | 0 | 0 | 0 | 0 | 0 | 0 | 0 | 0 | 0 | 0
2330 | 4886 | 2018 | CA | Watson Cogeneration | 50216 | GN92 | 0 | OP | CT | NG | 82 | 1.059 | 760683 | 316116 | EIA-923 Generator File | 1988 |  | 0 | 0 | 0 | 0 | 0 | 0 | 0 | 0 | 0 | 0 | 0 | 82 | 0 | 0 | 0 | 0 | 0 | 0 | 0 | 0 | 0 | 0 | 0 | 0 | 0 | 0 | 0 | 0 | 0 | 0
2331 | 4887 | 2018 | CA | Watson Cogeneration | 50216 | GN93 | 0 | OP | CT | NG | 82 | 0.941 | 676126 | 289082 | EIA-923 Generator File | 1988 |  | 0 | 0 | 0 | 0 | 0 | 0 | 0 | 0 | 0 | 0 | 0 | 82 | 0 | 0 | 0 | 0 | 0 | 0 | 0 | 0 | 0 | 0 | 0 | 0 | 0 | 0 | 0 | 0 | 0 | 0
2332 | 4888 | 2018 | CA | Watson Cogeneration | 50216 | GN94 | 0 | OP | CT | NG | 82 | 1.014 | 728437 | 307277 | EIA-923 Generator File | 1987 |  | 0 | 0 | 0 | 0 | 0 | 0 | 0 | 0 | 0 | 0 | 0 | 82 | 0 | 0 | 0 | 0 | 0 | 0 | 0 | 0 | 0 | 0 | 0 | 0 | 0 | 0 | 0 | 0 | 0 | 0
2333 | 4889 | 2018 | CA | Watson Cogeneration | 50216 | GN95 | 4 | OP | CA | NG | 38.5 | 0.296 | 99944 | 39065 | EIA-923 Generator File | 1988 |  | 0 | 0 | 0 | 0 | 0 | 0 | 0 | 0 | 0 | 0 | 0 | 38.5 | 0 | 0 | 0 | 0 | 0 | 0 | 0 | 0 | 0 | 0 | 0 | 0 | 0 | 0 | 0 | 0 | 0 | 0
2334 | 4890 | 2018 | CA | Watson Cogeneration | 50216 | GN96 | 4 | OP | CA | NG | 38.5 | 0.27 | 91110 | 40601 | EIA-923 Generator File | 1987 |  | 0 | 0 | 0 | 0 | 0 | 0 | 0 | 0 | 0 | 0 | 0 | 38.5 | 0 | 0 | 0 | 0 | 0 | 0 | 0 | 0 | 0 | 0 | 0 | 0 | 0 | 0 | 0 | 0 | 0 | 0
2335 | 4892 | 2018 | CA | Watts 3115 | 58454 | 1 | 0 | OP | PV | SUN | 1.5 | 0.22 | 2890.5 | 1572.75 | Distributed from 923 Generation And Fuel | 2013 |  | 0 | 0 | 0 | 0 | 0 | 0 | 0 | 0 | 0 | 0 | 0 | 0 | 0 | 0 | 0 | 0 | 0 | 0 | 0 | 0 | 0 | 0 | 0 | 1.5 | 0 | 0 | 0 | 0 | 0 | 0
2336 | 4893 | 2018 | CA | Watts 3115 | 58454 | 2 | 0 | OP | PV | SUN | 0.5 | 0.22 | 963.5 | 524.25 | Distributed from 923 Generation And Fuel | 2013 |  | 0 | 0 | 0 | 0 | 0 | 0 | 0 | 0 | 0 | 0 | 0 | 0 | 0 | 0 | 0 | 0 | 0 | 0 | 0 | 0 | 0 | 0 | 0 | 0.5 | 0 | 0 | 0 | 0 | 0 | 0
2337 | 4894 | 2018 | CA | Welport Lease Project | 54447 | TI | 0 | OP | GT | NG | 5 | 0.601 | 26303 | 11590 | Distributed from 923 Generation And Fuel | 1990 |  | 0 | 0 | 0 | 0 | 0 | 0 | 0 | 0 | 0 | 0 | 0 | 5 | 0 | 0 | 0 | 0 | 0 | 0 | 0 | 0 | 0 | 0 | 0 | 0 | 0 | 0 | 0 | 0 | 0 | 0
2338 | 4897 | 2018 | CA | West Gates Solar Station | 58206 | 1 | 0 | OP | PV | SUN | 10 | 0.248 | 21699 | 11808 | Distributed from 923 Generation And Fuel | 2013 |  | 0 | 0 | 0 | 0 | 0 | 0 | 0 | 0 | 0 | 0 | 0 | 0 | 0 | 0 | 0 | 0 | 0 | 0 | 0 | 0 | 0 | 0 | 0 | 10 | 0 | 0 | 0 | 0 | 0 | 0
2339 | 4898 | 2018 | CA | West Point PH | 291 | 1 | 0 | OP | HY | WAT | 13.6 | 0.579 | 69038 | 36972 | Distributed from 923 Generation And Fuel | 1948 |  | 0 | 0 | 0 | 0 | 0 | 0 | 0 | 0 | 0 | 0 | 0 | 0 | 0 | 0 | 0 | 0 | 0 | 0 | 0 | 0 | 0 | 0 | 0 | 0 | 13.6 | 0 | 0 | 0 | 0 | 0
2340 | 4899 | 2018 | CA | West Valley High School Solar | 58244 | WEST | 0 | OP | PV | SUN | 1 | 0.161 | 1406 | 765 | Distributed from 923 Generation And Fuel | 2012 |  | 0 | 0 | 0 | 0 | 0 | 0 | 0 | 0 | 0 | 0 | 0 | 0 | 0 | 0 | 0 | 0 | 0 | 0 | 0 | 0 | 0 | 0 | 0 | 1 | 0 | 0 | 0 | 0 | 0 | 0
2341 | 4901 | 2018 | CA | Western Antelope Blue Sky B | 59961 | WABSB | 0 | OP | PV | SUN | 20 | 0.327 | 57215 | 31136 | Distributed from 923 Generation And Fuel | 2016 |  | 0 | 0 | 0 | 0 | 0 | 0 | 0 | 0 | 0 | 0 | 0 | 0 | 0 | 0 | 0 | 0 | 0 | 0 | 0 | 0 | 0 | 0 | 0 | 20 | 0 | 0 | 0 | 0 | 0 | 0
2342 | 4902 | 2018 | CA | Western Antelope Blue Sky Ranch A | 58626 | WABSA | 0 | OP | PV | SUN | 20 | 0.304 | 53209 | 28956 | Distributed from 923 Generation And Fuel | 2014 |  | 0 | 0 | 0 | 0 | 0 | 0 | 0 | 0 | 0 | 0 | 0 | 0 | 0 | 0 | 0 | 0 | 0 | 0 | 0 | 0 | 0 | 0 | 0 | 20 | 0 | 0 | 0 | 0 | 0 | 0
2343 | 4903 | 2018 | CA | Western Antelope Dry Ranch | 58627 | WADR | 0 | OP | PV | SUN | 10 | 0.302 | 26416 | 14375 | Distributed from 923 Generation And Fuel | 2016 |  | 0 | 0 | 0 | 0 | 0 | 0 | 0 | 0 | 0 | 0 | 0 | 0 | 0 | 0 | 0 | 0 | 0 | 0 | 0 | 0 | 0 | 0 | 0 | 10 | 0 | 0 | 0 | 0 | 0 | 0
2344 | 4904 | 2018 | CA | Western Power & Steam Inc | 54410 | CTG | 0 | OP | GT | NG | 27.7 | 0.614 | 148922 | 69449 | Distributed from 923 Generation And Fuel | 1990 |  | 0 | 0 | 0 | 0 | 0 | 0 | 0 | 0 | 0 | 0 | 0 | 27.7 | 0 | 0 | 0 | 0 | 0 | 0 | 0 | 0 | 0 | 0 | 0 | 0 | 0 | 0 | 0 | 0 | 0 | 0
2345 | 4906 | 2018 | CA | Westlands Solar PV Farm | 58616 | WSF1 | 0 | OP | PV | SUN | 18 | 0.279 | 43992 | 23940 | Distributed from 923 Generation And Fuel | 2014 |  | 0 | 0 | 0 | 0 | 0 | 0 | 0 | 0 | 0 | 0 | 0 | 0 | 0 | 0 | 0 | 0 | 0 | 0 | 0 | 0 | 0 | 0 | 0 | 18 | 0 | 0 | 0 | 0 | 0 | 0
2346 | 4907 | 2018 | CA | Westmont 300A | 61249 | W5531 | 0 | OP | PV | SUN | 2.9 | 0.207 | 5265 | 2865 | Distributed from 923 Generation And Fuel | 2017 |  | 0 | 0 | 0 | 0 | 0 | 0 | 0 | 0 | 0 | 0 | 0 | 0 | 0 | 0 | 0 | 0 | 0 | 0 | 0 | 0 | 0 | 0 | 0 | 2.9 | 0 | 0 | 0 | 0 | 0 | 0
2347 | 4908 | 2018 | CA | Westmont 300B | 60914 | W5328 | 0 | OP | PV | SUN | 3 | 0.158 | 4157 | 2262 | Distributed from 923 Generation And Fuel | 2016 |  | 0 | 0 | 0 | 0 | 0 | 0 | 0 | 0 | 0 | 0 | 0 | 0 | 0 | 0 | 0 | 0 | 0 | 0 | 0 | 0 | 0 | 0 | 0 | 3 | 0 | 0 | 0 | 0 | 0 | 0
2348 | 4909 | 2018 | CA | Westmont 301 | 61593 | W5791 | 0 | OP | PV | SUN | 1.8 | 0.2 | 3152 | 1715 | Distributed from 923 Generation And Fuel | 2017 |  | 0 | 0 | 0 | 0 | 0 | 0 | 0 | 0 | 0 | 0 | 0 | 0 | 0 | 0 | 0 | 0 | 0 | 0 | 0 | 0 | 0 | 0 | 0 | 1.8 | 0 | 0 | 0 | 0 | 0 | 0
2349 | 4910 | 2018 | CA | Westmont 400A | 61348 | W5691 | 0 | OP | PV | SUN | 2.3 | 0.171 | 3451 | 1878 | Distributed from 923 Generation And Fuel | 2017 |  | 0 | 0 | 0 | 0 | 0 | 0 | 0 | 0 | 0 | 0 | 0 | 0 | 0 | 0 | 0 | 0 | 0 | 0 | 0 | 0 | 0 | 0 | 0 | 2.3 | 0 | 0 | 0 | 0 | 0 | 0
2350 | 4911 | 2018 | CA | Westmont 400B | 61349 | W5694 | 0 | OP | PV | SUN | 2.2 | 0.192 | 3692 | 2009 | Distributed from 923 Generation And Fuel | 2017 |  | 0 | 0 | 0 | 0 | 0 | 0 | 0 | 0 | 0 | 0 | 0 | 0 | 0 | 0 | 0 | 0 | 0 | 0 | 0 | 0 | 0 | 0 | 0 | 2.2 | 0 | 0 | 0 | 0 | 0 | 0
2351 | 4912 | 2018 | CA | Westmont 401 | 61594 | W5792 | 0 | OP | PV | SUN | 2.9 | 0.194 | 4923 | 2679 | Distributed from 923 Generation And Fuel | 2017 |  | 0 | 0 | 0 | 0 | 0 | 0 | 0 | 0 | 0 | 0 | 0 | 0 | 0 | 0 | 0 | 0 | 0 | 0 | 0 | 0 | 0 | 0 | 0 | 2.9 | 0 | 0 | 0 | 0 | 0 | 0
2352 | 4913 | 2018 | CA | Westside Solar Power PV1 | 60275 | WSPV1 | 0 | OP | PV | SUN | 2 | 0.275 | 4817 | 2621 | Distributed from 923 Generation And Fuel | 2016 |  | 0 | 0 | 0 | 0 | 0 | 0 | 0 | 0 | 0 | 0 | 0 | 0 | 0 | 0 | 0 | 0 | 0 | 0 | 0 | 0 | 0 | 0 | 0 | 2 | 0 | 0 | 0 | 0 | 0 | 0
2353 | 4914 | 2018 | CA | Westside Solar Station | 57499 | 1 | 0 | OP | PV | SUN | 15 | 0.218 | 28708 | 15623 | Distributed from 923 Generation And Fuel | 2011 |  | 0 | 0 | 0 | 0 | 0 | 0 | 0 | 0 | 0 | 0 | 0 | 0 | 0 | 0 | 0 | 0 | 0 | 0 | 0 | 0 | 0 | 0 | 0 | 15 | 0 | 0 | 0 | 0 | 0 | 0
2354 | 4917 | 2018 | CA | Weymouth Solar Plant | 60255 | 1 | 0 | OP | PV | SUN | 2 | 0.217 | 3800 | 2068 | Distributed from 923 Generation And Fuel | 2016 |  | 0 | 0 | 0 | 0 | 0 | 0 | 0 | 0 | 0 | 0 | 0 | 0 | 0 | 0 | 0 | 0 | 0 | 0 | 0 | 0 | 0 | 0 | 0 | 2 | 0 | 0 | 0 | 0 | 0 | 0
2355 | 4918 | 2018 | CA | Weymouth Solar Plant | 60255 | 2 | 0 | OP | PV | SUN | 1 | 0.217 | 1900 | 1034 | Distributed from 923 Generation And Fuel | 2016 |  | 0 | 0 | 0 | 0 | 0 | 0 | 0 | 0 | 0 | 0 | 0 | 0 | 0 | 0 | 0 | 0 | 0 | 0 | 0 | 0 | 0 | 0 | 0 | 1 | 0 | 0 | 0 | 0 | 0 | 0
2356 | 4921 | 2018 | CA | Wheelabrator Norwalk Energy | 50876 | GEN1 | 0 | OP | CT | NG | 23 | 0 | 0 | 0 | EIA-923 Generator File | 1988 |  | 0 | 0 | 0 | 0 | 0 | 0 | 0 | 0 | 0 | 0 | 0 | 23 | 0 | 0 | 0 | 0 | 0 | 0 | 0 | 0 | 0 | 0 | 0 | 0 | 0 | 0 | 0 | 0 | 0 | 0
2357 | 4922 | 2018 | CA | Wheelabrator Norwalk Energy | 50876 | GEN2 | 0 | OP | CA | NG | 7.7 | 0 | 0 | 0 | EIA-923 Generator File | 1988 |  | 0 | 0 | 0 | 0 | 0 | 0 | 0 | 0 | 0 | 0 | 0 | 7.7 | 0 | 0 | 0 | 0 | 0 | 0 | 0 | 0 | 0 | 0 | 0 | 0 | 0 | 0 | 0 | 0 | 0 | 0
2358 | 4923 | 2018 | CA | Wheelabrator Shasta | 50881 | GEN1 | 3 | OP | ST | WDS | 18.3 | 0.233 | 37277 | 17174 | EIA-923 Generator File | 1987 |  | 0 | 0 | 0 | 0 | 0 | 0 | 0 | 0 | 0 | 0 | 0 | 0 | 0 | 0 | 0 | 0 | 0 | 0 | 0 | 0 | 0 | 0 | 0 | 0 | 0 | 0 | 0 | 18.3 | 0 | 0
2359 | 4924 | 2018 | CA | Wheelabrator Shasta | 50881 | GEN2 | 3 | OP | ST | WDS | 18.3 | 0.842 | 134935 | 56119 | EIA-923 Generator File | 1987 |  | 0 | 0 | 0 | 0 | 0 | 0 | 0 | 0 | 0 | 0 | 0 | 0 | 0 | 0 | 0 | 0 | 0 | 0 | 0 | 0 | 0 | 0 | 0 | 0 | 0 | 0 | 0 | 18.3 | 0 | 0
2360 | 4925 | 2018 | CA | Wheelabrator Shasta | 50881 | GEN3 | 3 | OP | ST | WDS | 18.3 | 0.671 | 107593 | 44565 | EIA-923 Generator File | 1987 |  | 0 | 0 | 0 | 0 | 0 | 0 | 0 | 0 | 0 | 0 | 0 | 0 | 0 | 0 | 0 | 0 | 0 | 0 | 0 | 0 | 0 | 0 | 0 | 0 | 0 | 0 | 0 | 18.3 | 0 | 0
2361 | 4927 | 2018 | CA | Whiskeytown | 7189 | 1 | 0 | OP | HY | WAT | 3.5 | 0.608 | 18633 | 9979 | Distributed from 923 Generation And Fuel | 1986 |  | 0 | 0 | 0 | 0 | 0 | 0 | 0 | 0 | 0 | 0 | 0 | 0 | 0 | 0 | 0 | 0 | 0 | 0 | 0 | 0 | 0 | 0 | 0 | 0 | 3.5 | 0 | 0 | 0 | 0 | 0
2362 | 4928 | 2018 | CA | White River Solar | 58373 | WRCA | 0 | OP | PV | SUN | 20 | 0.296 | 51875 | 28230 | Distributed from 923 Generation And Fuel | 2013 |  | 0 | 0 | 0 | 0 | 0 | 0 | 0 | 0 | 0 | 0 | 0 | 0 | 0 | 0 | 0 | 0 | 0 | 0 | 0 | 0 | 0 | 0 | 0 | 20 | 0 | 0 | 0 | 0 | 0 | 0
2363 | 4929 | 2018 | CA | White River Solar 2 | 58973 | W2CA | 0 | OP | PV | SUN | 19.8 | 0.286 | 49689 | 27040 | Distributed from 923 Generation And Fuel | 2014 |  | 0 | 0 | 0 | 0 | 0 | 0 | 0 | 0 | 0 | 0 | 0 | 0 | 0 | 0 | 0 | 0 | 0 | 0 | 0 | 0 | 0 | 0 | 0 | 19.8 | 0 | 0 | 0 | 0 | 0 | 0
2364 | 4930 | 2018 | CA | White Rock/Slab Creek | 435 | H1 | 0 | OP | HY | WAT | 133 | 0.165 | 192268.496 | 85061.701 | Distributed from 923 Generation And Fuel | 1968 |  | 0 | 0 | 0 | 0 | 0 | 0 | 0 | 0 | 0 | 0 | 0 | 0 | 0 | 0 | 0 | 0 | 0 | 0 | 0 | 0 | 0 | 0 | 0 | 0 | 133 | 0 | 0 | 0 | 0 | 0
2365 | 4931 | 2018 | CA | White Rock/Slab Creek | 435 | H2 | 0 | OP | HY | WAT | 133 | 0.165 | 192268.496 | 85061.701 | Distributed from 923 Generation And Fuel | 1968 |  | 0 | 0 | 0 | 0 | 0 | 0 | 0 | 0 | 0 | 0 | 0 | 0 | 0 | 0 | 0 | 0 | 0 | 0 | 0 | 0 | 0 | 0 | 0 | 0 | 133 | 0 | 0 | 0 | 0 | 0
2366 | 4932 | 2018 | CA | White Rock/Slab Creek | 435 | H4 | 0 | OP | HY | WAT | 0.5 | 0.165 | 722.814 | 319.781 | Distributed from 923 Generation And Fuel | 1983 |  | 0 | 0 | 0 | 0 | 0 | 0 | 0 | 0 | 0 | 0 | 0 | 0 | 0 | 0 | 0 | 0 | 0 | 0 | 0 | 0 | 0 | 0 | 0 | 0 | 0.5 | 0 | 0 | 0 | 0 | 0
2367 | 4934 | 2018 | CA | Whitethorn Solar LLC | 60193 | GEN1 | 0 | OP | PV | SUN | 3.3 | 0.214 | 6177 | 3361 | Distributed from 923 Generation And Fuel | 2016 |  | 0 | 0 | 0 | 0 | 0 | 0 | 0 | 0 | 0 | 0 | 0 | 0 | 0 | 0 | 0 | 0 | 0 | 0 | 0 | 0 | 0 | 0 | 0 | 3.3 | 0 | 0 | 0 | 0 | 0 | 0
2368 | 4935 | 2018 | CA | Whitewater Hill Wind Partners | 56012 | 1 | 0 | OP | WT | WND | 61.5 | 0.296 | 159463 | 93120 | Distributed from 923 Generation And Fuel | 2002 |  | 0 | 0 | 0 | 0 | 0 | 0 | 0 | 0 | 0 | 0 | 0 | 0 | 0 | 0 | 0 | 0 | 0 | 0 | 0 | 0 | 0 | 0 | 0 | 0 | 0 | 0 | 0 | 0 | 0 | 61.5
2369 | 4937 | 2018 | CA | Whitney Point Solar | 60975 | WS532 | 0 | OP | PV | SUN | 20 | 0.301 | 52778 | 28721 | Distributed from 923 Generation And Fuel | 2017 |  | 0 | 0 | 0 | 0 | 0 | 0 | 0 | 0 | 0 | 0 | 0 | 0 | 0 | 0 | 0 | 0 | 0 | 0 | 0 | 0 | 0 | 0 | 0 | 20 | 0 | 0 | 0 | 0 | 0 | 0
2370 | 4938 | 2018 | CA | Whittier LFG Power Plant #1 | 57102 | EN01 | 0 | OP | IC | LFG | 1.1 |  |  |  |  | 2006 |  | 0 | 0 | 0 | 0 | 0 | 0 | 0 | 1.1 | 0 | 0 | 0 | 0 | 0 | 0 | 0 | 0 | 0 | 0 | 0 | 0 | 0 | 0 | 0 | 0 | 0 | 0 | 0 | 0 | 0 | 0
2371 | 4939 | 2018 | CA | Whittier LFG Power Plant #1 | 57102 | EN02 | 0 | OP | IC | LFG | 1.1 |  |  |  |  | 2010 |  | 0 | 0 | 0 | 0 | 0 | 0 | 0 | 1.1 | 0 | 0 | 0 | 0 | 0 | 0 | 0 | 0 | 0 | 0 | 0 | 0 | 0 | 0 | 0 | 0 | 0 | 0 | 0 | 0 | 0 | 0
2372 | 4942 | 2018 | CA | Wildwood Solar I, LLC | 59380 | WLD1 | 0 | OP | PV | SUN | 19.5 | 0.292 | 49870 | 27139 | Distributed from 923 Generation And Fuel | 2015 |  | 0 | 0 | 0 | 0 | 0 | 0 | 0 | 0 | 0 | 0 | 0 | 0 | 0 | 0 | 0 | 0 | 0 | 0 | 0 | 0 | 0 | 0 | 0 | 19.5 | 0 | 0 | 0 | 0 | 0 | 0
2373 | 4943 | 2018 | CA | Wildwood Solar II | 59253 | PV1 | 0 | OP | PV | SUN | 15 | 0.312 | 41053 | 22341 | Distributed from 923 Generation And Fuel | 2017 |  | 0 | 0 | 0 | 0 | 0 | 0 | 0 | 0 | 0 | 0 | 0 | 0 | 0 | 0 | 0 | 0 | 0 | 0 | 0 | 0 | 0 | 0 | 0 | 15 | 0 | 0 | 0 | 0 | 0 | 0
2374 | 4946 | 2018 | CA | Wilmington Hydrogen Plant | 55557 | T101 | 0 | OP | ST | WH | 31.9 | 0.712 | 199063 | 88549 | Distributed from 923 Generation And Fuel | 1996 |  | 0 | 0 | 0 | 0 | 0 | 0 | 0 | 0 | 0 | 0 | 0 | 0 | 0 | 0 | 0 | 0 | 0 | 0 | 0 | 0 | 0 | 0 | 0 | 0 | 0 | 0 | 0 | 0 | 31.9 | 0
2375 | 4949 | 2018 | CA | Windland | 50386 | WING | 0 | OP | WT | WND | 15.3 | 0.243 | 32591 | 19032 | Distributed from 923 Generation And Fuel | 1982 |  | 0 | 0 | 0 | 0 | 0 | 0 | 0 | 0 | 0 | 0 | 0 | 0 | 0 | 0 | 0 | 0 | 0 | 0 | 0 | 0 | 0 | 0 | 0 | 0 | 0 | 0 | 0 | 0 | 0 | 15.3
2376 | 4950 | 2018 | CA | Windpark Unlimited 1 | 10027 | EXIS | 0 | OP | WT | WND | 9.4 | 0.168 | 13869 | 8099 | Distributed from 923 Generation And Fuel | 1985 |  | 0 | 0 | 0 | 0 | 0 | 0 | 0 | 0 | 0 | 0 | 0 | 0 | 0 | 0 | 0 | 0 | 0 | 0 | 0 | 0 | 0 | 0 | 0 | 0 | 0 | 0 | 0 | 0 | 0 | 9.4
2377 | 4951 | 2018 | CA | Windpark Unlimited 2 | 60321 | EXIS2 | 0 | OP | WT | WND | 16.1 | 0.207 | 29172 | 17035 | Distributed from 923 Generation And Fuel | 1985 |  | 0 | 0 | 0 | 0 | 0 | 0 | 0 | 0 | 0 | 0 | 0 | 0 | 0 | 0 | 0 | 0 | 0 | 0 | 0 | 0 | 0 | 0 | 0 | 0 | 0 | 0 | 0 | 0 | 0 | 16.1
2378 | 4953 | 2018 | CA | Windstar 1 | 57774 | WGNS | 0 | OP | WT | WND | 120 | 0.276 | 290314 | 169531 | Distributed from 923 Generation And Fuel | 2012 |  | 0 | 0 | 0 | 0 | 0 | 0 | 0 | 0 | 0 | 0 | 0 | 0 | 0 | 0 | 0 | 0 | 0 | 0 | 0 | 0 | 0 | 0 | 0 | 0 | 0 | 0 | 0 | 0 | 0 | 120
2379 | 4954 | 2018 | CA | Wintec Energy Ltd | 50276 | EXIS | 0 | OP | WT | WND | 5.9 | 0.007 | 358 | 209 | Distributed from 923 Generation And Fuel | 1986 |  | 0 | 0 | 0 | 0 | 0 | 0 | 0 | 0 | 0 | 0 | 0 | 0 | 0 | 0 | 0 | 0 | 0 | 0 | 0 | 0 | 0 | 0 | 0 | 0 | 0 | 0 | 0 | 0 | 0 | 5.9
2380 | 4955 | 2018 | CA | Wise | 292 | 1 | 0 | OP | HY | WAT | 13.6 | 0.457 | 54405.805 | 29136.341 | Distributed from 923 Generation And Fuel | 1917 |  | 0 | 0 | 0 | 0 | 0 | 0 | 0 | 0 | 0 | 0 | 0 | 0 | 0 | 0 | 0 | 0 | 0 | 0 | 0 | 0 | 0 | 0 | 0 | 0 | 13.6 | 0 | 0 | 0 | 0 | 0
2381 | 4956 | 2018 | CA | Wise | 292 | 2 | 0 | OP | HY | WAT | 2.8 | 0.457 | 11201.195 | 5998.659 | Distributed from 923 Generation And Fuel | 1986 |  | 0 | 0 | 0 | 0 | 0 | 0 | 0 | 0 | 0 | 0 | 0 | 0 | 0 | 0 | 0 | 0 | 0 | 0 | 0 | 0 | 0 | 0 | 0 | 0 | 2.8 | 0 | 0 | 0 | 0 | 0
2382 | 4957 | 2018 | CA | Wistaria Ranch Solar | 61750 | WICA | 0 | OP | PV | SUN | 106.7 | 0.016 | 15374 | 0 | Distributed from 923 Generation And Fuel | 2018 |  | 0 | 0 | 0 | 0 | 0 | 0 | 0 | 0 | 0 | 0 | 0 | 0 | 0 | 0 | 0 | 0 | 0 | 0 | 0 | 0 | 0 | 0 | 0 | 106.7 | 0 | 0 | 0 | 0 | 0 | 0
2383 | 4958 | 2018 | CA | Wolfskill Energy Center | 55855 | CTG1 | 0 | OP | GT | NG | 47 | 0.023 | 9388 | 4137 | Distributed from 923 Generation And Fuel | 2003 |  | 0 | 0 | 0 | 0 | 0 | 0 | 0 | 0 | 0 | 0 | 0 | 47 | 0 | 0 | 0 | 0 | 0 | 0 | 0 | 0 | 0 | 0 | 0 | 0 | 0 | 0 | 0 | 0 | 0 | 0
2384 | 4959 | 2018 | CA | Woodland | 7266 | 2 | 1 | OP | CA | NG | 37.7 | 0.137 | 45248 | 15427 | EIA-923 Generator File | 2003 |  | 0 | 0 | 0 | 0 | 0 | 0 | 0 | 0 | 0 | 0 | 0 | 37.7 | 0 | 0 | 0 | 0 | 0 | 0 | 0 | 0 | 0 | 0 | 0 | 0 | 0 | 0 | 0 | 0 | 0 | 0
2385 | 4960 | 2018 | CA | Woodland | 7266 | 3 | 0 | OP | CT | NG | 60.5 | 0.67 | 355065 | 160074 | EIA-923 Generator File | 2003 |  | 0 | 0 | 0 | 0 | 0 | 0 | 0 | 0 | 0 | 0 | 0 | 60.5 | 0 | 0 | 0 | 0 | 0 | 0 | 0 | 0 | 0 | 0 | 0 | 0 | 0 | 0 | 0 | 0 | 0 | 0
2386 | 4961 | 2018 | CA | Woodland | 7266 | 3A | 0 | OP | IC | NG | 8.4 | 0.11 | 8067.167 | 3938.167 | Distributed from 923 Generation And Fuel | 2011 |  | 0 | 0 | 0 | 0 | 0 | 0 | 0 | 0 | 0 | 0 | 0 | 8.4 | 0 | 0 | 0 | 0 | 0 | 0 | 0 | 0 | 0 | 0 | 0 | 0 | 0 | 0 | 0 | 0 | 0 | 0
2387 | 4962 | 2018 | CA | Woodland | 7266 | 3B | 0 | OP | IC | NG | 8.4 | 0.11 | 8067.167 | 3938.167 | Distributed from 923 Generation And Fuel | 2011 |  | 0 | 0 | 0 | 0 | 0 | 0 | 0 | 0 | 0 | 0 | 0 | 8.4 | 0 | 0 | 0 | 0 | 0 | 0 | 0 | 0 | 0 | 0 | 0 | 0 | 0 | 0 | 0 | 0 | 0 | 0
2388 | 4963 | 2018 | CA | Woodland | 7266 | 3C | 0 | OP | IC | NG | 8.4 | 0.11 | 8067.167 | 3938.167 | Distributed from 923 Generation And Fuel | 2011 |  | 0 | 0 | 0 | 0 | 0 | 0 | 0 | 0 | 0 | 0 | 0 | 8.4 | 0 | 0 | 0 | 0 | 0 | 0 | 0 | 0 | 0 | 0 | 0 | 0 | 0 | 0 | 0 | 0 | 0 | 0
2389 | 4964 | 2018 | CA | Woodland | 7266 | 3D | 0 | OP | IC | NG | 8.4 | 0.11 | 8067.167 | 3938.167 | Distributed from 923 Generation And Fuel | 2011 |  | 0 | 0 | 0 | 0 | 0 | 0 | 0 | 0 | 0 | 0 | 0 | 8.4 | 0 | 0 | 0 | 0 | 0 | 0 | 0 | 0 | 0 | 0 | 0 | 0 | 0 | 0 | 0 | 0 | 0 | 0
2390 | 4965 | 2018 | CA | Woodland | 7266 | 3E | 0 | OP | IC | NG | 8.4 | 0.11 | 8067.167 | 3938.167 | Distributed from 923 Generation And Fuel | 2011 |  | 0 | 0 | 0 | 0 | 0 | 0 | 0 | 0 | 0 | 0 | 0 | 8.4 | 0 | 0 | 0 | 0 | 0 | 0 | 0 | 0 | 0 | 0 | 0 | 0 | 0 | 0 | 0 | 0 | 0 | 0
2391 | 4966 | 2018 | CA | Woodland | 7266 | 3F | 0 | OP | IC | NG | 8.4 | 0.11 | 8067.167 | 3938.167 | Distributed from 923 Generation And Fuel | 2011 |  | 0 | 0 | 0 | 0 | 0 | 0 | 0 | 0 | 0 | 0 | 0 | 8.4 | 0 | 0 | 0 | 0 | 0 | 0 | 0 | 0 | 0 | 0 | 0 | 0 | 0 | 0 | 0 | 0 | 0 | 0
2392 | 4967 | 2018 | CA | Woodland | 7266 | NA1 | 0 | OP | GT | NG | 50.4 | 0.15 | 66303 | 42941 | Distributed from 923 Generation And Fuel | 1993 |  | 0 | 0 | 0 | 0 | 0 | 0 | 0 | 0 | 0 | 0 | 0 | 50.4 | 0 | 0 | 0 | 0 | 0 | 0 | 0 | 0 | 0 | 0 | 0 | 0 | 0 | 0 | 0 | 0 | 0 | 0
2393 | 4968 | 2018 | CA | Woodland Biomass Power Ltd | 10836 | GEN1 | 1 | OP | ST | WDS | 28 | 0.765 | 187736 | 78762 | EIA-923 Generator File | 1989 |  | 0 | 0 | 0 | 0 | 0 | 0 | 0 | 0 | 0 | 0 | 0 | 0 | 0 | 0 | 0 | 0 | 0 | 0 | 0 | 0 | 0 | 0 | 0 | 0 | 0 | 0 | 0 | 28 | 0 | 0
2394 | 4969 | 2018 | CA | Woodleaf | 419 | 1 | 0 | OP | HY | WAT | 67.2 | 0.233 | 137044 | 73392 | Distributed from 923 Generation And Fuel | 1963 |  | 0 | 0 | 0 | 0 | 0 | 0 | 0 | 0 | 0 | 0 | 0 | 0 | 0 | 0 | 0 | 0 | 0 | 0 | 0 | 0 | 0 | 0 | 0 | 0 | 67.2 | 0 | 0 | 0 | 0 | 0
2395 | 4970 | 2018 | CA | Woodmere Solar Farm | 59008 | PV1 | 0 | OP | PV | SUN | 15 | 0.267 | 35084 | 19092 | Distributed from 923 Generation And Fuel | 2015 |  | 0 | 0 | 0 | 0 | 0 | 0 | 0 | 0 | 0 | 0 | 0 | 0 | 0 | 0 | 0 | 0 | 0 | 0 | 0 | 0 | 0 | 0 | 0 | 15 | 0 | 0 | 0 | 0 | 0 | 0
2396 | 4971 | 2018 | CA | Woodward Power Plant | 50218 | U1 | 0 | OP | HY | WAT | 2.8 | 0.109 | 2674 | 1432 | Distributed from 923 Generation And Fuel | 1982 |  | 0 | 0 | 0 | 0 | 0 | 0 | 0 | 0 | 0 | 0 | 0 | 0 | 0 | 0 | 0 | 0 | 0 | 0 | 0 | 0 | 0 | 0 | 0 | 0 | 2.8 | 0 | 0 | 0 | 0 | 0
2397 | 4973 | 2018 | CA | WWTP Power Generation Station | 56036 | GEN1 | 0 | OP | IC | OBG | 2.2 | 0.438 | 8440.333 | 3817.667 | Distributed from 923 Generation And Fuel | 1985 |  | 0 | 0 | 0 | 0 | 0 | 0 | 0 | 0 | 0 | 0 | 0 | 0 | 0 | 2.2 | 0 | 0 | 0 | 0 | 0 | 0 | 0 | 0 | 0 | 0 | 0 | 0 | 0 | 0 | 0 | 0
2398 | 4974 | 2018 | CA | WWTP Power Generation Station | 56036 | GEN2 | 0 | OP | IC | OBG | 2.2 | 0.438 | 8440.333 | 3817.667 | Distributed from 923 Generation And Fuel | 1985 |  | 0 | 0 | 0 | 0 | 0 | 0 | 0 | 0 | 0 | 0 | 0 | 0 | 0 | 2.2 | 0 | 0 | 0 | 0 | 0 | 0 | 0 | 0 | 0 | 0 | 0 | 0 | 0 | 0 | 0 | 0
2399 | 4975 | 2018 | CA | WWTP Power Generation Station | 56036 | GEN3 | 0 | OP | IC | OBG | 2.2 | 0.438 | 8440.333 | 3817.667 | Distributed from 923 Generation And Fuel | 1985 |  | 0 | 0 | 0 | 0 | 0 | 0 | 0 | 0 | 0 | 0 | 0 | 0 | 0 | 2.2 | 0 | 0 | 0 | 0 | 0 | 0 | 0 | 0 | 0 | 0 | 0 | 0 | 0 | 0 | 0 | 0
2400 | 4976 | 2018 | CA | Xebec 1 | 62286 | W7188 | 0 | OP | PV | SUN | 1.9 | 0.004 | 71 | 0 | Distributed from 923 Generation And Fuel | 2018 |  | 0 | 0 | 0 | 0 | 0 | 0 | 0 | 0 | 0 | 0 | 0 | 0 | 0 | 0 | 0 | 0 | 0 | 0 | 0 | 0 | 0 | 0 | 0 | 1.9 | 0 | 0 | 0 | 0 | 0 | 0
2401 | 4977 | 2018 | CA | Xilinx San Jose | 58299 | XLX | 0 | OP | FC | NG | 1.1 | 0.8 | 7704 | 3395 | Distributed from 923 Generation And Fuel | 2012 |  | 0 | 0 | 0 | 0 | 0 | 0 | 0 | 0 | 0 | 0 | 0 | 1.1 | 0 | 0 | 0 | 0 | 0 | 0 | 0 | 0 | 0 | 0 | 0 | 0 | 0 | 0 | 0 | 0 | 0 | 0
2402 | 4978 | 2018 | CA | Yahoo! - HQ | 59805 | YAH00 | 0 | OP | FC | NG | 1.1 | 0.775 | 7471 | 3292 | Distributed from 923 Generation And Fuel | 2014 |  | 0 | 0 | 0 | 0 | 0 | 0 | 0 | 0 | 0 | 0 | 0 | 1.1 | 0 | 0 | 0 | 0 | 0 | 0 | 0 | 0 | 0 | 0 | 0 | 0 | 0 | 0 | 0 | 0 | 0 | 0
2403 | 4979 | 2018 | CA | Yerba Buena | 59257 | YB1 | 0 | OP | BA | MWH | 4 | -0.126 | -4399 | -1812 | Distributed from 923 Generation And Fuel | 2013 |  | 0 | 0 | 0 | 0 | 0 | 0 | 0 | 0 | 0 | 0 | 4 | 0 | 0 | 0 | 0 | 0 | 0 | 0 | 0 | 0 | 0 | 0 | 0 | 0 | 0 | 0 | 0 | 0 | 0 | 0
2404 | 4980 | 2018 | CA | Yolo County Solar Project | 57422 | 1 | 0 | OP | PV | SUN | 1 | 0.213 | 1869 | 1017 | Distributed from 923 Generation And Fuel | 2010 |  | 0 | 0 | 0 | 0 | 0 | 0 | 0 | 0 | 0 | 0 | 0 | 0 | 0 | 0 | 0 | 0 | 0 | 0 | 0 | 0 | 0 | 0 | 0 | 1 | 0 | 0 | 0 | 0 | 0 | 0
2405 | 4981 | 2018 | CA | Yorba Linda | 6647 | 1 | 0 | OP | HY | WAT | 5.1 | 0.462 | 20630 | 11048 | Distributed from 923 Generation And Fuel | 1981 |  | 0 | 0 | 0 | 0 | 0 | 0 | 0 | 0 | 0 | 0 | 0 | 0 | 0 | 0 | 0 | 0 | 0 | 0 | 0 | 0 | 0 | 0 | 0 | 0 | 5.1 | 0 | 0 | 0 | 0 | 0
2406 | 4982 | 2018 | CA | Yuba City Cogen Partners | 52186 | GEN1 | 0 | OP | GT | NG | 49 | 0.025 | 10599 | 4670 | Distributed from 923 Generation And Fuel | 1990 |  | 0 | 0 | 0 | 0 | 0 | 0 | 0 | 0 | 0 | 0 | 0 | 49 | 0 | 0 | 0 | 0 | 0 | 0 | 0 | 0 | 0 | 0 | 0 | 0 | 0 | 0 | 0 | 0 | 0 | 0
2407 | 4983 | 2018 | CA | Yuba City Energy Center | 55813 | CTG1 | 0 | OP | GT | NG | 47.3 | 0.078 | 32148 | 14165 | Distributed from 923 Generation And Fuel | 2002 |  | 0 | 0 | 0 | 0 | 0 | 0 | 0 | 0 | 0 | 0 | 0 | 47.3 | 0 | 0 | 0 | 0 | 0 | 0 | 0 | 0 | 0 | 0 | 0 | 0 | 0 | 0 | 0 | 0 | 0 | 0
2408 | 4984 | 2018 | CA | ZCO | 56276 | WGNS | 0 | OP | WT | WND | 1.6 | 0.134 | 1877 | 1096 | Distributed from 923 Generation And Fuel | 1985 |  | 0 | 0 | 0 | 0 | 0 | 0 | 0 | 0 | 0 | 0 | 0 | 0 | 0 | 0 | 0 | 0 | 0 | 0 | 0 | 0 | 0 | 0 | 0 | 0 | 0 | 0 | 0 | 0 | 0 | 1.6
2409 | 4985 | 2018 | CA | Zero Waste Energy Development Co LLC | 60220 | ZWED1 | 0 | OP | IC | OBG | 0.8 | 0.317 | 2223 | 922 | Distributed from 923 Generation And Fuel | 2015 |  | 0 | 0 | 0 | 0 | 0 | 0 | 0 | 0 | 0 | 0 | 0 | 0 | 0 | 0.8 | 0 | 0 | 0 | 0 | 0 | 0 | 0 | 0 | 0 | 0 | 0 | 0 | 0 | 0 | 0 | 0
2410 | 4986 | 2018 | CA | Zero Waste Energy Development Co LLC | 60220 | ZWED2 | 0 | OP | IC | OBG | 0.8 | 0.317 | 2223 | 922 | Distributed from 923 Generation And Fuel | 2015 |  | 0 | 0 | 0 | 0 | 0 | 0 | 0 | 0 | 0 | 0 | 0 | 0 | 0 | 0.8 | 0 | 0 | 0 | 0 | 0 | 0 | 0 | 0 | 0 | 0 | 0 | 0 | 0 | 0 | 0 | 0 | Total
[17 empty] | Sum | 29.1 | 0 | 0 | 0 | 125 | 2660.4 | 223.5 | 327.3 | 0 | 59.6 | 231.6 | 39956.3 | 2323 | 144.1 | 0 | 133.4 | 0 | 27.3 | 2.3 | 101.7 | 8 | 55 | 0 | 11830.1 | 13213.3 | 0 | 0 | 636.3 | 105.7 | 6060.3 | 78253.3
[17 empty] | % | 0.03719% | 0% | 0% | 0% | 0.1597% | 3.4% | 0.2856% | 0.4183% | 0% | 0.07616% | 0.296% | 51.06% | 2.969% | 0.1841% | 0% | 0.1705% | 0% | 0.03489% | 0.002939% | 0.13% | 0.01022% | 0.07028% | 0% | 15.12% | 16.89% | 0% | 0% | 0.8131% | 0.1351% | 7.744%

## eGRID CO
| eGRID2018 Generator file sequence number | Data Year | Plant state abbreviation | Plant name | DOE/EIA ORIS plant or facility code | Generator ID | Number of associated boilers | Generator status | Generator prime mover type | Generator primary fuel | Generator nameplate capacity (MW) | Generator capacity factor | Generator annual net generation (MWh) | Generator ozone season net generation (MWh) | Generation data source | Generator year on-line | Generator planned or actual retirement year | AB | BFG | BIT | BLQ | DFO | GEO | JF | LFG | LIG | MSW | MWH | NG | NUC | OBG | OBS | OG | OTH | PC | PG | PRG | PUR | RC | SUB | SUN | WAT | WC | WDL | WDS | WH | WND
1 | 4987 | 2018 | CO | Adams Community Solar Garden III LLC | 59850 | 23376 | 0 | OP | PV | SUN | 1.2 | 0.083 | 874 | 467 | Distributed from 923 Generation And Fuel | 2015 |  | 0 | 0 | 0 | 0 | 0 | 0 | 0 | 0 | 0 | 0 | 0 | 0 | 0 | 0 | 0 | 0 | 0 | 0 | 0 | 0 | 0 | 0 | 0 | 1.2 | 0 | 0 | 0 | 0 | 0 | 0
2 | 4988 | 2018 | CO | Adams Community Solar Garden LLC | 59849 | 23377 | 0 | OP | PV | SUN | 1.2 | 0.241 | 2530 | 1351 | Distributed from 923 Generation And Fuel | 2015 |  | 0 | 0 | 0 | 0 | 0 | 0 | 0 | 0 | 0 | 0 | 0 | 0 | 0 | 0 | 0 | 0 | 0 | 0 | 0 | 0 | 0 | 0 | 0 | 1.2 | 0 | 0 | 0 | 0 | 0 | 0
3 | 4989 | 2018 | CO | AFA Solar Farm | 57554 | AFA1 | 0 | OP | PV | SUN | 5.5 | 0.245 | 11799 | 6299 | Distributed from 923 Generation And Fuel | 2011 |  | 0 | 0 | 0 | 0 | 0 | 0 | 0 | 0 | 0 | 0 | 0 | 0 | 0 | 0 | 0 | 0 | 0 | 0 | 0 | 0 | 0 | 0 | 0 | 5.5 | 0 | 0 | 0 | 0 | 0 | 0
4 | 4990 | 2018 | CO | Airport 1 Solar (DIA) | 59807 | GBDIA | 0 | OP | PV | SUN | 1.5 | 0.191 | 2507 | 1338 | Distributed from 923 Generation And Fuel | 2009 |  | 0 | 0 | 0 | 0 | 0 | 0 | 0 | 0 | 0 | 0 | 0 | 0 | 0 | 0 | 0 | 0 | 0 | 0 | 0 | 0 | 0 | 0 | 0 | 1.5 | 0 | 0 | 0 | 0 | 0 | 0
5 | 4991 | 2018 | CO | Airport Industrial | 7995 | IC1 | 0 | OP | IC | DFO | 2.5 | -0.003 | -59.75 | -22.5 | Distributed from 923 Generation And Fuel | 2002 |  | 0 | 0 | 0 | 0 | 2.5 | 0 | 0 | 0 | 0 | 0 | 0 | 0 | 0 | 0 | 0 | 0 | 0 | 0 | 0 | 0 | 0 | 0 | 0 | 0 | 0 | 0 | 0 | 0 | 0 | 0
6 | 4992 | 2018 | CO | Airport Industrial | 7995 | IC2 | 0 | OP | IC | DFO | 2.5 | -0.003 | -59.75 | -22.5 | Distributed from 923 Generation And Fuel | 2002 |  | 0 | 0 | 0 | 0 | 2.5 | 0 | 0 | 0 | 0 | 0 | 0 | 0 | 0 | 0 | 0 | 0 | 0 | 0 | 0 | 0 | 0 | 0 | 0 | 0 | 0 | 0 | 0 | 0 | 0 | 0
7 | 4993 | 2018 | CO | Airport Industrial | 7995 | IC3 | 0 | OP | IC | DFO | 2.5 | -0.003 | -59.75 | -22.5 | Distributed from 923 Generation And Fuel | 2002 |  | 0 | 0 | 0 | 0 | 2.5 | 0 | 0 | 0 | 0 | 0 | 0 | 0 | 0 | 0 | 0 | 0 | 0 | 0 | 0 | 0 | 0 | 0 | 0 | 0 | 0 | 0 | 0 | 0 | 0 | 0
8 | 4994 | 2018 | CO | Airport Industrial | 7995 | IC4 | 0 | OP | IC | DFO | 2.5 | -0.003 | -59.75 | -22.5 | Distributed from 923 Generation And Fuel | 2002 |  | 0 | 0 | 0 | 0 | 2.5 | 0 | 0 | 0 | 0 | 0 | 0 | 0 | 0 | 0 | 0 | 0 | 0 | 0 | 0 | 0 | 0 | 0 | 0 | 0 | 0 | 0 | 0 | 0 | 0 | 0
9 | 4995 | 2018 | CO | Alamosa | 464 | CT1 | 0 | OP | GT | NG | 26.6 | 0.019 | 4397 | 2040 | Distributed from 923 Generation And Fuel | 1973 | 2026 | 0 | 0 | 0 | 0 | 0 | 0 | 0 | 0 | 0 | 0 | 0 | 26.6 | 0 | 0 | 0 | 0 | 0 | 0 | 0 | 0 | 0 | 0 | 0 | 0 | 0 | 0 | 0 | 0 | 0 | 0
10 | 4996 | 2018 | CO | Alamosa | 464 | CT2 | 0 | OP | GT | NG | 26.6 | 0.019 | 4397 | 2040 | Distributed from 923 Generation And Fuel | 1977 | 2026 | 0 | 0 | 0 | 0 | 0 | 0 | 0 | 0 | 0 | 0 | 0 | 26.6 | 0 | 0 | 0 | 0 | 0 | 0 | 0 | 0 | 0 | 0 | 0 | 0 | 0 | 0 | 0 | 0 | 0 | 0
11 | 5000 | 2018 | CO | American Gypsum Cogeneration | 54630 | T-1 | 0 | OP | GT | NG | 2.8 | 0.335 | 8223.25 | 3584 | Distributed from 923 Generation And Fuel | 1990 |  | 0 | 0 | 0 | 0 | 0 | 0 | 0 | 0 | 0 | 0 | 0 | 2.8 | 0 | 0 | 0 | 0 | 0 | 0 | 0 | 0 | 0 | 0 | 0 | 0 | 0 | 0 | 0 | 0 | 0 | 0
12 | 5001 | 2018 | CO | American Gypsum Cogeneration | 54630 | T-2 | 0 | OP | GT | NG | 3.6 | 0.335 | 10572.75 | 4608 | Distributed from 923 Generation And Fuel | 1990 |  | 0 | 0 | 0 | 0 | 0 | 0 | 0 | 0 | 0 | 0 | 0 | 3.6 | 0 | 0 | 0 | 0 | 0 | 0 | 0 | 0 | 0 | 0 | 0 | 0 | 0 | 0 | 0 | 0 | 0 | 0
13 | 5002 | 2018 | CO | Ames Hydro | 6207 | 1 | 0 | OP | HY | WAT | 3.6 | 0.073 | 2295 | 1040 | Distributed from 923 Generation And Fuel | 1906 |  | 0 | 0 | 0 | 0 | 0 | 0 | 0 | 0 | 0 | 0 | 0 | 0 | 0 | 0 | 0 | 0 | 0 | 0 | 0 | 0 | 0 | 0 | 0 | 0 | 3.6 | 0 | 0 | 0 | 0 | 0
14 | 5007 | 2018 | CO | Arapahoe 3 Community Solar Array | 60724 | ARAP3 | 0 | OP | PV | SUN | 1.8 | 0.175 | 2767 | 1477 | Distributed from 923 Generation And Fuel | 2017 |  | 0 | 0 | 0 | 0 | 0 | 0 | 0 | 0 | 0 | 0 | 0 | 0 | 0 | 0 | 0 | 0 | 0 | 0 | 0 | 0 | 0 | 0 | 0 | 1.8 | 0 | 0 | 0 | 0 | 0 | 0
15 | 5008 | 2018 | CO | Arapahoe Combustion Turbine Project | 55200 | UN5 | 0 | OP | CT | NG | 71.1 | 0.157 | 97736 | 51391 | EIA-923 Generator File | 2000 |  | 0 | 0 | 0 | 0 | 0 | 0 | 0 | 0 | 0 | 0 | 0 | 71.1 | 0 | 0 | 0 | 0 | 0 | 0 | 0 | 0 | 0 | 0 | 0 | 0 | 0 | 0 | 0 | 0 | 0 | 0
16 | 5009 | 2018 | CO | Arapahoe Combustion Turbine Project | 55200 | UN6 | 0 | OP | CT | NG | 71.1 | 0.159 | 99202 | 53293 | EIA-923 Generator File | 2000 |  | 0 | 0 | 0 | 0 | 0 | 0 | 0 | 0 | 0 | 0 | 0 | 71.1 | 0 | 0 | 0 | 0 | 0 | 0 | 0 | 0 | 0 | 0 | 0 | 0 | 0 | 0 | 0 | 0 | 0 | 0
17 | 5010 | 2018 | CO | Arapahoe Combustion Turbine Project | 55200 | UN7 | 2 | OP | CA | NG | 51.8 | 0.118 | 53622 | 29812 | EIA-923 Generator File | 2002 |  | 0 | 0 | 0 | 0 | 0 | 0 | 0 | 0 | 0 | 0 | 0 | 51.8 | 0 | 0 | 0 | 0 | 0 | 0 | 0 | 0 | 0 | 0 | 0 | 0 | 0 | 0 | 0 | 0 | 0 | 0
18 | 5011 | 2018 | CO | Bar D | 61886 | GEN1 | 0 | OP | PV | SUN | 4 | 0 | 0 | 0 | Distributed from 923 Generation And Fuel | 2018 |  | 0 | 0 | 0 | 0 | 0 | 0 | 0 | 0 | 0 | 0 | 0 | 0 | 0 | 0 | 0 | 0 | 0 | 0 | 0 | 0 | 0 | 0 | 0 | 4 | 0 | 0 | 0 | 0 | 0 | 0
19 | 5012 | 2018 | CO | Basalt | 7458 | 1 | 0 | OP | HY | WAT | 5 | 0.362 | 15869 | 7194 | Distributed from 923 Generation And Fuel | 1985 |  | 0 | 0 | 0 | 0 | 0 | 0 | 0 | 0 | 0 | 0 | 0 | 0 | 0 | 0 | 0 | 0 | 0 | 0 | 0 | 0 | 0 | 0 | 0 | 0 | 5 | 0 | 0 | 0 | 0 | 0
20 | 5013 | 2018 | CO | BHE Pueblo 2 Community Solar Array | 60801 | PUEB2 | 0 | OP | PV | SUN | 1.5 | 0.132 | 1729 | 917 | Distributed from 923 Generation And Fuel | 2018 |  | 0 | 0 | 0 | 0 | 0 | 0 | 0 | 0 | 0 | 0 | 0 | 0 | 0 | 0 | 0 | 0 | 0 | 0 | 0 | 0 | 0 | 0 | 0 | 1.5 | 0 | 0 | 0 | 0 | 0 | 0
21 | 5014 | 2018 | CO | Big Thompson | 515 | 1 | 0 | OP | HY | WAT | 4.5 | 0.032 | 1251 | 567 | Distributed from 923 Generation And Fuel | 1959 |  | 0 | 0 | 0 | 0 | 0 | 0 | 0 | 0 | 0 | 0 | 0 | 0 | 0 | 0 | 0 | 0 | 0 | 0 | 0 | 0 | 0 | 0 | 0 | 0 | 4.5 | 0 | 0 | 0 | 0 | 0
22 | 5015 | 2018 | CO | Bison Solar LLC | 60351 | BSPV1 | 0 | OP | PV | SUN | 30 | 0.245 | 64356 | 34356 | Distributed from 923 Generation And Fuel | 2016 |  | 0 | 0 | 0 | 0 | 0 | 0 | 0 | 0 | 0 | 0 | 0 | 0 | 0 | 0 | 0 | 0 | 0 | 0 | 0 | 0 | 0 | 0 | 0 | 30 | 0 | 0 | 0 | 0 | 0 | 0
23 | 5016 | 2018 | CO | Blue Mesa | 512 | 1 | 0 | OP | HY | WAT | 43.2 | 0.315 | 119064.5 | 53976.5 | Distributed from 923 Generation And Fuel | 1967 |  | 0 | 0 | 0 | 0 | 0 | 0 | 0 | 0 | 0 | 0 | 0 | 0 | 0 | 0 | 0 | 0 | 0 | 0 | 0 | 0 | 0 | 0 | 0 | 0 | 43.2 | 0 | 0 | 0 | 0 | 0
24 | 5017 | 2018 | CO | Blue Mesa | 512 | 2 | 0 | OP | HY | WAT | 43.2 | 0.315 | 119064.5 | 53976.5 | Distributed from 923 Generation And Fuel | 1967 |  | 0 | 0 | 0 | 0 | 0 | 0 | 0 | 0 | 0 | 0 | 0 | 0 | 0 | 0 | 0 | 0 | 0 | 0 | 0 | 0 | 0 | 0 | 0 | 0 | 43.2 | 0 | 0 | 0 | 0 | 0
25 | 5018 | 2018 | CO | Blue Spruce Energy Center | 55645 | CT01 | 0 | OP | GT | NG | 198.9 | 0.06 | 105409 | 63454 | Distributed from 923 Generation And Fuel | 2003 |  | 0 | 0 | 0 | 0 | 0 | 0 | 0 | 0 | 0 | 0 | 0 | 198.9 | 0 | 0 | 0 | 0 | 0 | 0 | 0 | 0 | 0 | 0 | 0 | 0 | 0 | 0 | 0 | 0 | 0 | 0
26 | 5019 | 2018 | CO | Blue Spruce Energy Center | 55645 | CT02 | 0 | OP | GT | NG | 198.9 | 0.06 | 105409 | 63454 | Distributed from 923 Generation And Fuel | 2003 |  | 0 | 0 | 0 | 0 | 0 | 0 | 0 | 0 | 0 | 0 | 0 | 198.9 | 0 | 0 | 0 | 0 | 0 | 0 | 0 | 0 | 0 | 0 | 0 | 0 | 0 | 0 | 0 | 0 | 0 | 0
27 | 5020 | 2018 | CO | Boulder Canyon Hydro | 466 | 1A | 0 | OP | HY | WAT | 5 | 0.28 | 12281 | 5567 | Distributed from 923 Generation And Fuel | 2013 |  | 0 | 0 | 0 | 0 | 0 | 0 | 0 | 0 | 0 | 0 | 0 | 0 | 0 | 0 | 0 | 0 | 0 | 0 | 0 | 0 | 0 | 0 | 0 | 0 | 5 | 0 | 0 | 0 | 0 | 0
28 | 5023 | 2018 | CO | Boulder City Betasso Hydro Plant | 54680 | 0001 | 0 | OP | HY | WAT | 3 | 0.25 | 6574 | 2980 | Distributed from 923 Generation And Fuel | 1987 |  | 0 | 0 | 0 | 0 | 0 | 0 | 0 | 0 | 0 | 0 | 0 | 0 | 0 | 0 | 0 | 0 | 0 | 0 | 0 | 0 | 0 | 0 | 0 | 0 | 3 | 0 | 0 | 0 | 0 | 0
29 | 5024 | 2018 | CO | Boulder City Lakewood Hydro | 54679 | 0001 | 0 | OP | HY | WAT | 3.5 | 0.214 | 6574 | 2980 | Distributed from 923 Generation And Fuel | 2004 |  | 0 | 0 | 0 | 0 | 0 | 0 | 0 | 0 | 0 | 0 | 0 | 0 | 0 | 0 | 0 | 0 | 0 | 0 | 0 | 0 | 0 | 0 | 0 | 0 | 3.5 | 0 | 0 | 0 | 0 | 0
30 | 5025 | 2018 | CO | Boulder City Silver Lake Hydro | 55931 | 0001 | 0 | OP | HY | WAT | 3.3 | 0.289 | 8357 | 3789 | Distributed from 923 Generation And Fuel | 2000 |  | 0 | 0 | 0 | 0 | 0 | 0 | 0 | 0 | 0 | 0 | 0 | 0 | 0 | 0 | 0 | 0 | 0 | 0 | 0 | 0 | 0 | 0 | 0 | 0 | 3.3 | 0 | 0 | 0 | 0 | 0
31 | 5026 | 2018 | CO | Brighton PV Solar Plant | 59144 | 15755 | 0 | OP | PV | SUN | 1.8 | 0.218 | 3442 | 1837 | Distributed from 923 Generation And Fuel | 2012 |  | 0 | 0 | 0 | 0 | 0 | 0 | 0 | 0 | 0 | 0 | 0 | 0 | 0 | 0 | 0 | 0 | 0 | 0 | 0 | 0 | 0 | 0 | 0 | 1.8 | 0 | 0 | 0 | 0 | 0 | 0
32 | 5027 | 2018 | CO | Brush Generation Facility | 10682 | GT1 | 0 | OP | CT | NG | 23.8 | 0.052 | 10914 | 9279 | EIA-923 Generator File | 1990 |  | 0 | 0 | 0 | 0 | 0 | 0 | 0 | 0 | 0 | 0 | 0 | 23.8 | 0 | 0 | 0 | 0 | 0 | 0 | 0 | 0 | 0 | 0 | 0 | 0 | 0 | 0 | 0 | 0 | 0 | 0
33 | 5028 | 2018 | CO | Brush Generation Facility | 10682 | GT2 | 0 | OP | GT | NG | 23.8 | 0.052 | 10940 | 5162 | Distributed from 923 Generation And Fuel | 1990 |  | 0 | 0 | 0 | 0 | 0 | 0 | 0 | 0 | 0 | 0 | 0 | 23.8 | 0 | 0 | 0 | 0 | 0 | 0 | 0 | 0 | 0 | 0 | 0 | 0 | 0 | 0 | 0 | 0 | 0 | 0
34 | 5029 | 2018 | CO | Brush Generation Facility | 10682 | GT3 | 0 | OP | CT | NG | 37 | 0.062 | 20156 | 6535 | EIA-923 Generator File | 1994 |  | 0 | 0 | 0 | 0 | 0 | 0 | 0 | 0 | 0 | 0 | 0 | 37 | 0 | 0 | 0 | 0 | 0 | 0 | 0 | 0 | 0 | 0 | 0 | 0 | 0 | 0 | 0 | 0 | 0 | 0
35 | 5030 | 2018 | CO | Brush Generation Facility | 10682 | GT4 | 0 | OP | CT | NG | 23.8 | 0.079 | 16535 | 14261 | EIA-923 Generator File | 1999 |  | 0 | 0 | 0 | 0 | 0 | 0 | 0 | 0 | 0 | 0 | 0 | 23.8 | 0 | 0 | 0 | 0 | 0 | 0 | 0 | 0 | 0 | 0 | 0 | 0 | 0 | 0 | 0 | 0 | 0 | 0
36 | 5031 | 2018 | CO | Brush Generation Facility | 10682 | GT5 | 0 | OP | CT | NG | 23.8 | 0.075 | 15635 | 13563 | EIA-923 Generator File | 1999 |  | 0 | 0 | 0 | 0 | 0 | 0 | 0 | 0 | 0 | 0 | 0 | 23.8 | 0 | 0 | 0 | 0 | 0 | 0 | 0 | 0 | 0 | 0 | 0 | 0 | 0 | 0 | 0 | 0 | 0 | 0
37 | 5032 | 2018 | CO | Brush Generation Facility | 10682 | ST1 | 1 | OP | CA | NG | 38 | 0.026 | 8579 | 7458 | EIA-923 Generator File | 1990 |  | 0 | 0 | 0 | 0 | 0 | 0 | 0 | 0 | 0 | 0 | 0 | 38 | 0 | 0 | 0 | 0 | 0 | 0 | 0 | 0 | 0 | 0 | 0 | 0 | 0 | 0 | 0 | 0 | 0 | 0
38 | 5033 | 2018 | CO | Brush Generation Facility | 10682 | ST2 | 1 | OP | CA | NG | 37 | 0.046 | 14792 | 5334 | EIA-923 Generator File | 1994 |  | 0 | 0 | 0 | 0 | 0 | 0 | 0 | 0 | 0 | 0 | 0 | 37 | 0 | 0 | 0 | 0 | 0 | 0 | 0 | 0 | 0 | 0 | 0 | 0 | 0 | 0 | 0 | 0 | 0 | 0
39 | 5034 | 2018 | CO | Brush Generation Facility | 10682 | ST4 | 2 | OP | CA | NG | 90 | 0.05 | 39040 | 34484 | EIA-923 Generator File | 2002 |  | 0 | 0 | 0 | 0 | 0 | 0 | 0 | 0 | 0 | 0 | 0 | 90 | 0 | 0 | 0 | 0 | 0 | 0 | 0 | 0 | 0 | 0 | 0 | 0 | 0 | 0 | 0 | 0 | 0 | 0
40 | 5038 | 2018 | CO | Busch Ranch Wind Energy Farm | 57980 | WTG | 0 | OP | WT | WND | 29 | 0.369 | 93615 | 35757 | Distributed from 923 Generation And Fuel | 2012 |  | 0 | 0 | 0 | 0 | 0 | 0 | 0 | 0 | 0 | 0 | 0 | 0 | 0 | 0 | 0 | 0 | 0 | 0 | 0 | 0 | 0 | 0 | 0 | 0 | 0 | 0 | 0 | 0 | 0 | 29
41 | 5039 | 2018 | CO | Cabin Creek | 467 | A | 0 | OP | PS | WAT | 150 | -0.049 | -63745.5 | -26484 | Distributed from 923 Generation And Fuel | 1967 |  | 0 | 0 | 0 | 0 | 0 | 0 | 0 | 0 | 0 | 0 | 0 | 0 | 0 | 0 | 0 | 0 | 0 | 0 | 0 | 0 | 0 | 0 | 0 | 0 | 150 | 0 | 0 | 0 | 0 | 0
42 | 5040 | 2018 | CO | Cabin Creek | 467 | B | 0 | OP | PS | WAT | 150 | -0.049 | -63745.5 | -26484 | Distributed from 923 Generation And Fuel | 1967 |  | 0 | 0 | 0 | 0 | 0 | 0 | 0 | 0 | 0 | 0 | 0 | 0 | 0 | 0 | 0 | 0 | 0 | 0 | 0 | 0 | 0 | 0 | 0 | 0 | 150 | 0 | 0 | 0 | 0 | 0
43 | 5043 | 2018 | CO | Carousel Wind Farm LLC | 59975 | CW1 | 0 | OP | WT | WND | 150 | 0.498 | 654325 | 249928 | Distributed from 923 Generation And Fuel | 2015 |  | 0 | 0 | 0 | 0 | 0 | 0 | 0 | 0 | 0 | 0 | 0 | 0 | 0 | 0 | 0 | 0 | 0 | 0 | 0 | 0 | 0 | 0 | 0 | 0 | 0 | 0 | 0 | 0 | 0 | 150
44 | 5044 | 2018 | CO | Carson Solar I | 57509 | 1 | 0 | OP | PV | SUN | 2 | 0.094 | 1645 | 878 | Distributed from 923 Generation And Fuel | 2007 |  | 0 | 0 | 0 | 0 | 0 | 0 | 0 | 0 | 0 | 0 | 0 | 0 | 0 | 0 | 0 | 0 | 0 | 0 | 0 | 0 | 0 | 0 | 0 | 2 | 0 | 0 | 0 | 0 | 0 | 0
45 | 5045 | 2018 | CO | Carter Hydro | 58622 | 1 | 0 | OP | HY | WAT | 1.3 | 0.343 | 3903 | 3125.5 | Distributed from 923 Generation And Fuel | 2012 |  | 0 | 0 | 0 | 0 | 0 | 0 | 0 | 0 | 0 | 0 | 0 | 0 | 0 | 0 | 0 | 0 | 0 | 0 | 0 | 0 | 0 | 0 | 0 | 0 | 1.3 | 0 | 0 | 0 | 0 | 0
46 | 5046 | 2018 | CO | Carter Hydro | 58622 | 2 | 0 | OP | HY | WAT | 1.3 | 0.343 | 3903 | 3125.5 | Distributed from 923 Generation And Fuel | 2012 |  | 0 | 0 | 0 | 0 | 0 | 0 | 0 | 0 | 0 | 0 | 0 | 0 | 0 | 0 | 0 | 0 | 0 | 0 | 0 | 0 | 0 | 0 | 0 | 0 | 1.3 | 0 | 0 | 0 | 0 | 0
47 | 5048 | 2018 | CO | Cedar Creek II | 57210 | 1 | 0 | OP | WT | WND | 248.3 | 0.328 | 713611 | 224619 | Distributed from 923 Generation And Fuel | 2011 |  | 0 | 0 | 0 | 0 | 0 | 0 | 0 | 0 | 0 | 0 | 0 | 0 | 0 | 0 | 0 | 0 | 0 | 0 | 0 | 0 | 0 | 0 | 0 | 0 | 0 | 0 | 0 | 0 | 0 | 248.3
48 | 5049 | 2018 | CO | Cedar Creek Wind | 56371 | 1 | 0 | OP | WT | WND | 221 | 0.309 | 598006.143 | 192684.053 | Distributed from 923 Generation And Fuel | 2007 |  | 0 | 0 | 0 | 0 | 0 | 0 | 0 | 0 | 0 | 0 | 0 | 0 | 0 | 0 | 0 | 0 | 0 | 0 | 0 | 0 | 0 | 0 | 0 | 0 | 0 | 0 | 0 | 0 | 0 | 221
49 | 5050 | 2018 | CO | Cedar Creek Wind | 56371 | 2 | 0 | OP | WT | WND | 79.5 | 0.309 | 215119.857 | 69313.947 | Distributed from 923 Generation And Fuel | 2007 |  | 0 | 0 | 0 | 0 | 0 | 0 | 0 | 0 | 0 | 0 | 0 | 0 | 0 | 0 | 0 | 0 | 0 | 0 | 0 | 0 | 0 | 0 | 0 | 0 | 0 | 0 | 0 | 0 | 0 | 79.5
50 | 5051 | 2018 | CO | Cedar Point Wind | 57315 | 1-139 | 0 | OP | WT | WND | 252 | 0.329 | 726656 | 290084 | Distributed from 923 Generation And Fuel | 2011 |  | 0 | 0 | 0 | 0 | 0 | 0 | 0 | 0 | 0 | 0 | 0 | 0 | 0 | 0 | 0 | 0 | 0 | 0 | 0 | 0 | 0 | 0 | 0 | 0 | 0 | 0 | 0 | 0 | 0 | 252
51 | 5054 | 2018 | CO | Cherokee | 469 | 4 | 1 | OP | ST | NG | 380.8 | 0.327 | 1090864 | 598631 | EIA-923 Generator File | 1968 | 2027 | 0 | 0 | 0 | 0 | 0 | 0 | 0 | 0 | 0 | 0 | 0 | 380.8 | 0 | 0 | 0 | 0 | 0 | 0 | 0 | 0 | 0 | 0 | 0 | 0 | 0 | 0 | 0 | 0 | 0 | 0
52 | 5055 | 2018 | CO | Cherokee | 469 | 5 | 0 | OP | CT | NG | 185.3 | 0.499 | 810557 | 405833 | EIA-923 Generator File | 2015 |  | 0 | 0 | 0 | 0 | 0 | 0 | 0 | 0 | 0 | 0 | 0 | 185.3 | 0 | 0 | 0 | 0 | 0 | 0 | 0 | 0 | 0 | 0 | 0 | 0 | 0 | 0 | 0 | 0 | 0 | 0
53 | 5056 | 2018 | CO | Cherokee | 469 | 6 | 0 | OP | CT | NG | 185.3 | 0.545 | 883984 | 371275 | EIA-923 Generator File | 2015 |  | 0 | 0 | 0 | 0 | 0 | 0 | 0 | 0 | 0 | 0 | 0 | 185.3 | 0 | 0 | 0 | 0 | 0 | 0 | 0 | 0 | 0 | 0 | 0 | 0 | 0 | 0 | 0 | 0 | 0 | 0
54 | 5057 | 2018 | CO | Cherokee | 469 | 7 | 2 | OP | CA | NG | 255 | 0.473 | 1056473 | 482948 | EIA-923 Generator File | 2015 |  | 0 | 0 | 0 | 0 | 0 | 0 | 0 | 0 | 0 | 0 | 0 | 255 | 0 | 0 | 0 | 0 | 0 | 0 | 0 | 0 | 0 | 0 | 0 | 0 | 0 | 0 | 0 | 0 | 0 | 0
55 | 5061 | 2018 | CO | City & County of Denver at Denver Int'l | 57645 | PV1 | 0 | OP | PV | SUN | 3.4 | 0.236 | 7034 | 3755 | Distributed from 923 Generation And Fuel | 2011 |  | 0 | 0 | 0 | 0 | 0 | 0 | 0 | 0 | 0 | 0 | 0 | 0 | 0 | 0 | 0 | 0 | 0 | 0 | 0 | 0 | 0 | 0 | 0 | 3.4 | 0 | 0 | 0 | 0 | 0 | 0
56 | 5062 | 2018 | CO | City of Boulder WWTP | 57681 | 1 | 0 | OP | PV | SUN | 1 | 0.146 | 1279 | 683 | Distributed from 923 Generation And Fuel | 2010 |  | 0 | 0 | 0 | 0 | 0 | 0 | 0 | 0 | 0 | 0 | 0 | 0 | 0 | 0 | 0 | 0 | 0 | 0 | 0 | 0 | 0 | 0 | 0 | 1 | 0 | 0 | 0 | 0 | 0 | 0
57 | 5063 | 2018 | CO | Clear Spring Ranch PV Project | 60511 | PV1 | 0 | OP | PV | SUN | 10 | 0.311 | 27238 | 14541 | Distributed from 923 Generation And Fuel | 2016 |  | 0 | 0 | 0 | 0 | 0 | 0 | 0 | 0 | 0 | 0 | 0 | 0 | 0 | 0 | 0 | 0 | 0 | 0 | 0 | 0 | 0 | 0 | 0 | 10 | 0 | 0 | 0 | 0 | 0 | 0
58 | 5064 | 2018 | CO | Cogentrix of Alamosa | 57368 | 1 | 0 | OP | PV | SUN | 30 | 0.225 | 59148 | 31575 | Distributed from 923 Generation And Fuel | 2012 |  | 0 | 0 | 0 | 0 | 0 | 0 | 0 | 0 | 0 | 0 | 0 | 0 | 0 | 0 | 0 | 0 | 0 | 0 | 0 | 0 | 0 | 0 | 0 | 30 | 0 | 0 | 0 | 0 | 0 | 0
59 | 5065 | 2018 | CO | Colorado Energy Nations Company | 10003 | GEN1 | 5 | OP | ST | NG | 7.5 | 0.938 | 61657.984 | 24722.924 | EIA-923 Generator File | 1976 |  | 0 | 0 | 0 | 0 | 0 | 0 | 0 | 0 | 0 | 0 | 0 | 7.5 | 0 | 0 | 0 | 0 | 0 | 0 | 0 | 0 | 0 | 0 | 0 | 0 | 0 | 0 | 0 | 0 | 0 | 0
60 | 5066 | 2018 | CO | Colorado Energy Nations Company | 10003 | GEN2 | 5 | OP | ST | NG | 7.5 | 0.878 | 57653.533 | 22899.315 | EIA-923 Generator File | 1977 |  | 0 | 0 | 0 | 0 | 0 | 0 | 0 | 0 | 0 | 0 | 0 | 7.5 | 0 | 0 | 0 | 0 | 0 | 0 | 0 | 0 | 0 | 0 | 0 | 0 | 0 | 0 | 0 | 0 | 0 | 0
61 | 5067 | 2018 | CO | Colorado Energy Nations Company | 10003 | GEN3 | 5 | OP | ST | NG | 20 | 0.304 | 53203.502 | 19589.16 | EIA-923 Generator File | 1983 |  | 0 | 0 | 0 | 0 | 0 | 0 | 0 | 0 | 0 | 0 | 0 | 20 | 0 | 0 | 0 | 0 | 0 | 0 | 0 | 0 | 0 | 0 | 0 | 0 | 0 | 0 | 0 | 0 | 0 | 0
62 | 5069 | 2018 | CO | Colorado Green Holdings LLC | 56173 | CG | 0 | OP | WT | WND | 162 | 0.215 | 305678 | 116758 | Distributed from 923 Generation And Fuel | 2003 |  | 0 | 0 | 0 | 0 | 0 | 0 | 0 | 0 | 0 | 0 | 0 | 0 | 0 | 0 | 0 | 0 | 0 | 0 | 0 | 0 | 0 | 0 | 0 | 0 | 0 | 0 | 0 | 0 | 0 | 162
63 | 5070 | 2018 | CO | Colorado Highlands Wind | 57174 | CHW1 | 0 | OP | WT | WND | 71 | 0.363 | 225648.791 | 86189.585 | Distributed from 923 Generation And Fuel | 2012 |  | 0 | 0 | 0 | 0 | 0 | 0 | 0 | 0 | 0 | 0 | 0 | 0 | 0 | 0 | 0 | 0 | 0 | 0 | 0 | 0 | 0 | 0 | 0 | 0 | 0 | 0 | 0 | 0 | 0 | 71
64 | 5071 | 2018 | CO | Colorado Highlands Wind | 57174 | CHW2 | 0 | OP | WT | WND | 25.1 | 0.363 | 79771.615 | 30469.839 | Distributed from 923 Generation And Fuel | 2013 |  | 0 | 0 | 0 | 0 | 0 | 0 | 0 | 0 | 0 | 0 | 0 | 0 | 0 | 0 | 0 | 0 | 0 | 0 | 0 | 0 | 0 | 0 | 0 | 0 | 0 | 0 | 0 | 0 | 0 | 25.1
65 | 5073 | 2018 | CO | Comanche (CO) | 470 | 1 | 1 | OP | ST | SUB | 382.5 | 0.661 | 2213807 | 879267 | EIA-923 Generator File | 1973 | 2022 | 0 | 0 | 0 | 0 | 0 | 0 | 0 | 0 | 0 | 0 | 0 | 0 | 0 | 0 | 0 | 0 | 0 | 0 | 0 | 0 | 0 | 0 | 382.5 | 0 | 0 | 0 | 0 | 0 | 0 | 0
66 | 5074 | 2018 | CO | Comanche (CO) | 470 | 2 | 1 | OP | ST | SUB | 396 | 0.639 | 2215649 | 912954 | EIA-923 Generator File | 1975 | 2025 | 0 | 0 | 0 | 0 | 0 | 0 | 0 | 0 | 0 | 0 | 0 | 0 | 0 | 0 | 0 | 0 | 0 | 0 | 0 | 0 | 0 | 0 | 396 | 0 | 0 | 0 | 0 | 0 | 0 | 0
67 | 5075 | 2018 | CO | Comanche (CO) | 470 | 3 | 1 | OP | ST | SUB | 856.8 | 0.71 | 5332191 | 2300693 | EIA-923 Generator File | 2010 |  | 0 | 0 | 0 | 0 | 0 | 0 | 0 | 0 | 0 | 0 | 0 | 0 | 0 | 0 | 0 | 0 | 0 | 0 | 0 | 0 | 0 | 0 | 856.8 | 0 | 0 | 0 | 0 | 0 | 0 | 0
68 | 5076 | 2018 | CO | Comanche Solar | 59656 | COMCH | 0 | OP | PV | SUN | 120 | 0.283 | 297860 | 159008 | Distributed from 923 Generation And Fuel | 2016 |  | 0 | 0 | 0 | 0 | 0 | 0 | 0 | 0 | 0 | 0 | 0 | 0 | 0 | 0 | 0 | 0 | 0 | 0 | 0 | 0 | 0 | 0 | 0 | 120 | 0 | 0 | 0 | 0 | 0 | 0
69 | 5077 | 2018 | CO | Conejos 1 Community Solar Array | 60723 | CONEJ | 0 | OP | PV | SUN | 1.5 | 0.275 | 3620 | 1932 | Distributed from 923 Generation And Fuel | 2017 |  | 0 | 0 | 0 | 0 | 0 | 0 | 0 | 0 | 0 | 0 | 0 | 0 | 0 | 0 | 0 | 0 | 0 | 0 | 0 | 0 | 0 | 0 | 0 | 1.5 | 0 | 0 | 0 | 0 | 0 | 0
70 | 5078 | 2018 | CO | Coyote Ridge Community Solar | 61425 | COYCS | 0 | OP | PV | SUN | 1.5 | 0.232 | 3046 | 1626 | Distributed from 923 Generation And Fuel | 2017 |  | 0 | 0 | 0 | 0 | 0 | 0 | 0 | 0 | 0 | 0 | 0 | 0 | 0 | 0 | 0 | 0 | 0 | 0 | 0 | 0 | 0 | 0 | 0 | 1.5 | 0 | 0 | 0 | 0 | 0 | 0
71 | 5079 | 2018 | CO | Craig (CO) | 6021 | 1 | 1 | OP | ST | SUB | 446.4 | 0.679 | 2656155 | 1080240 | EIA-923 Generator File | 1980 | 2025 | 0 | 0 | 0 | 0 | 0 | 0 | 0 | 0 | 0 | 0 | 0 | 0 | 0 | 0 | 0 | 0 | 0 | 0 | 0 | 0 | 0 | 0 | 446.4 | 0 | 0 | 0 | 0 | 0 | 0 | 0
72 | 5080 | 2018 | CO | Craig (CO) | 6021 | 2 | 1 | OP | ST | SUB | 446.4 | 0.736 | 2877335 | 1132073 | EIA-923 Generator File | 1979 |  | 0 | 0 | 0 | 0 | 0 | 0 | 0 | 0 | 0 | 0 | 0 | 0 | 0 | 0 | 0 | 0 | 0 | 0 | 0 | 0 | 0 | 0 | 446.4 | 0 | 0 | 0 | 0 | 0 | 0 | 0
73 | 5081 | 2018 | CO | Craig (CO) | 6021 | 3 | 1 | OP | ST | SUB | 534.8 | 0.386 | 1809342 | 1027639 | EIA-923 Generator File | 1984 |  | 0 | 0 | 0 | 0 | 0 | 0 | 0 | 0 | 0 | 0 | 0 | 0 | 0 | 0 | 0 | 0 | 0 | 0 | 0 | 0 | 0 | 0 | 534.8 | 0 | 0 | 0 | 0 | 0 | 0 | 0
74 | 5083 | 2018 | CO | Crystal | 6159 | 1 | 0 | OP | HY | WAT | 28 | 0.737 | 180823 | 81974 | Distributed from 923 Generation And Fuel | 1978 |  | 0 | 0 | 0 | 0 | 0 | 0 | 0 | 0 | 0 | 0 | 0 | 0 | 0 | 0 | 0 | 0 | 0 | 0 | 0 | 0 | 0 | 0 | 0 | 0 | 28 | 0 | 0 | 0 | 0 | 0
75 | 5084 | 2018 | CO | CSU Pueblo | 58481 | CSU1 | 0 | OP | PV | SUN | 1 | 0.211 | 1849 | 987 | Distributed from 923 Generation And Fuel | 2008 |  | 0 | 0 | 0 | 0 | 0 | 0 | 0 | 0 | 0 | 0 | 0 | 0 | 0 | 0 | 0 | 0 | 0 | 0 | 0 | 0 | 0 | 0 | 0 | 1 | 0 | 0 | 0 | 0 | 0 | 0
76 | 5085 | 2018 | CO | DADS Gas Recovery | 56530 | GEN1 | 0 | OP | IC | LFG | 0.8 | 0.799 | 5598.75 | 2302 | Distributed from 923 Generation And Fuel | 2008 |  | 0 | 0 | 0 | 0 | 0 | 0 | 0 | 0.8 | 0 | 0 | 0 | 0 | 0 | 0 | 0 | 0 | 0 | 0 | 0 | 0 | 0 | 0 | 0 | 0 | 0 | 0 | 0 | 0 | 0 | 0
77 | 5086 | 2018 | CO | DADS Gas Recovery | 56530 | GEN2 | 0 | OP | IC | LFG | 0.8 | 0.799 | 5598.75 | 2302 | Distributed from 923 Generation And Fuel | 2008 |  | 0 | 0 | 0 | 0 | 0 | 0 | 0 | 0.8 | 0 | 0 | 0 | 0 | 0 | 0 | 0 | 0 | 0 | 0 | 0 | 0 | 0 | 0 | 0 | 0 | 0 | 0 | 0 | 0 | 0 | 0
78 | 5087 | 2018 | CO | DADS Gas Recovery | 56530 | GEN3 | 0 | OP | IC | LFG | 0.8 | 0.799 | 5598.75 | 2302 | Distributed from 923 Generation And Fuel | 2008 |  | 0 | 0 | 0 | 0 | 0 | 0 | 0 | 0.8 | 0 | 0 | 0 | 0 | 0 | 0 | 0 | 0 | 0 | 0 | 0 | 0 | 0 | 0 | 0 | 0 | 0 | 0 | 0 | 0 | 0 | 0
79 | 5088 | 2018 | CO | DADS Gas Recovery | 56530 | GEN4 | 0 | OP | IC | LFG | 0.8 | 0.799 | 5598.75 | 2302 | Distributed from 923 Generation And Fuel | 2008 |  | 0 | 0 | 0 | 0 | 0 | 0 | 0 | 0.8 | 0 | 0 | 0 | 0 | 0 | 0 | 0 | 0 | 0 | 0 | 0 | 0 | 0 | 0 | 0 | 0 | 0 | 0 | 0 | 0 | 0 | 0
80 | 5089 | 2018 | CO | Denver Int Airport | 56815 | 1 | 0 | OP | PV | SUN | 1.9 | 0.153 | 2539 | 1355 | Distributed from 923 Generation And Fuel | 2008 |  | 0 | 0 | 0 | 0 | 0 | 0 | 0 | 0 | 0 | 0 | 0 | 0 | 0 | 0 | 0 | 0 | 0 | 0 | 0 | 0 | 0 | 0 | 0 | 1.9 | 0 | 0 | 0 | 0 | 0 | 0
81 | 5090 | 2018 | CO | Denver Intl Airport IV Solar | 59462 | DIA4 | 0 | OP | PV | SUN | 1.5 | 0.228 | 3000 | 1602 | Distributed from 923 Generation And Fuel | 2014 |  | 0 | 0 | 0 | 0 | 0 | 0 | 0 | 0 | 0 | 0 | 0 | 0 | 0 | 0 | 0 | 0 | 0 | 0 | 0 | 0 | 0 | 0 | 0 | 1.5 | 0 | 0 | 0 | 0 | 0 | 0
82 | 5091 | 2018 | CO | Denver Metro Solar | 61563 | 53962 | 0 | OP | PV | SUN | 1.6 | 0.264 | 3707 | 1979 | Distributed from 923 Generation And Fuel | 2017 |  | 0 | 0 | 0 | 0 | 0 | 0 | 0 | 0 | 0 | 0 | 0 | 0 | 0 | 0 | 0 | 0 | 0 | 0 | 0 | 0 | 0 | 0 | 0 | 1.6 | 0 | 0 | 0 | 0 | 0 | 0
83 | 5092 | 2018 | CO | Dillon Hydro Plant | 10421 | GEN1 | 0 | OP | HY | WAT | 1.8 | 0.026 | 411 | 186 | Distributed from 923 Generation And Fuel | 1987 |  | 0 | 0 | 0 | 0 | 0 | 0 | 0 | 0 | 0 | 0 | 0 | 0 | 0 | 0 | 0 | 0 | 0 | 0 | 0 | 0 | 0 | 0 | 0 | 0 | 1.8 | 0 | 0 | 0 | 0 | 0
84 | 5093 | 2018 | CO | DOE Golden NREL Main Campus | 57694 | MESA | 0 | OP | PV | SUN | 0.7 | 0.097 | 594.364 | 317.333 | Distributed from 923 Generation And Fuel | 2008 |  | 0 | 0 | 0 | 0 | 0 | 0 | 0 | 0 | 0 | 0 | 0 | 0 | 0 | 0 | 0 | 0 | 0 | 0 | 0 | 0 | 0 | 0 | 0 | 0.7 | 0 | 0 | 0 | 0 | 0 | 0
85 | 5094 | 2018 | CO | DOE Golden NREL Main Campus | 57694 | PARKG | 0 | OP | PV | SUN | 1.2 | 0.097 | 1018.909 | 544 | Distributed from 923 Generation And Fuel | 2013 |  | 0 | 0 | 0 | 0 | 0 | 0 | 0 | 0 | 0 | 0 | 0 | 0 | 0 | 0 | 0 | 0 | 0 | 0 | 0 | 0 | 0 | 0 | 0 | 1.2 | 0 | 0 | 0 | 0 | 0 | 0
86 | 5095 | 2018 | CO | DOE Golden NREL Main Campus | 57694 | PARKL | 0 | OP | PV | SUN | 0.5 | 0.097 | 424.545 | 226.667 | Distributed from 923 Generation And Fuel | 2011 |  | 0 | 0 | 0 | 0 | 0 | 0 | 0 | 0 | 0 | 0 | 0 | 0 | 0 | 0 | 0 | 0 | 0 | 0 | 0 | 0 | 0 | 0 | 0 | 0.5 | 0 | 0 | 0 | 0 | 0 | 0
87 | 5096 | 2018 | CO | DOE Golden NREL Main Campus | 57694 | RSF1 | 0 | OP | PV | SUN | 0.4 | 0.097 | 339.636 | 181.333 | Distributed from 923 Generation And Fuel | 2010 |  | 0 | 0 | 0 | 0 | 0 | 0 | 0 | 0 | 0 | 0 | 0 | 0 | 0 | 0 | 0 | 0 | 0 | 0 | 0 | 0 | 0 | 0 | 0 | 0.4 | 0 | 0 | 0 | 0 | 0 | 0
88 | 5097 | 2018 | CO | DOE Golden NREL Main Campus | 57694 | RSF2 | 0 | OP | PV | SUN | 0.4 | 0.097 | 339.636 | 181.333 | Distributed from 923 Generation And Fuel | 2012 |  | 0 | 0 | 0 | 0 | 0 | 0 | 0 | 0 | 0 | 0 | 0 | 0 | 0 | 0 | 0 | 0 | 0 | 0 | 0 | 0 | 0 | 0 | 0 | 0.4 | 0 | 0 | 0 | 0 | 0 | 0
89 | 5098 | 2018 | CO | DOE Golden NREL Main Campus | 57694 | STF | 0 | OP | PV | SUN | 0.1 | 0.097 | 84.909 | 45.333 | Distributed from 923 Generation And Fuel | 2009 |  | 0 | 0 | 0 | 0 | 0 | 0 | 0 | 0 | 0 | 0 | 0 | 0 | 0 | 0 | 0 | 0 | 0 | 0 | 0 | 0 | 0 | 0 | 0 | 0.1 | 0 | 0 | 0 | 0 | 0 | 0
90 | 5099 | 2018 | CO | DOE Golden NWTC Load Side | 57692 | SEPV | 0 | OP | PV | SUN | 1.1 | 0 | 0 | 0 | Distributed from 923 Generation And Fuel | 2009 |  | 0 | 0 | 0 | 0 | 0 | 0 | 0 | 0 | 0 | 0 | 0 | 0 | 0 | 0 | 0 | 0 | 0 | 0 | 0 | 0 | 0 | 0 | 0 | 1.1 | 0 | 0 | 0 | 0 | 0 | 0
91 | 5100 | 2018 | CO | DOE Golden NWTC Turbine Side | 57693 | GAMES | 0 | OP | WT | WND | 2 | 0.001 | 18.864 | 7.273 | Distributed from 923 Generation And Fuel | 2011 |  | 0 | 0 | 0 | 0 | 0 | 0 | 0 | 0 | 0 | 0 | 0 | 0 | 0 | 0 | 0 | 0 | 0 | 0 | 0 | 0 | 0 | 0 | 0 | 0 | 0 | 0 | 0 | 0 | 0 | 2
92 | 5101 | 2018 | CO | DOE Golden NWTC Turbine Side | 57693 | GEDOE | 0 | OP | WT | WND | 1.5 | 0.001 | 14.148 | 5.455 | Distributed from 923 Generation And Fuel | 2010 |  | 0 | 0 | 0 | 0 | 0 | 0 | 0 | 0 | 0 | 0 | 0 | 0 | 0 | 0 | 0 | 0 | 0 | 0 | 0 | 0 | 0 | 0 | 0 | 0 | 0 | 0 | 0 | 0 | 0 | 1.5
93 | 5102 | 2018 | CO | DOE Golden NWTC Turbine Side | 57693 | SIEM | 0 | OP | WT | WND | 2.3 | 0.001 | 21.693 | 8.364 | Distributed from 923 Generation And Fuel | 2010 |  | 0 | 0 | 0 | 0 | 0 | 0 | 0 | 0 | 0 | 0 | 0 | 0 | 0 | 0 | 0 | 0 | 0 | 0 | 0 | 0 | 0 | 0 | 0 | 0 | 0 | 0 | 0 | 0 | 0 | 2.3
94 | 5104 | 2018 | CO | Drop 5 | 61191 | GEN1 | 0 | OP | HY | WAT | 2.4 | 0.42 | 8830 | 4003 | Distributed from 923 Generation And Fuel | 2017 |  | 0 | 0 | 0 | 0 | 0 | 0 | 0 | 0 | 0 | 0 | 0 | 0 | 0 | 0 | 0 | 0 | 0 | 0 | 0 | 0 | 0 | 0 | 0 | 0 | 2.4 | 0 | 0 | 0 | 0 | 0
95 | 5105 | 2018 | CO | Eagle Springs Solar LLC | 59239 | ESS01 | 0 | OP | PV | SUN | 1 | 0.176 | 1545 | 825 | Distributed from 923 Generation And Fuel | 2013 |  | 0 | 0 | 0 | 0 | 0 | 0 | 0 | 0 | 0 | 0 | 0 | 0 | 0 | 0 | 0 | 0 | 0 | 0 | 0 | 0 | 0 | 0 | 0 | 1 | 0 | 0 | 0 | 0 | 0 | 0
96 | 5106 | 2018 | CO | Eagle Valley Clean Energy LLC Biomass | 58574 | 01 | 1 | OP | ST | WDS | 12.6 | 0.803 | 88639 | 40081 | Distributed from 923 Generation And Fuel | 2013 |  | 0 | 0 | 0 | 0 | 0 | 0 | 0 | 0 | 0 | 0 | 0 | 0 | 0 | 0 | 0 | 0 | 0 | 0 | 0 | 0 | 0 | 0 | 0 | 0 | 0 | 0 | 0 | 12.6 | 0 | 0
97 | 5107 | 2018 | CO | Estes | 513 | 1 | 0 | OP | HY | WAT | 15 | 0.317 | 41716 | 18911.667 | Distributed from 923 Generation And Fuel | 1950 |  | 0 | 0 | 0 | 0 | 0 | 0 | 0 | 0 | 0 | 0 | 0 | 0 | 0 | 0 | 0 | 0 | 0 | 0 | 0 | 0 | 0 | 0 | 0 | 0 | 15 | 0 | 0 | 0 | 0 | 0
98 | 5108 | 2018 | CO | Estes | 513 | 2 | 0 | OP | HY | WAT | 15 | 0.317 | 41716 | 18911.667 | Distributed from 923 Generation And Fuel | 1950 |  | 0 | 0 | 0 | 0 | 0 | 0 | 0 | 0 | 0 | 0 | 0 | 0 | 0 | 0 | 0 | 0 | 0 | 0 | 0 | 0 | 0 | 0 | 0 | 0 | 15 | 0 | 0 | 0 | 0 | 0
99 | 5109 | 2018 | CO | Estes | 513 | 3 | 0 | OP | HY | WAT | 15 | 0.317 | 41716 | 18911.667 | Distributed from 923 Generation And Fuel | 1950 |  | 0 | 0 | 0 | 0 | 0 | 0 | 0 | 0 | 0 | 0 | 0 | 0 | 0 | 0 | 0 | 0 | 0 | 0 | 0 | 0 | 0 | 0 | 0 | 0 | 15 | 0 | 0 | 0 | 0 | 0
100 | 5110 | 2018 | CO | Flatiron | 518 | 1 | 0 | OP | HY | WAT | 43 | 0.318 | 119741 | 51534.5 | Distributed from 923 Generation And Fuel | 1954 |  | 0 | 0 | 0 | 0 | 0 | 0 | 0 | 0 | 0 | 0 | 0 | 0 | 0 | 0 | 0 | 0 | 0 | 0 | 0 | 0 | 0 | 0 | 0 | 0 | 43 | 0 | 0 | 0 | 0 | 0
101 | 5111 | 2018 | CO | Flatiron | 518 | 2 | 0 | OP | HY | WAT | 43 | 0.318 | 119741 | 51534.5 | Distributed from 923 Generation And Fuel | 1954 |  | 0 | 0 | 0 | 0 | 0 | 0 | 0 | 0 | 0 | 0 | 0 | 0 | 0 | 0 | 0 | 0 | 0 | 0 | 0 | 0 | 0 | 0 | 0 | 0 | 43 | 0 | 0 | 0 | 0 | 0
102 | 5112 | 2018 | CO | Flatiron | 518 | 3 | 0 | OP | PS | WAT | 8.5 | -0.53 | -39491 | -9342 | Distributed from 923 Generation And Fuel | 1954 |  | 0 | 0 | 0 | 0 | 0 | 0 | 0 | 0 | 0 | 0 | 0 | 0 | 0 | 0 | 0 | 0 | 0 | 0 | 0 | 0 | 0 | 0 | 0 | 0 | 8.5 | 0 | 0 | 0 | 0 | 0
103 | 5113 | 2018 | CO | Foothills Hydro Plant | 10070 | GEN1 | 0 | OP | HY | WAT | 3.1 | 0.22 | 5982 | 2712 | Distributed from 923 Generation And Fuel | 1985 |  | 0 | 0 | 0 | 0 | 0 | 0 | 0 | 0 | 0 | 0 | 0 | 0 | 0 | 0 | 0 | 0 | 0 | 0 | 0 | 0 | 0 | 0 | 0 | 0 | 3.1 | 0 | 0 | 0 | 0 | 0
104 | 5114 | 2018 | CO | Fort Lupton | 8067 | 1 | 0 | OP | GT | NG | 50.4 | 0.003 | 1368.5 | 624 | Distributed from 923 Generation And Fuel | 1972 | 2026 | 0 | 0 | 0 | 0 | 0 | 0 | 0 | 0 | 0 | 0 | 0 | 50.4 | 0 | 0 | 0 | 0 | 0 | 0 | 0 | 0 | 0 | 0 | 0 | 0 | 0 | 0 | 0 | 0 | 0 | 0
105 | 5115 | 2018 | CO | Fort Lupton | 8067 | 2 | 0 | OP | GT | NG | 50.4 | 0.003 | 1368.5 | 624 | Distributed from 923 Generation And Fuel | 1972 | 2026 | 0 | 0 | 0 | 0 | 0 | 0 | 0 | 0 | 0 | 0 | 0 | 50.4 | 0 | 0 | 0 | 0 | 0 | 0 | 0 | 0 | 0 | 0 | 0 | 0 | 0 | 0 | 0 | 0 | 0 | 0
106 | 5116 | 2018 | CO | Fort St Vrain | 6112 | 1 | 3 | OP | CA | NG | 342.6 | 0.438 | 1315849 | 610925 | EIA-923 Generator File | 1998 |  | 0 | 0 | 0 | 0 | 0 | 0 | 0 | 0 | 0 | 0 | 0 | 342.6 | 0 | 0 | 0 | 0 | 0 | 0 | 0 | 0 | 0 | 0 | 0 | 0 | 0 | 0 | 0 | 0 | 0 | 0
107 | 5117 | 2018 | CO | Fort St Vrain | 6112 | 2 | 0 | OP | CT | NG | 175.1 | 0.485 | 744328 | 333510 | EIA-923 Generator File | 1996 |  | 0 | 0 | 0 | 0 | 0 | 0 | 0 | 0 | 0 | 0 | 0 | 175.1 | 0 | 0 | 0 | 0 | 0 | 0 | 0 | 0 | 0 | 0 | 0 | 0 | 0 | 0 | 0 | 0 | 0 | 0
108 | 5118 | 2018 | CO | Fort St Vrain | 6112 | 3 | 0 | OP | CT | NG | 175.1 | 0.427 | 655647 | 299315 | EIA-923 Generator File | 1999 |  | 0 | 0 | 0 | 0 | 0 | 0 | 0 | 0 | 0 | 0 | 0 | 175.1 | 0 | 0 | 0 | 0 | 0 | 0 | 0 | 0 | 0 | 0 | 0 | 0 | 0 | 0 | 0 | 0 | 0 | 0
109 | 5119 | 2018 | CO | Fort St Vrain | 6112 | 4 | 0 | OP | CT | NG | 175.1 | 0.523 | 801619 | 357852 | EIA-923 Generator File | 2001 |  | 0 | 0 | 0 | 0 | 0 | 0 | 0 | 0 | 0 | 0 | 0 | 175.1 | 0 | 0 | 0 | 0 | 0 | 0 | 0 | 0 | 0 | 0 | 0 | 0 | 0 | 0 | 0 | 0 | 0 | 0
110 | 5120 | 2018 | CO | Fort St Vrain | 6112 | 5 | 0 | OP | GT | NG | 140.3 | 0.021 | 25880.5 | 20744 | Distributed from 923 Generation And Fuel | 2009 |  | 0 | 0 | 0 | 0 | 0 | 0 | 0 | 0 | 0 | 0 | 0 | 140.3 | 0 | 0 | 0 | 0 | 0 | 0 | 0 | 0 | 0 | 0 | 0 | 0 | 0 | 0 | 0 | 0 | 0 | 0
111 | 5121 | 2018 | CO | Fort St Vrain | 6112 | 6 | 0 | OP | GT | NG | 140.3 | 0.021 | 25880.5 | 20744 | Distributed from 923 Generation And Fuel | 2009 |  | 0 | 0 | 0 | 0 | 0 | 0 | 0 | 0 | 0 | 0 | 0 | 140.3 | 0 | 0 | 0 | 0 | 0 | 0 | 0 | 0 | 0 | 0 | 0 | 0 | 0 | 0 | 0 | 0 | 0 | 0
112 | 5122 | 2018 | CO | Fountain Valley Power Facility | 55453 | S1 | 0 | OP | GT | NG | 38 | 0.065 | 21676.333 | 9767.333 | Distributed from 923 Generation And Fuel | 2001 |  | 0 | 0 | 0 | 0 | 0 | 0 | 0 | 0 | 0 | 0 | 0 | 38 | 0 | 0 | 0 | 0 | 0 | 0 | 0 | 0 | 0 | 0 | 0 | 0 | 0 | 0 | 0 | 0 | 0 | 0
113 | 5123 | 2018 | CO | Fountain Valley Power Facility | 55453 | S2 | 0 | OP | GT | NG | 38 | 0.065 | 21676.333 | 9767.333 | Distributed from 923 Generation And Fuel | 2001 |  | 0 | 0 | 0 | 0 | 0 | 0 | 0 | 0 | 0 | 0 | 0 | 38 | 0 | 0 | 0 | 0 | 0 | 0 | 0 | 0 | 0 | 0 | 0 | 0 | 0 | 0 | 0 | 0 | 0 | 0
114 | 5124 | 2018 | CO | Fountain Valley Power Facility | 55453 | S3 | 0 | OP | GT | NG | 38 | 0.065 | 21676.333 | 9767.333 | Distributed from 923 Generation And Fuel | 2001 |  | 0 | 0 | 0 | 0 | 0 | 0 | 0 | 0 | 0 | 0 | 0 | 38 | 0 | 0 | 0 | 0 | 0 | 0 | 0 | 0 | 0 | 0 | 0 | 0 | 0 | 0 | 0 | 0 | 0 | 0
115 | 5125 | 2018 | CO | Fountain Valley Power Facility | 55453 | S4 | 0 | OP | GT | NG | 38 | 0.065 | 21676.333 | 9767.333 | Distributed from 923 Generation And Fuel | 2001 |  | 0 | 0 | 0 | 0 | 0 | 0 | 0 | 0 | 0 | 0 | 0 | 38 | 0 | 0 | 0 | 0 | 0 | 0 | 0 | 0 | 0 | 0 | 0 | 0 | 0 | 0 | 0 | 0 | 0 | 0
116 | 5126 | 2018 | CO | Fountain Valley Power Facility | 55453 | S5 | 0 | OP | GT | NG | 38 | 0.065 | 21676.333 | 9767.333 | Distributed from 923 Generation And Fuel | 2001 |  | 0 | 0 | 0 | 0 | 0 | 0 | 0 | 0 | 0 | 0 | 0 | 38 | 0 | 0 | 0 | 0 | 0 | 0 | 0 | 0 | 0 | 0 | 0 | 0 | 0 | 0 | 0 | 0 | 0 | 0
117 | 5127 | 2018 | CO | Fountain Valley Power Facility | 55453 | S6 | 0 | OP | GT | NG | 38 | 0.065 | 21676.333 | 9767.333 | Distributed from 923 Generation And Fuel | 2001 |  | 0 | 0 | 0 | 0 | 0 | 0 | 0 | 0 | 0 | 0 | 0 | 38 | 0 | 0 | 0 | 0 | 0 | 0 | 0 | 0 | 0 | 0 | 0 | 0 | 0 | 0 | 0 | 0 | 0 | 0
118 | 5128 | 2018 | CO | Frank Knutson | 55505 | BR1 | 0 | OP | GT | NG | 77.1 | 0.029 | 19825 | 9340.5 | Distributed from 923 Generation And Fuel | 2002 |  | 0 | 0 | 0 | 0 | 0 | 0 | 0 | 0 | 0 | 0 | 0 | 77.1 | 0 | 0 | 0 | 0 | 0 | 0 | 0 | 0 | 0 | 0 | 0 | 0 | 0 | 0 | 0 | 0 | 0 | 0
119 | 5129 | 2018 | CO | Frank Knutson | 55505 | BR2 | 0 | OP | GT | NG | 77.1 | 0.029 | 19825 | 9340.5 | Distributed from 923 Generation And Fuel | 2002 |  | 0 | 0 | 0 | 0 | 0 | 0 | 0 | 0 | 0 | 0 | 0 | 77.1 | 0 | 0 | 0 | 0 | 0 | 0 | 0 | 0 | 0 | 0 | 0 | 0 | 0 | 0 | 0 | 0 | 0 | 0
120 | 5130 | 2018 | CO | Front Range Power Plant | 55283 | 1 | 0 | OP | CT | NG | 153.9 | 0.601 | 810505 | 340971 | EIA-923 Generator File | 2003 |  | 0 | 0 | 0 | 0 | 0 | 0 | 0 | 0 | 0 | 0 | 0 | 153.9 | 0 | 0 | 0 | 0 | 0 | 0 | 0 | 0 | 0 | 0 | 0 | 0 | 0 | 0 | 0 | 0 | 0 | 0
121 | 5131 | 2018 | CO | Front Range Power Plant | 55283 | 2 | 0 | OP | CT | NG | 153.9 | 0.665 | 896585 | 333753 | EIA-923 Generator File | 2003 |  | 0 | 0 | 0 | 0 | 0 | 0 | 0 | 0 | 0 | 0 | 0 | 153.9 | 0 | 0 | 0 | 0 | 0 | 0 | 0 | 0 | 0 | 0 | 0 | 0 | 0 | 0 | 0 | 0 | 0 | 0
122 | 5132 | 2018 | CO | Front Range Power Plant | 55283 | 3 | 2 | OP | CA | NG | 246.5 | 0.438 | 945548 | 394898 | EIA-923 Generator File | 2003 |  | 0 | 0 | 0 | 0 | 0 | 0 | 0 | 0 | 0 | 0 | 0 | 246.5 | 0 | 0 | 0 | 0 | 0 | 0 | 0 | 0 | 0 | 0 | 0 | 0 | 0 | 0 | 0 | 0 | 0 | 0
123 | 5133 | 2018 | CO | Front Range Project | 59143 | FR-1 | 0 | OP | IC | LFG | 3.2 | 0.512 | 14350.667 | 5900.667 | Distributed from 923 Generation And Fuel | 2011 |  | 0 | 0 | 0 | 0 | 0 | 0 | 0 | 3.2 | 0 | 0 | 0 | 0 | 0 | 0 | 0 | 0 | 0 | 0 | 0 | 0 | 0 | 0 | 0 | 0 | 0 | 0 | 0 | 0 | 0 | 0
124 | 5135 | 2018 | CO | Fruita | 471 | 1 | 0 | OP | GT | NG | 26.6 |  |  |  |  | 1973 | 2026 | 0 | 0 | 0 | 0 | 0 | 0 | 0 | 0 | 0 | 0 | 0 | 26.6 | 0 | 0 | 0 | 0 | 0 | 0 | 0 | 0 | 0 | 0 | 0 | 0 | 0 | 0 | 0 | 0 | 0 | 0
125 | 5136 | 2018 | CO | George Birdsall | 493 | 1 | 1 | OP | ST | NG | 17.3 | 0.01 | 1569 | 1189 | EIA-923 Generator File | 1953 |  | 0 | 0 | 0 | 0 | 0 | 0 | 0 | 0 | 0 | 0 | 0 | 17.3 | 0 | 0 | 0 | 0 | 0 | 0 | 0 | 0 | 0 | 0 | 0 | 0 | 0 | 0 | 0 | 0 | 0 | 0
126 | 5137 | 2018 | CO | George Birdsall | 493 | 2 | 1 | OP | ST | NG | 18.8 | 0.007 | 1225 | 1220 | EIA-923 Generator File | 1954 |  | 0 | 0 | 0 | 0 | 0 | 0 | 0 | 0 | 0 | 0 | 0 | 18.8 | 0 | 0 | 0 | 0 | 0 | 0 | 0 | 0 | 0 | 0 | 0 | 0 | 0 | 0 | 0 | 0 | 0 | 0
127 | 5138 | 2018 | CO | George Birdsall | 493 | 3 | 1 | OP | ST | NG | 25 | 0.005 | 1190 | 1190 | EIA-923 Generator File | 1957 |  | 0 | 0 | 0 | 0 | 0 | 0 | 0 | 0 | 0 | 0 | 0 | 25 | 0 | 0 | 0 | 0 | 0 | 0 | 0 | 0 | 0 | 0 | 0 | 0 | 0 | 0 | 0 | 0 | 0 | 0
128 | 5139 | 2018 | CO | Georgetown Hydro | 472 | 1 | 0 | OP | HY | WAT | 0.6 | 0.278 | 1460.5 | 662 | Distributed from 923 Generation And Fuel | 1906 |  | 0 | 0 | 0 | 0 | 0 | 0 | 0 | 0 | 0 | 0 | 0 | 0 | 0 | 0 | 0 | 0 | 0 | 0 | 0 | 0 | 0 | 0 | 0 | 0 | 0.6 | 0 | 0 | 0 | 0 | 0
129 | 5140 | 2018 | CO | Georgetown Hydro | 472 | 2 | 0 | OP | HY | WAT | 0.6 | 0.278 | 1460.5 | 662 | Distributed from 923 Generation And Fuel | 1908 |  | 0 | 0 | 0 | 0 | 0 | 0 | 0 | 0 | 0 | 0 | 0 | 0 | 0 | 0 | 0 | 0 | 0 | 0 | 0 | 0 | 0 | 0 | 0 | 0 | 0.6 | 0 | 0 | 0 | 0 | 0
130 | 5141 | 2018 | CO | Gilcrest Solar | 62663 | SO390 | 0 | OP | PV | SUN | 1.5 | 0.018 | 231 | 123 | Distributed from 923 Generation And Fuel | 2018 |  | 0 | 0 | 0 | 0 | 0 | 0 | 0 | 0 | 0 | 0 | 0 | 0 | 0 | 0 | 0 | 0 | 0 | 0 | 0 | 0 | 0 | 0 | 0 | 1.5 | 0 | 0 | 0 | 0 | 0 | 0
131 | 5142 | 2018 | CO | Golden West Power Partners LLC | 59974 | GW1 | 0 | OP | WT | WND | 250 | 0.397 | 869041 | 374200 | Distributed from 923 Generation And Fuel | 2015 |  | 0 | 0 | 0 | 0 | 0 | 0 | 0 | 0 | 0 | 0 | 0 | 0 | 0 | 0 | 0 | 0 | 0 | 0 | 0 | 0 | 0 | 0 | 0 | 0 | 0 | 0 | 0 | 0 | 0 | 250
132 | 5143 | 2018 | CO | Granby Hydro | 60119 | GEN1 | 0 | OP | HY | WAT | 1.2 | 0.504 | 5296 | 3828 | Distributed from 923 Generation And Fuel | 2016 |  | 0 | 0 | 0 | 0 | 0 | 0 | 0 | 0 | 0 | 0 | 0 | 0 | 0 | 0 | 0 | 0 | 0 | 0 | 0 | 0 | 0 | 0 | 0 | 0 | 1.2 | 0 | 0 | 0 | 0 | 0
133 | 5144 | 2018 | CO | Grand Valley Project Power Plant | 473 | 1 | 0 | OP | HY | WAT | 1.5 | 0.222 | 2918 | 1323 | Distributed from 923 Generation And Fuel | 1932 |  | 0 | 0 | 0 | 0 | 0 | 0 | 0 | 0 | 0 | 0 | 0 | 0 | 0 | 0 | 0 | 0 | 0 | 0 | 0 | 0 | 0 | 0 | 0 | 0 | 1.5 | 0 | 0 | 0 | 0 | 0
134 | 5147 | 2018 | CO | Greater Sandhill I | 57377 | GS-P1 | 0 | OP | PV | SUN | 10 | 0.285 | 24967.895 | 13328.947 | Distributed from 923 Generation And Fuel | 2010 |  | 0 | 0 | 0 | 0 | 0 | 0 | 0 | 0 | 0 | 0 | 0 | 0 | 0 | 0 | 0 | 0 | 0 | 0 | 0 | 0 | 0 | 0 | 0 | 10 | 0 | 0 | 0 | 0 | 0 | 0
135 | 5148 | 2018 | CO | Greater Sandhill I | 57377 | GS-P2 | 0 | OP | PV | SUN | 9 | 0.285 | 22471.105 | 11996.053 | Distributed from 923 Generation And Fuel | 2010 |  | 0 | 0 | 0 | 0 | 0 | 0 | 0 | 0 | 0 | 0 | 0 | 0 | 0 | 0 | 0 | 0 | 0 | 0 | 0 | 0 | 0 | 0 | 0 | 9 | 0 | 0 | 0 | 0 | 0 | 0
136 | 5149 | 2018 | CO | Green Mountain | 516 | 1 | 0 | OP | HY | WAT | 13 | 0.141 | 16017 | 7261 | Distributed from 923 Generation And Fuel | 1943 |  | 0 | 0 | 0 | 0 | 0 | 0 | 0 | 0 | 0 | 0 | 0 | 0 | 0 | 0 | 0 | 0 | 0 | 0 | 0 | 0 | 0 | 0 | 0 | 0 | 13 | 0 | 0 | 0 | 0 | 0
137 | 5150 | 2018 | CO | Green Mountain | 516 | 2 | 0 | OP | HY | WAT | 13 | 0.141 | 16017 | 7261 | Distributed from 923 Generation And Fuel | 1943 |  | 0 | 0 | 0 | 0 | 0 | 0 | 0 | 0 | 0 | 0 | 0 | 0 | 0 | 0 | 0 | 0 | 0 | 0 | 0 | 0 | 0 | 0 | 0 | 0 | 13 | 0 | 0 | 0 | 0 | 0
138 | 5151 | 2018 | CO | Gross Hydro Plant | 10424 | GEN1 | 0 | OP | HY | WAT | 7.8 | 0.256 | 17499 | 7933 | Distributed from 923 Generation And Fuel | 2007 |  | 0 | 0 | 0 | 0 | 0 | 0 | 0 | 0 | 0 | 0 | 0 | 0 | 0 | 0 | 0 | 0 | 0 | 0 | 0 | 0 | 0 | 0 | 0 | 0 | 7.8 | 0 | 0 | 0 | 0 | 0
139 | 5152 | 2018 | CO | Hayden | 525 | 1 | 1 | OP | ST | BIT | 190 | 0.613 | 1021080 | 430917 | EIA-923 Generator File | 1965 |  | 0 | 0 | 190 | 0 | 0 | 0 | 0 | 0 | 0 | 0 | 0 | 0 | 0 | 0 | 0 | 0 | 0 | 0 | 0 | 0 | 0 | 0 | 0 | 0 | 0 | 0 | 0 | 0 | 0 | 0
140 | 5153 | 2018 | CO | Hayden | 525 | 2 | 1 | OP | ST | BIT | 275.4 | 0.54 | 1302516 | 618333 | EIA-923 Generator File | 1976 |  | 0 | 0 | 275.4 | 0 | 0 | 0 | 0 | 0 | 0 | 0 | 0 | 0 | 0 | 0 | 0 | 0 | 0 | 0 | 0 | 0 | 0 | 0 | 0 | 0 | 0 | 0 | 0 | 0 | 0 | 0
141 | 5155 | 2018 | CO | Hillcrest Pump Station | 54142 | GEN1 | 0 | OP | HY | WAT | 2 | 0.271 | 4747 | 2152 | Distributed from 923 Generation And Fuel | 1993 |  | 0 | 0 | 0 | 0 | 0 | 0 | 0 | 0 | 0 | 0 | 0 | 0 | 0 | 0 | 0 | 0 | 0 | 0 | 0 | 0 | 0 | 0 | 0 | 0 | 2 | 0 | 0 | 0 | 0 | 0
142 | 5162 | 2018 | CO | Hooper Solar | 60008 | SCCO3 | 0 | OP | PV | SUN | 52 | 0.28 | 127547 | 68089 | Distributed from 923 Generation And Fuel | 2015 |  | 0 | 0 | 0 | 0 | 0 | 0 | 0 | 0 | 0 | 0 | 0 | 0 | 0 | 0 | 0 | 0 | 0 | 0 | 0 | 0 | 0 | 0 | 0 | 52 | 0 | 0 | 0 | 0 | 0 | 0
143 | 5163 | 2018 | CO | Huerfano River Wind | 58548 | WTG1 | 0 | OP | WT | WND | 2 | 0.244 | 4276.25 | 1633.25 | Distributed from 923 Generation And Fuel | 2013 |  | 0 | 0 | 0 | 0 | 0 | 0 | 0 | 0 | 0 | 0 | 0 | 0 | 0 | 0 | 0 | 0 | 0 | 0 | 0 | 0 | 0 | 0 | 0 | 0 | 0 | 0 | 0 | 0 | 0 | 2
144 | 5164 | 2018 | CO | Huerfano River Wind | 58548 | WTG2 | 0 | OP | WT | WND | 2 | 0.244 | 4276.25 | 1633.25 | Distributed from 923 Generation And Fuel | 2013 |  | 0 | 0 | 0 | 0 | 0 | 0 | 0 | 0 | 0 | 0 | 0 | 0 | 0 | 0 | 0 | 0 | 0 | 0 | 0 | 0 | 0 | 0 | 0 | 0 | 0 | 0 | 0 | 0 | 0 | 2
145 | 5165 | 2018 | CO | Huerfano River Wind | 58548 | WTG3 | 0 | OP | WT | WND | 2 | 0.244 | 4276.25 | 1633.25 | Distributed from 923 Generation And Fuel | 2013 |  | 0 | 0 | 0 | 0 | 0 | 0 | 0 | 0 | 0 | 0 | 0 | 0 | 0 | 0 | 0 | 0 | 0 | 0 | 0 | 0 | 0 | 0 | 0 | 0 | 0 | 0 | 0 | 0 | 0 | 2
146 | 5166 | 2018 | CO | Huerfano River Wind | 58548 | WTG4 | 0 | OP | WT | WND | 2 | 0.244 | 4276.25 | 1633.25 | Distributed from 923 Generation And Fuel | 2013 |  | 0 | 0 | 0 | 0 | 0 | 0 | 0 | 0 | 0 | 0 | 0 | 0 | 0 | 0 | 0 | 0 | 0 | 0 | 0 | 0 | 0 | 0 | 0 | 0 | 0 | 0 | 0 | 0 | 0 | 2
147 | 5167 | 2018 | CO | I25 Battery Storage | 62373 | I25BA | 0 | OP | BA | MWH | 4 |  |  |  |  | 2018 |  | 0 | 0 | 0 | 0 | 0 | 0 | 0 | 0 | 0 | 0 | 4 | 0 | 0 | 0 | 0 | 0 | 0 | 0 | 0 | 0 | 0 | 0 | 0 | 0 | 0 | 0 | 0 | 0 | 0 | 0
148 | 5168 | 2018 | CO | Imboden Solar Garden | 61753 | PV1 | 0 | OP | PV | SUN | 1.5 | 0.064 | 841.5 | 630.5 | Distributed from 923 Generation And Fuel | 2018 |  | 0 | 0 | 0 | 0 | 0 | 0 | 0 | 0 | 0 | 0 | 0 | 0 | 0 | 0 | 0 | 0 | 0 | 0 | 0 | 0 | 0 | 0 | 0 | 1.5 | 0 | 0 | 0 | 0 | 0 | 0
149 | 5169 | 2018 | CO | Imboden Solar Garden | 61753 | PV2 | 0 | OP | PV | SUN | 1.5 | 0.064 | 841.5 | 630.5 | Distributed from 923 Generation And Fuel | 2018 |  | 0 | 0 | 0 | 0 | 0 | 0 | 0 | 0 | 0 | 0 | 0 | 0 | 0 | 0 | 0 | 0 | 0 | 0 | 0 | 0 | 0 | 0 | 0 | 1.5 | 0 | 0 | 0 | 0 | 0 | 0
150 | 5170 | 2018 | CO | Jeffco Community Solar Gardens LLC | 60320 | SSCO1 | 0 | OP | PV | SUN | 1.2 | 0.245 | 2576 | 1375 | Distributed from 923 Generation And Fuel | 2016 |  | 0 | 0 | 0 | 0 | 0 | 0 | 0 | 0 | 0 | 0 | 0 | 0 | 0 | 0 | 0 | 0 | 0 | 0 | 0 | 0 | 0 | 0 | 0 | 1.2 | 0 | 0 | 0 | 0 | 0 | 0
151 | 5171 | 2018 | CO | JM Shafer Generating Station | 50707 | LMA | 0 | OP | CT | NG | 58.5 | 1.281 | 656277 | 309306 | EIA-923 Generator File | 1994 |  | 0 | 0 | 0 | 0 | 0 | 0 | 0 | 0 | 0 | 0 | 0 | 58.5 | 0 | 0 | 0 | 0 | 0 | 0 | 0 | 0 | 0 | 0 | 0 | 0 | 0 | 0 | 0 | 0 | 0 | 0
152 | 5172 | 2018 | CO | JM Shafer Generating Station | 50707 | LMB | 0 | OP | CT | NG | 58.5 | 0 | 0 | 0 | EIA-923 Generator File | 1994 |  | 0 | 0 | 0 | 0 | 0 | 0 | 0 | 0 | 0 | 0 | 0 | 58.5 | 0 | 0 | 0 | 0 | 0 | 0 | 0 | 0 | 0 | 0 | 0 | 0 | 0 | 0 | 0 | 0 | 0 | 0
153 | 5173 | 2018 | CO | JM Shafer Generating Station | 50707 | LMC | 0 | OP | CT | NG | 58.5 | 0 | 0 | 0 | EIA-923 Generator File | 1994 |  | 0 | 0 | 0 | 0 | 0 | 0 | 0 | 0 | 0 | 0 | 0 | 58.5 | 0 | 0 | 0 | 0 | 0 | 0 | 0 | 0 | 0 | 0 | 0 | 0 | 0 | 0 | 0 | 0 | 0 | 0
154 | 5174 | 2018 | CO | JM Shafer Generating Station | 50707 | LMD | 0 | OP | CT | NG | 58.5 | 0 | 0 | 0 | EIA-923 Generator File | 1994 |  | 0 | 0 | 0 | 0 | 0 | 0 | 0 | 0 | 0 | 0 | 0 | 58.5 | 0 | 0 | 0 | 0 | 0 | 0 | 0 | 0 | 0 | 0 | 0 | 0 | 0 | 0 | 0 | 0 | 0 | 0
155 | 5175 | 2018 | CO | JM Shafer Generating Station | 50707 | LME | 0 | OP | CT | NG | 58.5 | 0 | 0 | 0 | EIA-923 Generator File | 1994 |  | 0 | 0 | 0 | 0 | 0 | 0 | 0 | 0 | 0 | 0 | 0 | 58.5 | 0 | 0 | 0 | 0 | 0 | 0 | 0 | 0 | 0 | 0 | 0 | 0 | 0 | 0 | 0 | 0 | 0 | 0
156 | 5176 | 2018 | CO | JM Shafer Generating Station | 50707 | STA | 5 | OP | CA | NG | 52.2 | 0.187 | 85413 | 46161 | EIA-923 Generator File | 1994 |  | 0 | 0 | 0 | 0 | 0 | 0 | 0 | 0 | 0 | 0 | 0 | 52.2 | 0 | 0 | 0 | 0 | 0 | 0 | 0 | 0 | 0 | 0 | 0 | 0 | 0 | 0 | 0 | 0 | 0 | 0
157 | 5177 | 2018 | CO | JM Shafer Generating Station | 50707 | STB | 5 | OP | CA | NG | 52.2 | 0.093 | 42314 | 11524 | EIA-923 Generator File | 1994 |  | 0 | 0 | 0 | 0 | 0 | 0 | 0 | 0 | 0 | 0 | 0 | 52.2 | 0 | 0 | 0 | 0 | 0 | 0 | 0 | 0 | 0 | 0 | 0 | 0 | 0 | 0 | 0 | 0 | 0 | 0
158 | 5183 | 2018 | CO | Kit Carson Windpower | 57244 | KCW | 0 | OP | WT | WND | 51 | 0.4 | 178574 | 68209 | Distributed from 923 Generation And Fuel | 2010 |  | 0 | 0 | 0 | 0 | 0 | 0 | 0 | 0 | 0 | 0 | 0 | 0 | 0 | 0 | 0 | 0 | 0 | 0 | 0 | 0 | 0 | 0 | 0 | 0 | 0 | 0 | 0 | 0 | 0 | 51
159 | 5196 | 2018 | CO | Lamar Plant | 508 | T1-T3 | 0 | OP | WT | WND | 4.5 | 0.202 | 7947 | 3035.25 | Distributed from 923 Generation And Fuel | 2004 |  | 0 | 0 | 0 | 0 | 0 | 0 | 0 | 0 | 0 | 0 | 0 | 0 | 0 | 0 | 0 | 0 | 0 | 0 | 0 | 0 | 0 | 0 | 0 | 0 | 0 | 0 | 0 | 0 | 0 | 4.5
160 | 5197 | 2018 | CO | Lamar Plant | 508 | T4 | 0 | OP | WT | WND | 1.5 | 0.202 | 2649 | 1011.75 | Distributed from 923 Generation And Fuel | 2004 |  | 0 | 0 | 0 | 0 | 0 | 0 | 0 | 0 | 0 | 0 | 0 | 0 | 0 | 0 | 0 | 0 | 0 | 0 | 0 | 0 | 0 | 0 | 0 | 0 | 0 | 0 | 0 | 0 | 0 | 1.5
161 | 5203 | 2018 | CO | Las Animas | 507 | 1 | 0 | OP | IC | DFO | 0.3 | 0 | 0 | 0 | Distributed from 923 Generation And Fuel | 1941 |  | 0 | 0 | 0 | 0 | 0.3 | 0 | 0 | 0 | 0 | 0 | 0 | 0 | 0 | 0 | 0 | 0 | 0 | 0 | 0 | 0 | 0 | 0 | 0 | 0 | 0 | 0 | 0 | 0 | 0 | 0
162 | 5204 | 2018 | CO | Las Animas | 507 | 2 | 0 | OP | IC | DFO | 0.3 | 0 | 0 | 0 | Distributed from 923 Generation And Fuel | 1941 |  | 0 | 0 | 0 | 0 | 0.3 | 0 | 0 | 0 | 0 | 0 | 0 | 0 | 0 | 0 | 0 | 0 | 0 | 0 | 0 | 0 | 0 | 0 | 0 | 0 | 0 | 0 | 0 | 0 | 0 | 0
163 | 5205 | 2018 | CO | Las Animas | 507 | 4 | 0 | OP | IC | DFO | 1 | 0 | 0 | 0 | Distributed from 923 Generation And Fuel | 1951 |  | 0 | 0 | 0 | 0 | 1 | 0 | 0 | 0 | 0 | 0 | 0 | 0 | 0 | 0 | 0 | 0 | 0 | 0 | 0 | 0 | 0 | 0 | 0 | 0 | 0 | 0 | 0 | 0 | 0 | 0
164 | 5206 | 2018 | CO | Las Animas | 507 | 5 | 0 | OP | IC | DFO | 1 | 0 | 0 | 0 | Distributed from 923 Generation And Fuel | 1951 |  | 0 | 0 | 0 | 0 | 1 | 0 | 0 | 0 | 0 | 0 | 0 | 0 | 0 | 0 | 0 | 0 | 0 | 0 | 0 | 0 | 0 | 0 | 0 | 0 | 0 | 0 | 0 | 0 | 0 | 0
165 | 5207 | 2018 | CO | Las Animas | 507 | 6 | 0 | OP | IC | DFO | 3 | 0 | 0 | 0 | Distributed from 923 Generation And Fuel | 1967 |  | 0 | 0 | 0 | 0 | 3 | 0 | 0 | 0 | 0 | 0 | 0 | 0 | 0 | 0 | 0 | 0 | 0 | 0 | 0 | 0 | 0 | 0 | 0 | 0 | 0 | 0 | 0 | 0 | 0 | 0
166 | 5208 | 2018 | CO | Limon Generating Station | 55504 | L1 | 0 | OP | GT | NG | 77.1 | 0.028 | 18842.5 | 8841.5 | Distributed from 923 Generation And Fuel | 2002 |  | 0 | 0 | 0 | 0 | 0 | 0 | 0 | 0 | 0 | 0 | 0 | 77.1 | 0 | 0 | 0 | 0 | 0 | 0 | 0 | 0 | 0 | 0 | 0 | 0 | 0 | 0 | 0 | 0 | 0 | 0
167 | 5209 | 2018 | CO | Limon Generating Station | 55504 | L2 | 0 | OP | GT | NG | 77.1 | 0.028 | 18842.5 | 8841.5 | Distributed from 923 Generation And Fuel | 2002 |  | 0 | 0 | 0 | 0 | 0 | 0 | 0 | 0 | 0 | 0 | 0 | 77.1 | 0 | 0 | 0 | 0 | 0 | 0 | 0 | 0 | 0 | 0 | 0 | 0 | 0 | 0 | 0 | 0 | 0 | 0
168 | 5210 | 2018 | CO | Limon III Wind LLC | 59083 | WT1 | 0 | OP | WT | WND | 200.6 | 0.455 | 798806 | 333419 | Distributed from 923 Generation And Fuel | 2014 |  | 0 | 0 | 0 | 0 | 0 | 0 | 0 | 0 | 0 | 0 | 0 | 0 | 0 | 0 | 0 | 0 | 0 | 0 | 0 | 0 | 0 | 0 | 0 | 0 | 0 | 0 | 0 | 0 | 0 | 200.6
169 | 5211 | 2018 | CO | Limon Wind I | 58126 | 1 | 0 | OP | WT | WND | 200 | 0.406 | 711321 | 291889 | Distributed from 923 Generation And Fuel | 2012 |  | 0 | 0 | 0 | 0 | 0 | 0 | 0 | 0 | 0 | 0 | 0 | 0 | 0 | 0 | 0 | 0 | 0 | 0 | 0 | 0 | 0 | 0 | 0 | 0 | 0 | 0 | 0 | 0 | 0 | 200
170 | 5212 | 2018 | CO | Limon Wind II | 58127 | 1 | 0 | OP | WT | WND | 200 | 0.344 | 602542 | 241739 | Distributed from 923 Generation And Fuel | 2012 |  | 0 | 0 | 0 | 0 | 0 | 0 | 0 | 0 | 0 | 0 | 0 | 0 | 0 | 0 | 0 | 0 | 0 | 0 | 0 | 0 | 0 | 0 | 0 | 0 | 0 | 0 | 0 | 0 | 0 | 200
171 | 5213 | 2018 | CO | Logan 1 Community Solar Array | 60722 | LOGA1 | 0 | OP | PV | SUN | 1.7 | 0.186 | 2777 | 1482 | Distributed from 923 Generation And Fuel | 2017 |  | 0 | 0 | 0 | 0 | 0 | 0 | 0 | 0 | 0 | 0 | 0 | 0 | 0 | 0 | 0 | 0 | 0 | 0 | 0 | 0 | 0 | 0 | 0 | 1.7 | 0 | 0 | 0 | 0 | 0 | 0
172 | 5214 | 2018 | CO | Logan Wind Energy | 56613 | 1 | 0 | OP | WT | WND | 201 | 0.28 | 493865 | 158232 | Distributed from 923 Generation And Fuel | 2007 |  | 0 | 0 | 0 | 0 | 0 | 0 | 0 | 0 | 0 | 0 | 0 | 0 | 0 | 0 | 0 | 0 | 0 | 0 | 0 | 0 | 0 | 0 | 0 | 0 | 0 | 0 | 0 | 0 | 0 | 201
173 | 5215 | 2018 | CO | Lower Molina | 520 | 1 | 0 | OP | HY | WAT | 5.6 | 0.171 | 8390 | 3804 | Distributed from 923 Generation And Fuel | 1962 |  | 0 | 0 | 0 | 0 | 0 | 0 | 0 | 0 | 0 | 0 | 0 | 0 | 0 | 0 | 0 | 0 | 0 | 0 | 0 | 0 | 0 | 0 | 0 | 0 | 5.6 | 0 | 0 | 0 | 0 | 0
174 | 5216 | 2018 | CO | Manchief Electric Generating Station | 55127 | UN1 | 0 | OP | GT | NG | 150 | 0.114 | 150150 | 82725 | Distributed from 923 Generation And Fuel | 2000 |  | 0 | 0 | 0 | 0 | 0 | 0 | 0 | 0 | 0 | 0 | 0 | 150 | 0 | 0 | 0 | 0 | 0 | 0 | 0 | 0 | 0 | 0 | 0 | 0 | 0 | 0 | 0 | 0 | 0 | 0
175 | 5217 | 2018 | CO | Manchief Electric Generating Station | 55127 | UN2 | 0 | OP | GT | NG | 150 | 0.114 | 150150 | 82725 | Distributed from 923 Generation And Fuel | 2000 |  | 0 | 0 | 0 | 0 | 0 | 0 | 0 | 0 | 0 | 0 | 0 | 150 | 0 | 0 | 0 | 0 | 0 | 0 | 0 | 0 | 0 | 0 | 0 | 0 | 0 | 0 | 0 | 0 | 0 | 0
176 | 5218 | 2018 | CO | Manitou Springs | 494 | 1 | 0 | OP | HY | WAT | 2.5 | 0.318 | 6970.536 | 3159.821 | Distributed from 923 Generation And Fuel | 1939 |  | 0 | 0 | 0 | 0 | 0 | 0 | 0 | 0 | 0 | 0 | 0 | 0 | 0 | 0 | 0 | 0 | 0 | 0 | 0 | 0 | 0 | 0 | 0 | 0 | 2.5 | 0 | 0 | 0 | 0 | 0
177 | 5219 | 2018 | CO | Manitou Springs | 494 | 2 | 0 | OP | HY | WAT | 2.5 | 0.318 | 6970.536 | 3159.821 | Distributed from 923 Generation And Fuel | 1927 |  | 0 | 0 | 0 | 0 | 0 | 0 | 0 | 0 | 0 | 0 | 0 | 0 | 0 | 0 | 0 | 0 | 0 | 0 | 0 | 0 | 0 | 0 | 0 | 0 | 2.5 | 0 | 0 | 0 | 0 | 0
178 | 5220 | 2018 | CO | Manitou Springs | 494 | 3 | 0 | OP | HY | WAT | 0.6 | 0.318 | 1672.929 | 758.357 | Distributed from 923 Generation And Fuel | 2006 |  | 0 | 0 | 0 | 0 | 0 | 0 | 0 | 0 | 0 | 0 | 0 | 0 | 0 | 0 | 0 | 0 | 0 | 0 | 0 | 0 | 0 | 0 | 0 | 0 | 0.6 | 0 | 0 | 0 | 0 | 0
179 | 5221 | 2018 | CO | Martin Drake | 492 | 6 | 1 | OP | ST | SUB | 75 | 0.499 | 328141 | 172432 | EIA-923 Generator File | 1968 |  | 0 | 0 | 0 | 0 | 0 | 0 | 0 | 0 | 0 | 0 | 0 | 0 | 0 | 0 | 0 | 0 | 0 | 0 | 0 | 0 | 0 | 0 | 75 | 0 | 0 | 0 | 0 | 0 | 0 | 0
180 | 5222 | 2018 | CO | Martin Drake | 492 | 7 | 1 | OP | ST | SUB | 132.3 | 0.512 | 593631 | 242744 | EIA-923 Generator File | 1974 |  | 0 | 0 | 0 | 0 | 0 | 0 | 0 | 0 | 0 | 0 | 0 | 0 | 0 | 0 | 0 | 0 | 0 | 0 | 0 | 0 | 0 | 0 | 132.3 | 0 | 0 | 0 | 0 | 0 | 0 | 0
181 | 5224 | 2018 | CO | Marys Lake | 517 | 1 | 0 | OP | HY | WAT | 8.1 | 0.621 | 44046 | 19968 | Distributed from 923 Generation And Fuel | 1951 |  | 0 | 0 | 0 | 0 | 0 | 0 | 0 | 0 | 0 | 0 | 0 | 0 | 0 | 0 | 0 | 0 | 0 | 0 | 0 | 0 | 0 | 0 | 0 | 0 | 8.1 | 0 | 0 | 0 | 0 | 0
182 | 5225 | 2018 | CO | McPhee | 7372 | 1 | 0 | OP | HY | WAT | 1.2 | 0.255 | 2683 | 1216 | Distributed from 923 Generation And Fuel | 1992 |  | 0 | 0 | 0 | 0 | 0 | 0 | 0 | 0 | 0 | 0 | 0 | 0 | 0 | 0 | 0 | 0 | 0 | 0 | 0 | 0 | 0 | 0 | 0 | 0 | 1.2 | 0 | 0 | 0 | 0 | 0
183 | 5228 | 2018 | CO | Mesa PV1 | 59199 | MESA1 | 0 | OP | PV | SUN | 1.6 | 0.236 | 3303 | 1763 | Distributed from 923 Generation And Fuel | 2014 |  | 0 | 0 | 0 | 0 | 0 | 0 | 0 | 0 | 0 | 0 | 0 | 0 | 0 | 0 | 0 | 0 | 0 | 0 | 0 | 0 | 0 | 0 | 0 | 1.6 | 0 | 0 | 0 | 0 | 0 | 0
184 | 5233 | 2018 | CO | Metro Wastewater Reclamation District | 10180 | 5 | 0 | OP | GT | OBG | 3.5 | 0.507 | 15534 | 6238.5 | Distributed from 923 Generation And Fuel | 2000 |  | 0 | 0 | 0 | 0 | 0 | 0 | 0 | 0 | 0 | 0 | 0 | 0 | 0 | 3.5 | 0 | 0 | 0 | 0 | 0 | 0 | 0 | 0 | 0 | 0 | 0 | 0 | 0 | 0 | 0 | 0
185 | 5234 | 2018 | CO | Metro Wastewater Reclamation District | 10180 | 6 | 0 | OP | GT | OBG | 3.5 | 0.507 | 15534 | 6238.5 | Distributed from 923 Generation And Fuel | 2000 |  | 0 | 0 | 0 | 0 | 0 | 0 | 0 | 0 | 0 | 0 | 0 | 0 | 0 | 3.5 | 0 | 0 | 0 | 0 | 0 | 0 | 0 | 0 | 0 | 0 | 0 | 0 | 0 | 0 | 0 | 0
186 | 5235 | 2018 | CO | Morrow Point | 514 | 1 | 0 | OP | HY | WAT | 86.6 | 0.212 | 160723.5 | 72862.5 | Distributed from 923 Generation And Fuel | 1970 |  | 0 | 0 | 0 | 0 | 0 | 0 | 0 | 0 | 0 | 0 | 0 | 0 | 0 | 0 | 0 | 0 | 0 | 0 | 0 | 0 | 0 | 0 | 0 | 0 | 86.6 | 0 | 0 | 0 | 0 | 0
187 | 5236 | 2018 | CO | Morrow Point | 514 | 2 | 0 | OP | HY | WAT | 86.6 | 0.212 | 160723.5 | 72862.5 | Distributed from 923 Generation And Fuel | 1971 |  | 0 | 0 | 0 | 0 | 0 | 0 | 0 | 0 | 0 | 0 | 0 | 0 | 0 | 0 | 0 | 0 | 0 | 0 | 0 | 0 | 0 | 0 | 0 | 0 | 86.6 | 0 | 0 | 0 | 0 | 0
188 | 5237 | 2018 | CO | Mount Elbert | 6208 | 1 | 0 | OP | PS | WAT | 100 | -0.055 | -47878 | -24978.5 | Distributed from 923 Generation And Fuel | 1981 |  | 0 | 0 | 0 | 0 | 0 | 0 | 0 | 0 | 0 | 0 | 0 | 0 | 0 | 0 | 0 | 0 | 0 | 0 | 0 | 0 | 0 | 0 | 0 | 0 | 100 | 0 | 0 | 0 | 0 | 0
189 | 5238 | 2018 | CO | Mount Elbert | 6208 | 2 | 0 | OP | PS | WAT | 100 | -0.055 | -47878 | -24978.5 | Distributed from 923 Generation And Fuel | 1984 |  | 0 | 0 | 0 | 0 | 0 | 0 | 0 | 0 | 0 | 0 | 0 | 0 | 0 | 0 | 0 | 0 | 0 | 0 | 0 | 0 | 0 | 0 | 0 | 0 | 100 | 0 | 0 | 0 | 0 | 0
190 | 5240 | 2018 | CO | North Fork Hydro Plant | 10423 | GEN1 | 0 | OP | HY | WAT | 5.5 | 0.36 | 17345 | 7863 | Distributed from 923 Generation And Fuel | 1988 |  | 0 | 0 | 0 | 0 | 0 | 0 | 0 | 0 | 0 | 0 | 0 | 0 | 0 | 0 | 0 | 0 | 0 | 0 | 0 | 0 | 0 | 0 | 0 | 0 | 5.5 | 0 | 0 | 0 | 0 | 0
191 | 5241 | 2018 | CO | Northern Colorado Wind LLC | 57290 | GE | 0 | OP | WT | WND | 22.5 | 0.265 | 52138.941 | 19915.146 | Distributed from 923 Generation And Fuel | 2009 |  | 0 | 0 | 0 | 0 | 0 | 0 | 0 | 0 | 0 | 0 | 0 | 0 | 0 | 0 | 0 | 0 | 0 | 0 | 0 | 0 | 0 | 0 | 0 | 0 | 0 | 0 | 0 | 0 | 0 | 22.5
192 | 5242 | 2018 | CO | Northern Colorado Wind LLC | 57290 | SIEM | 0 | OP | WT | WND | 151.8 | 0.265 | 351764.059 | 134360.854 | Distributed from 923 Generation And Fuel | 2009 |  | 0 | 0 | 0 | 0 | 0 | 0 | 0 | 0 | 0 | 0 | 0 | 0 | 0 | 0 | 0 | 0 | 0 | 0 | 0 | 0 | 0 | 0 | 0 | 0 | 0 | 0 | 0 | 0 | 0 | 151.8
193 | 5243 | 2018 | CO | Nucla | 527 | 1 | 1 | OP | ST | BIT | 11.5 | 0.065 | 6526 | 6526 | EIA-923 Generator File | 1959 | 2022 | 0 | 0 | 11.5 | 0 | 0 | 0 | 0 | 0 | 0 | 0 | 0 | 0 | 0 | 0 | 0 | 0 | 0 | 0 | 0 | 0 | 0 | 0 | 0 | 0 | 0 | 0 | 0 | 0 | 0 | 0
194 | 5244 | 2018 | CO | Nucla | 527 | 2 | 1 | OP | ST | BIT | 11.5 | 0.06 | 6061 | 6061 | EIA-923 Generator File | 1959 | 2022 | 0 | 0 | 11.5 | 0 | 0 | 0 | 0 | 0 | 0 | 0 | 0 | 0 | 0 | 0 | 0 | 0 | 0 | 0 | 0 | 0 | 0 | 0 | 0 | 0 | 0 | 0 | 0 | 0 | 0 | 0
195 | 5245 | 2018 | CO | Nucla | 527 | 3 | 1 | OP | ST | BIT | 11.5 | 0.059 | 5990 | 5990 | EIA-923 Generator File | 1959 | 2022 | 0 | 0 | 11.5 | 0 | 0 | 0 | 0 | 0 | 0 | 0 | 0 | 0 | 0 | 0 | 0 | 0 | 0 | 0 | 0 | 0 | 0 | 0 | 0 | 0 | 0 | 0 | 0 | 0 | 0 | 0
196 | 5246 | 2018 | CO | Nucla | 527 | ST4 | 1 | OP | ST | BIT | 79.3 | 0.062 | 42976 | 42976 | EIA-923 Generator File | 1991 | 2022 | 0 | 0 | 79.3 | 0 | 0 | 0 | 0 | 0 | 0 | 0 | 0 | 0 | 0 | 0 | 0 | 0 | 0 | 0 | 0 | 0 | 0 | 0 | 0 | 0 | 0 | 0 | 0 | 0 | 0 | 0
197 | 5247 | 2018 | CO | Oak Leaf Solar XXI (CSG) | 62243 | 53964 | 0 | OP | PV | SUN | 1.5 | 0 | 0 | 0 | Distributed from 923 Generation And Fuel | 2018 |  | 0 | 0 | 0 | 0 | 0 | 0 | 0 | 0 | 0 | 0 | 0 | 0 | 0 | 0 | 0 | 0 | 0 | 0 | 0 | 0 | 0 | 0 | 0 | 1.5 | 0 | 0 | 0 | 0 | 0 | 0
198 | 5251 | 2018 | CO | Oak Leaf Solar XXV LLC (CSG) | 62245 | 53968 | 0 | OP | PV | SUN | 1.5 | 0 | 0 | 0 | Distributed from 923 Generation And Fuel | 2018 |  | 0 | 0 | 0 | 0 | 0 | 0 | 0 | 0 | 0 | 0 | 0 | 0 | 0 | 0 | 0 | 0 | 0 | 0 | 0 | 0 | 0 | 0 | 0 | 1.5 | 0 | 0 | 0 | 0 | 0 | 0
199 | 5253 | 2018 | CO | Oak Leaf Solar XXVII LLC | 62224 | 53971 | 0 | OP | PV | SUN | 1.5 | 0 | 0 | 0 | Distributed from 923 Generation And Fuel | 2018 |  | 0 | 0 | 0 | 0 | 0 | 0 | 0 | 0 | 0 | 0 | 0 | 0 | 0 | 0 | 0 | 0 | 0 | 0 | 0 | 0 | 0 | 0 | 0 | 1.5 | 0 | 0 | 0 | 0 | 0 | 0
200 | 5255 | 2018 | CO | Oak Leaf Solar XXX LLC (CSG) | 62239 | 53963 | 0 | OP | PV | SUN | 1.5 | 0 | 0 | 0 | Distributed from 923 Generation And Fuel | 2018 |  | 0 | 0 | 0 | 0 | 0 | 0 | 0 | 0 | 0 | 0 | 0 | 0 | 0 | 0 | 0 | 0 | 0 | 0 | 0 | 0 | 0 | 0 | 0 | 1.5 | 0 | 0 | 0 | 0 | 0 | 0
201 | 5256 | 2018 | CO | Oak Leaf Solar XXXI LLC (CSG) | 62244 | 53977 | 0 | OP | PV | SUN | 1.5 | 0 | 0 | 0 | Distributed from 923 Generation And Fuel | 2018 |  | 0 | 0 | 0 | 0 | 0 | 0 | 0 | 0 | 0 | 0 | 0 | 0 | 0 | 0 | 0 | 0 | 0 | 0 | 0 | 0 | 0 | 0 | 0 | 1.5 | 0 | 0 | 0 | 0 | 0 | 0
202 | 5258 | 2018 | CO | OREG 4 Peetz | 57134 | 1 | 0 | OP | OT | WH | 4.5 | 0.448 | 17674 | 7259 | Distributed from 923 Generation And Fuel | 2009 |  | 0 | 0 | 0 | 0 | 0 | 0 | 0 | 0 | 0 | 0 | 0 | 0 | 0 | 0 | 0 | 0 | 0 | 0 | 0 | 0 | 0 | 0 | 0 | 0 | 0 | 0 | 0 | 0 | 4.5 | 0
203 | 5260 | 2018 | CO | Panasonic Carport Solar | 61439 | PANBS | 0 | OP | BA | MWH | 1 | -0.003 | -28 | -11 | Distributed from 923 Generation And Fuel | 2017 |  | 0 | 0 | 0 | 0 | 0 | 0 | 0 | 0 | 0 | 0 | 1 | 0 | 0 | 0 | 0 | 0 | 0 | 0 | 0 | 0 | 0 | 0 | 0 | 0 | 0 | 0 | 0 | 0 | 0 | 0
204 | 5261 | 2018 | CO | Panasonic Carport Solar | 61439 | PANPV | 0 | OP | PV | SUN | 1.3 | 0.196 | 2230 | 1190 | Distributed from 923 Generation And Fuel | 2017 |  | 0 | 0 | 0 | 0 | 0 | 0 | 0 | 0 | 0 | 0 | 0 | 0 | 0 | 0 | 0 | 0 | 0 | 0 | 0 | 0 | 0 | 0 | 0 | 1.3 | 0 | 0 | 0 | 0 | 0 | 0
205 | 5262 | 2018 | CO | Pawnee | 6248 | 1 | 1 | OP | ST | SUB | 552.3 | 0.678 | 3279923 | 1337655 | EIA-923 Generator File | 1981 |  | 0 | 0 | 0 | 0 | 0 | 0 | 0 | 0 | 0 | 0 | 0 | 0 | 0 | 0 | 0 | 0 | 0 | 0 | 0 | 0 | 0 | 0 | 552.3 | 0 | 0 | 0 | 0 | 0 | 0 | 0
206 | 5263 | 2018 | CO | Peak View Wind Farm | 60143 | WTG | 0 | OP | WT | WND | 60.8 | 0.393 | 209308 | 79948 | Distributed from 923 Generation And Fuel | 2016 |  | 0 | 0 | 0 | 0 | 0 | 0 | 0 | 0 | 0 | 0 | 0 | 0 | 0 | 0 | 0 | 0 | 0 | 0 | 0 | 0 | 0 | 0 | 0 | 0 | 0 | 0 | 0 | 0 | 0 | 60.8
207 | 5264 | 2018 | CO | Peetz Table Wind Energy | 56563 | GE | 0 | OP | WT | WND | 199.5 | 0.314 | 548243 | 209408 | Distributed from 923 Generation And Fuel | 2007 |  | 0 | 0 | 0 | 0 | 0 | 0 | 0 | 0 | 0 | 0 | 0 | 0 | 0 | 0 | 0 | 0 | 0 | 0 | 0 | 0 | 0 | 0 | 0 | 0 | 0 | 0 | 0 | 0 | 0 | 199.5
208 | 5265 | 2018 | CO | Pikes Peak Solar Garden 1 LLC | 59848 | PPSG1 | 0 | OP | PV | SUN | 2 | 0.226 | 3960 | 2114 | Distributed from 923 Generation And Fuel | 2015 |  | 0 | 0 | 0 | 0 | 0 | 0 | 0 | 0 | 0 | 0 | 0 | 0 | 0 | 0 | 0 | 0 | 0 | 0 | 0 | 0 | 0 | 0 | 0 | 2 | 0 | 0 | 0 | 0 | 0 | 0
209 | 5267 | 2018 | CO | Plains End | 55650 | GE10 | 0 | OP | IC | NG | 5.7 | 0.007 | 333.6 | 157.4 | Distributed from 923 Generation And Fuel | 2002 |  | 0 | 0 | 0 | 0 | 0 | 0 | 0 | 0 | 0 | 0 | 0 | 5.7 | 0 | 0 | 0 | 0 | 0 | 0 | 0 | 0 | 0 | 0 | 0 | 0 | 0 | 0 | 0 | 0 | 0 | 0
210 | 5268 | 2018 | CO | Plains End | 55650 | GE11 | 0 | OP | IC | NG | 5.7 | 0.007 | 333.6 | 157.4 | Distributed from 923 Generation And Fuel | 2002 |  | 0 | 0 | 0 | 0 | 0 | 0 | 0 | 0 | 0 | 0 | 0 | 5.7 | 0 | 0 | 0 | 0 | 0 | 0 | 0 | 0 | 0 | 0 | 0 | 0 | 0 | 0 | 0 | 0 | 0 | 0
211 | 5269 | 2018 | CO | Plains End | 55650 | GE12 | 0 | OP | IC | NG | 5.7 | 0.007 | 333.6 | 157.4 | Distributed from 923 Generation And Fuel | 2002 |  | 0 | 0 | 0 | 0 | 0 | 0 | 0 | 0 | 0 | 0 | 0 | 5.7 | 0 | 0 | 0 | 0 | 0 | 0 | 0 | 0 | 0 | 0 | 0 | 0 | 0 | 0 | 0 | 0 | 0 | 0
212 | 5270 | 2018 | CO | Plains End | 55650 | GE13 | 0 | OP | IC | NG | 5.7 | 0.007 | 333.6 | 157.4 | Distributed from 923 Generation And Fuel | 2002 |  | 0 | 0 | 0 | 0 | 0 | 0 | 0 | 0 | 0 | 0 | 0 | 5.7 | 0 | 0 | 0 | 0 | 0 | 0 | 0 | 0 | 0 | 0 | 0 | 0 | 0 | 0 | 0 | 0 | 0 | 0
213 | 5271 | 2018 | CO | Plains End | 55650 | GE14 | 0 | OP | IC | NG | 5.7 | 0.007 | 333.6 | 157.4 | Distributed from 923 Generation And Fuel | 2002 |  | 0 | 0 | 0 | 0 | 0 | 0 | 0 | 0 | 0 | 0 | 0 | 5.7 | 0 | 0 | 0 | 0 | 0 | 0 | 0 | 0 | 0 | 0 | 0 | 0 | 0 | 0 | 0 | 0 | 0 | 0
214 | 5272 | 2018 | CO | Plains End | 55650 | GE15 | 0 | OP | IC | NG | 5.7 | 0.007 | 333.6 | 157.4 | Distributed from 923 Generation And Fuel | 2002 |  | 0 | 0 | 0 | 0 | 0 | 0 | 0 | 0 | 0 | 0 | 0 | 5.7 | 0 | 0 | 0 | 0 | 0 | 0 | 0 | 0 | 0 | 0 | 0 | 0 | 0 | 0 | 0 | 0 | 0 | 0
215 | 5273 | 2018 | CO | Plains End | 55650 | GE16 | 0 | OP | IC | NG | 5.7 | 0.007 | 333.6 | 157.4 | Distributed from 923 Generation And Fuel | 2002 |  | 0 | 0 | 0 | 0 | 0 | 0 | 0 | 0 | 0 | 0 | 0 | 5.7 | 0 | 0 | 0 | 0 | 0 | 0 | 0 | 0 | 0 | 0 | 0 | 0 | 0 | 0 | 0 | 0 | 0 | 0
216 | 5274 | 2018 | CO | Plains End | 55650 | GE17 | 0 | OP | IC | NG | 5.7 | 0.007 | 333.6 | 157.4 | Distributed from 923 Generation And Fuel | 2002 |  | 0 | 0 | 0 | 0 | 0 | 0 | 0 | 0 | 0 | 0 | 0 | 5.7 | 0 | 0 | 0 | 0 | 0 | 0 | 0 | 0 | 0 | 0 | 0 | 0 | 0 | 0 | 0 | 0 | 0 | 0
217 | 5275 | 2018 | CO | Plains End | 55650 | GE18 | 0 | OP | IC | NG | 5.7 | 0.007 | 333.6 | 157.4 | Distributed from 923 Generation And Fuel | 2002 |  | 0 | 0 | 0 | 0 | 0 | 0 | 0 | 0 | 0 | 0 | 0 | 5.7 | 0 | 0 | 0 | 0 | 0 | 0 | 0 | 0 | 0 | 0 | 0 | 0 | 0 | 0 | 0 | 0 | 0 | 0
218 | 5276 | 2018 | CO | Plains End | 55650 | GE19 | 0 | OP | IC | NG | 5.7 | 0.007 | 333.6 | 157.4 | Distributed from 923 Generation And Fuel | 2002 |  | 0 | 0 | 0 | 0 | 0 | 0 | 0 | 0 | 0 | 0 | 0 | 5.7 | 0 | 0 | 0 | 0 | 0 | 0 | 0 | 0 | 0 | 0 | 0 | 0 | 0 | 0 | 0 | 0 | 0 | 0
219 | 5277 | 2018 | CO | Plains End | 55650 | GE20 | 0 | OP | IC | NG | 5.7 | 0.007 | 333.6 | 157.4 | Distributed from 923 Generation And Fuel | 2002 |  | 0 | 0 | 0 | 0 | 0 | 0 | 0 | 0 | 0 | 0 | 0 | 5.7 | 0 | 0 | 0 | 0 | 0 | 0 | 0 | 0 | 0 | 0 | 0 | 0 | 0 | 0 | 0 | 0 | 0 | 0
220 | 5278 | 2018 | CO | Plains End | 55650 | GEN1 | 0 | OP | IC | NG | 5.7 | 0.007 | 333.6 | 157.4 | Distributed from 923 Generation And Fuel | 2002 |  | 0 | 0 | 0 | 0 | 0 | 0 | 0 | 0 | 0 | 0 | 0 | 5.7 | 0 | 0 | 0 | 0 | 0 | 0 | 0 | 0 | 0 | 0 | 0 | 0 | 0 | 0 | 0 | 0 | 0 | 0
221 | 5279 | 2018 | CO | Plains End | 55650 | GEN2 | 0 | OP | IC | NG | 5.7 | 0.007 | 333.6 | 157.4 | Distributed from 923 Generation And Fuel | 2002 |  | 0 | 0 | 0 | 0 | 0 | 0 | 0 | 0 | 0 | 0 | 0 | 5.7 | 0 | 0 | 0 | 0 | 0 | 0 | 0 | 0 | 0 | 0 | 0 | 0 | 0 | 0 | 0 | 0 | 0 | 0
222 | 5280 | 2018 | CO | Plains End | 55650 | GEN3 | 0 | OP | IC | NG | 5.7 | 0.007 | 333.6 | 157.4 | Distributed from 923 Generation And Fuel | 2002 |  | 0 | 0 | 0 | 0 | 0 | 0 | 0 | 0 | 0 | 0 | 0 | 5.7 | 0 | 0 | 0 | 0 | 0 | 0 | 0 | 0 | 0 | 0 | 0 | 0 | 0 | 0 | 0 | 0 | 0 | 0
223 | 5281 | 2018 | CO | Plains End | 55650 | GEN4 | 0 | OP | IC | NG | 5.7 | 0.007 | 333.6 | 157.4 | Distributed from 923 Generation And Fuel | 2002 |  | 0 | 0 | 0 | 0 | 0 | 0 | 0 | 0 | 0 | 0 | 0 | 5.7 | 0 | 0 | 0 | 0 | 0 | 0 | 0 | 0 | 0 | 0 | 0 | 0 | 0 | 0 | 0 | 0 | 0 | 0
224 | 5282 | 2018 | CO | Plains End | 55650 | GEN5 | 0 | OP | IC | NG | 5.7 | 0.007 | 333.6 | 157.4 | Distributed from 923 Generation And Fuel | 2002 |  | 0 | 0 | 0 | 0 | 0 | 0 | 0 | 0 | 0 | 0 | 0 | 5.7 | 0 | 0 | 0 | 0 | 0 | 0 | 0 | 0 | 0 | 0 | 0 | 0 | 0 | 0 | 0 | 0 | 0 | 0
225 | 5283 | 2018 | CO | Plains End | 55650 | GEN6 | 0 | OP | IC | NG | 5.7 | 0.007 | 333.6 | 157.4 | Distributed from 923 Generation And Fuel | 2002 |  | 0 | 0 | 0 | 0 | 0 | 0 | 0 | 0 | 0 | 0 | 0 | 5.7 | 0 | 0 | 0 | 0 | 0 | 0 | 0 | 0 | 0 | 0 | 0 | 0 | 0 | 0 | 0 | 0 | 0 | 0
226 | 5284 | 2018 | CO | Plains End | 55650 | GEN7 | 0 | OP | IC | NG | 5.7 | 0.007 | 333.6 | 157.4 | Distributed from 923 Generation And Fuel | 2002 |  | 0 | 0 | 0 | 0 | 0 | 0 | 0 | 0 | 0 | 0 | 0 | 5.7 | 0 | 0 | 0 | 0 | 0 | 0 | 0 | 0 | 0 | 0 | 0 | 0 | 0 | 0 | 0 | 0 | 0 | 0
227 | 5285 | 2018 | CO | Plains End | 55650 | GEN8 | 0 | OP | IC | NG | 5.7 | 0.007 | 333.6 | 157.4 | Distributed from 923 Generation And Fuel | 2002 |  | 0 | 0 | 0 | 0 | 0 | 0 | 0 | 0 | 0 | 0 | 0 | 5.7 | 0 | 0 | 0 | 0 | 0 | 0 | 0 | 0 | 0 | 0 | 0 | 0 | 0 | 0 | 0 | 0 | 0 | 0
228 | 5286 | 2018 | CO | Plains End | 55650 | GEN9 | 0 | OP | IC | NG | 5.7 | 0.007 | 333.6 | 157.4 | Distributed from 923 Generation And Fuel | 2002 |  | 0 | 0 | 0 | 0 | 0 | 0 | 0 | 0 | 0 | 0 | 0 | 5.7 | 0 | 0 | 0 | 0 | 0 | 0 | 0 | 0 | 0 | 0 | 0 | 0 | 0 | 0 | 0 | 0 | 0 | 0
229 | 5287 | 2018 | CO | Plains End II LLC | 56516 | 2G01 | 0 | OP | IC | NG | 8.4 | 0.01 | 757.929 | 357.643 | Distributed from 923 Generation And Fuel | 2008 |  | 0 | 0 | 0 | 0 | 0 | 0 | 0 | 0 | 0 | 0 | 0 | 8.4 | 0 | 0 | 0 | 0 | 0 | 0 | 0 | 0 | 0 | 0 | 0 | 0 | 0 | 0 | 0 | 0 | 0 | 0
230 | 5288 | 2018 | CO | Plains End II LLC | 56516 | 2G02 | 0 | OP | IC | NG | 8.4 | 0.01 | 757.929 | 357.643 | Distributed from 923 Generation And Fuel | 2008 |  | 0 | 0 | 0 | 0 | 0 | 0 | 0 | 0 | 0 | 0 | 0 | 8.4 | 0 | 0 | 0 | 0 | 0 | 0 | 0 | 0 | 0 | 0 | 0 | 0 | 0 | 0 | 0 | 0 | 0 | 0
231 | 5289 | 2018 | CO | Plains End II LLC | 56516 | 2G03 | 0 | OP | IC | NG | 8.4 | 0.01 | 757.929 | 357.643 | Distributed from 923 Generation And Fuel | 2008 |  | 0 | 0 | 0 | 0 | 0 | 0 | 0 | 0 | 0 | 0 | 0 | 8.4 | 0 | 0 | 0 | 0 | 0 | 0 | 0 | 0 | 0 | 0 | 0 | 0 | 0 | 0 | 0 | 0 | 0 | 0
232 | 5290 | 2018 | CO | Plains End II LLC | 56516 | 2G04 | 0 | OP | IC | NG | 8.4 | 0.01 | 757.929 | 357.643 | Distributed from 923 Generation And Fuel | 2008 |  | 0 | 0 | 0 | 0 | 0 | 0 | 0 | 0 | 0 | 0 | 0 | 8.4 | 0 | 0 | 0 | 0 | 0 | 0 | 0 | 0 | 0 | 0 | 0 | 0 | 0 | 0 | 0 | 0 | 0 | 0
233 | 5291 | 2018 | CO | Plains End II LLC | 56516 | 2G05 | 0 | OP | IC | NG | 8.4 | 0.01 | 757.929 | 357.643 | Distributed from 923 Generation And Fuel | 2008 |  | 0 | 0 | 0 | 0 | 0 | 0 | 0 | 0 | 0 | 0 | 0 | 8.4 | 0 | 0 | 0 | 0 | 0 | 0 | 0 | 0 | 0 | 0 | 0 | 0 | 0 | 0 | 0 | 0 | 0 | 0
234 | 5292 | 2018 | CO | Plains End II LLC | 56516 | 2G06 | 0 | OP | IC | NG | 8.4 | 0.01 | 757.929 | 357.643 | Distributed from 923 Generation And Fuel | 2008 |  | 0 | 0 | 0 | 0 | 0 | 0 | 0 | 0 | 0 | 0 | 0 | 8.4 | 0 | 0 | 0 | 0 | 0 | 0 | 0 | 0 | 0 | 0 | 0 | 0 | 0 | 0 | 0 | 0 | 0 | 0
235 | 5293 | 2018 | CO | Plains End II LLC | 56516 | 2G07 | 0 | OP | IC | NG | 8.4 | 0.01 | 757.929 | 357.643 | Distributed from 923 Generation And Fuel | 2008 |  | 0 | 0 | 0 | 0 | 0 | 0 | 0 | 0 | 0 | 0 | 0 | 8.4 | 0 | 0 | 0 | 0 | 0 | 0 | 0 | 0 | 0 | 0 | 0 | 0 | 0 | 0 | 0 | 0 | 0 | 0
236 | 5294 | 2018 | CO | Plains End II LLC | 56516 | 2G08 | 0 | OP | IC | NG | 8.4 | 0.01 | 757.929 | 357.643 | Distributed from 923 Generation And Fuel | 2008 |  | 0 | 0 | 0 | 0 | 0 | 0 | 0 | 0 | 0 | 0 | 0 | 8.4 | 0 | 0 | 0 | 0 | 0 | 0 | 0 | 0 | 0 | 0 | 0 | 0 | 0 | 0 | 0 | 0 | 0 | 0
237 | 5295 | 2018 | CO | Plains End II LLC | 56516 | 2G09 | 0 | OP | IC | NG | 8.4 | 0.01 | 757.929 | 357.643 | Distributed from 923 Generation And Fuel | 2008 |  | 0 | 0 | 0 | 0 | 0 | 0 | 0 | 0 | 0 | 0 | 0 | 8.4 | 0 | 0 | 0 | 0 | 0 | 0 | 0 | 0 | 0 | 0 | 0 | 0 | 0 | 0 | 0 | 0 | 0 | 0
238 | 5296 | 2018 | CO | Plains End II LLC | 56516 | 2G10 | 0 | OP | IC | NG | 8.4 | 0.01 | 757.929 | 357.643 | Distributed from 923 Generation And Fuel | 2008 |  | 0 | 0 | 0 | 0 | 0 | 0 | 0 | 0 | 0 | 0 | 0 | 8.4 | 0 | 0 | 0 | 0 | 0 | 0 | 0 | 0 | 0 | 0 | 0 | 0 | 0 | 0 | 0 | 0 | 0 | 0
239 | 5297 | 2018 | CO | Plains End II LLC | 56516 | 2G11 | 0 | OP | IC | NG | 8.4 | 0.01 | 757.929 | 357.643 | Distributed from 923 Generation And Fuel | 2008 |  | 0 | 0 | 0 | 0 | 0 | 0 | 0 | 0 | 0 | 0 | 0 | 8.4 | 0 | 0 | 0 | 0 | 0 | 0 | 0 | 0 | 0 | 0 | 0 | 0 | 0 | 0 | 0 | 0 | 0 | 0
240 | 5298 | 2018 | CO | Plains End II LLC | 56516 | 2G12 | 0 | OP | IC | NG | 8.4 | 0.01 | 757.929 | 357.643 | Distributed from 923 Generation And Fuel | 2008 |  | 0 | 0 | 0 | 0 | 0 | 0 | 0 | 0 | 0 | 0 | 0 | 8.4 | 0 | 0 | 0 | 0 | 0 | 0 | 0 | 0 | 0 | 0 | 0 | 0 | 0 | 0 | 0 | 0 | 0 | 0
241 | 5299 | 2018 | CO | Plains End II LLC | 56516 | 2G13 | 0 | OP | IC | NG | 8.4 | 0.01 | 757.929 | 357.643 | Distributed from 923 Generation And Fuel | 2008 |  | 0 | 0 | 0 | 0 | 0 | 0 | 0 | 0 | 0 | 0 | 0 | 8.4 | 0 | 0 | 0 | 0 | 0 | 0 | 0 | 0 | 0 | 0 | 0 | 0 | 0 | 0 | 0 | 0 | 0 | 0
242 | 5300 | 2018 | CO | Plains End II LLC | 56516 | 2G14 | 0 | OP | IC | NG | 8.4 | 0.01 | 757.929 | 357.643 | Distributed from 923 Generation And Fuel | 2008 |  | 0 | 0 | 0 | 0 | 0 | 0 | 0 | 0 | 0 | 0 | 0 | 8.4 | 0 | 0 | 0 | 0 | 0 | 0 | 0 | 0 | 0 | 0 | 0 | 0 | 0 | 0 | 0 | 0 | 0 | 0
243 | 5301 | 2018 | CO | Pole Hill | 519 | 1 | 0 | OP | HY | WAT | 38.2 | 0.518 | 173248 | 78540 | Distributed from 923 Generation And Fuel | 1954 |  | 0 | 0 | 0 | 0 | 0 | 0 | 0 | 0 | 0 | 0 | 0 | 0 | 0 | 0 | 0 | 0 | 0 | 0 | 0 | 0 | 0 | 0 | 0 | 0 | 38.2 | 0 | 0 | 0 | 0 | 0
244 | 5305 | 2018 | CO | Pueblo | 460 | IC1 | 0 | OP | IC | DFO | 2 | -0.002 | -30 | -11.25 | Distributed from 923 Generation And Fuel | 1964 |  | 0 | 0 | 0 | 0 | 2 | 0 | 0 | 0 | 0 | 0 | 0 | 0 | 0 | 0 | 0 | 0 | 0 | 0 | 0 | 0 | 0 | 0 | 0 | 0 | 0 | 0 | 0 | 0 | 0 | 0
245 | 5306 | 2018 | CO | Pueblo | 460 | IC3 | 0 | OP | IC | DFO | 2 | -0.002 | -30 | -11.25 | Distributed from 923 Generation And Fuel | 1964 |  | 0 | 0 | 0 | 0 | 2 | 0 | 0 | 0 | 0 | 0 | 0 | 0 | 0 | 0 | 0 | 0 | 0 | 0 | 0 | 0 | 0 | 0 | 0 | 0 | 0 | 0 | 0 | 0 | 0 | 0
246 | 5307 | 2018 | CO | Pueblo | 460 | IC4 | 0 | OP | IC | DFO | 2 | -0.002 | -30 | -11.25 | Distributed from 923 Generation And Fuel | 1964 |  | 0 | 0 | 0 | 0 | 2 | 0 | 0 | 0 | 0 | 0 | 0 | 0 | 0 | 0 | 0 | 0 | 0 | 0 | 0 | 0 | 0 | 0 | 0 | 0 | 0 | 0 | 0 | 0 | 0 | 0
247 | 5308 | 2018 | CO | Pueblo | 460 | IC5 | 0 | OP | IC | DFO | 2 | -0.002 | -30 | -11.25 | Distributed from 923 Generation And Fuel | 1964 |  | 0 | 0 | 0 | 0 | 2 | 0 | 0 | 0 | 0 | 0 | 0 | 0 | 0 | 0 | 0 | 0 | 0 | 0 | 0 | 0 | 0 | 0 | 0 | 0 | 0 | 0 | 0 | 0 | 0 | 0
248 | 5311 | 2018 | CO | Pueblo Airport Generating Station | 56998 | 4 | 0 | OP | CT | NG | 40 | 0.539 | 188722 | 84790 | EIA-923 Generator File | 2012 |  | 0 | 0 | 0 | 0 | 0 | 0 | 0 | 0 | 0 | 0 | 0 | 40 | 0 | 0 | 0 | 0 | 0 | 0 | 0 | 0 | 0 | 0 | 0 | 0 | 0 | 0 | 0 | 0 | 0 | 0
249 | 5312 | 2018 | CO | Pueblo Airport Generating Station | 56998 | 43 | 2 | OP | CA | NG | 20 | 0.725 | 127107 | 55731 | EIA-923 Generator File | 2012 |  | 0 | 0 | 0 | 0 | 0 | 0 | 0 | 0 | 0 | 0 | 0 | 20 | 0 | 0 | 0 | 0 | 0 | 0 | 0 | 0 | 0 | 0 | 0 | 0 | 0 | 0 | 0 | 0 | 0 | 0
250 | 5313 | 2018 | CO | Pueblo Airport Generating Station | 56998 | 5 | 0 | OP | CT | NG | 40 | 0.537 | 188051 | 84513 | EIA-923 Generator File | 2012 |  | 0 | 0 | 0 | 0 | 0 | 0 | 0 | 0 | 0 | 0 | 0 | 40 | 0 | 0 | 0 | 0 | 0 | 0 | 0 | 0 | 0 | 0 | 0 | 0 | 0 | 0 | 0 | 0 | 0 | 0
251 | 5314 | 2018 | CO | Pueblo Airport Generating Station | 56998 | 53 | 2 | OP | CA | NG | 20 | 0.709 | 124283 | 57432 | EIA-923 Generator File | 2012 |  | 0 | 0 | 0 | 0 | 0 | 0 | 0 | 0 | 0 | 0 | 0 | 20 | 0 | 0 | 0 | 0 | 0 | 0 | 0 | 0 | 0 | 0 | 0 | 0 | 0 | 0 | 0 | 0 | 0 | 0
252 | 5315 | 2018 | CO | Pueblo Airport Generating Station | 56998 | 6 | 0 | OP | CT | NG | 40 | 0.554 | 194235 | 92280 | EIA-923 Generator File | 2012 |  | 0 | 0 | 0 | 0 | 0 | 0 | 0 | 0 | 0 | 0 | 0 | 40 | 0 | 0 | 0 | 0 | 0 | 0 | 0 | 0 | 0 | 0 | 0 | 0 | 0 | 0 | 0 | 0 | 0 | 0
253 | 5316 | 2018 | CO | Pueblo Airport Generating Station | 56998 | 7 | 0 | OP | CT | NG | 40 | 0.53 | 185771 | 86220 | EIA-923 Generator File | 2012 |  | 0 | 0 | 0 | 0 | 0 | 0 | 0 | 0 | 0 | 0 | 0 | 40 | 0 | 0 | 0 | 0 | 0 | 0 | 0 | 0 | 0 | 0 | 0 | 0 | 0 | 0 | 0 | 0 | 0 | 0
254 | 5317 | 2018 | CO | Pueblo Airport Generating Station | 56998 | CT08 | 0 | OP | GT | NG | 40 | 0.077 | 26833.294 | 18566.235 | Distributed from 923 Generation And Fuel | 2016 |  | 0 | 0 | 0 | 0 | 0 | 0 | 0 | 0 | 0 | 0 | 0 | 40 | 0 | 0 | 0 | 0 | 0 | 0 | 0 | 0 | 0 | 0 | 0 | 0 | 0 | 0 | 0 | 0 | 0 | 0
255 | 5318 | 2018 | CO | Pueblo Airport Generating Station | 56998 | GT1 | 0 | OP | GT | NG | 100 | 0.077 | 67083.235 | 46415.588 | Distributed from 923 Generation And Fuel | 2012 |  | 0 | 0 | 0 | 0 | 0 | 0 | 0 | 0 | 0 | 0 | 0 | 100 | 0 | 0 | 0 | 0 | 0 | 0 | 0 | 0 | 0 | 0 | 0 | 0 | 0 | 0 | 0 | 0 | 0 | 0
256 | 5319 | 2018 | CO | Pueblo Airport Generating Station | 56998 | GT2 | 0 | OP | GT | NG | 100 | 0.077 | 67083.235 | 46415.588 | Distributed from 923 Generation And Fuel | 2012 |  | 0 | 0 | 0 | 0 | 0 | 0 | 0 | 0 | 0 | 0 | 0 | 100 | 0 | 0 | 0 | 0 | 0 | 0 | 0 | 0 | 0 | 0 | 0 | 0 | 0 | 0 | 0 | 0 | 0 | 0
257 | 5321 | 2018 | CO | Quincy II Solar Garden | 61752 | PV1 | 0 | OP | PV | SUN | 1.5 | 0.178 | 2335 | 1749 | Distributed from 923 Generation And Fuel | 2018 |  | 0 | 0 | 0 | 0 | 0 | 0 | 0 | 0 | 0 | 0 | 0 | 0 | 0 | 0 | 0 | 0 | 0 | 0 | 0 | 0 | 0 | 0 | 0 | 1.5 | 0 | 0 | 0 | 0 | 0 | 0
258 | 5322 | 2018 | CO | Quincy Solar | 62664 | SO393 | 0 | OP | PV | SUN | 1.5 | 0 | 0 | 0 | Distributed from 923 Generation And Fuel | 2018 |  | 0 | 0 | 0 | 0 | 0 | 0 | 0 | 0 | 0 | 0 | 0 | 0 | 0 | 0 | 0 | 0 | 0 | 0 | 0 | 0 | 0 | 0 | 0 | 1.5 | 0 | 0 | 0 | 0 | 0 | 0
259 | 5323 | 2018 | CO | Rawhide | 6761 | 1 | 1 | OP | ST | SUB | 293.6 | 0.701 | 1803917 | 901721 | EIA-923 Generator File | 1984 |  | 0 | 0 | 0 | 0 | 0 | 0 | 0 | 0 | 0 | 0 | 0 | 0 | 0 | 0 | 0 | 0 | 0 | 0 | 0 | 0 | 0 | 0 | 293.6 | 0 | 0 | 0 | 0 | 0 | 0 | 0
260 | 5324 | 2018 | CO | Rawhide | 6761 | A | 0 | OP | GT | NG | 89.3 | 0.015 | 11793.661 | 10573.804 | Distributed from 923 Generation And Fuel | 2002 |  | 0 | 0 | 0 | 0 | 0 | 0 | 0 | 0 | 0 | 0 | 0 | 89.3 | 0 | 0 | 0 | 0 | 0 | 0 | 0 | 0 | 0 | 0 | 0 | 0 | 0 | 0 | 0 | 0 | 0 | 0
261 | 5325 | 2018 | CO | Rawhide | 6761 | B | 0 | OP | GT | NG | 89.3 | 0.015 | 11793.661 | 10573.804 | Distributed from 923 Generation And Fuel | 2002 |  | 0 | 0 | 0 | 0 | 0 | 0 | 0 | 0 | 0 | 0 | 0 | 89.3 | 0 | 0 | 0 | 0 | 0 | 0 | 0 | 0 | 0 | 0 | 0 | 0 | 0 | 0 | 0 | 0 | 0 | 0
262 | 5326 | 2018 | CO | Rawhide | 6761 | C | 0 | OP | GT | NG | 89.3 | 0.015 | 11793.661 | 10573.804 | Distributed from 923 Generation And Fuel | 2002 |  | 0 | 0 | 0 | 0 | 0 | 0 | 0 | 0 | 0 | 0 | 0 | 89.3 | 0 | 0 | 0 | 0 | 0 | 0 | 0 | 0 | 0 | 0 | 0 | 0 | 0 | 0 | 0 | 0 | 0 | 0
263 | 5327 | 2018 | CO | Rawhide | 6761 | D | 0 | OP | GT | NG | 89.3 | 0.015 | 11793.661 | 10573.804 | Distributed from 923 Generation And Fuel | 2004 |  | 0 | 0 | 0 | 0 | 0 | 0 | 0 | 0 | 0 | 0 | 0 | 89.3 | 0 | 0 | 0 | 0 | 0 | 0 | 0 | 0 | 0 | 0 | 0 | 0 | 0 | 0 | 0 | 0 | 0 | 0
264 | 5328 | 2018 | CO | Rawhide | 6761 | F | 0 | OP | GT | NG | 149.6 | 0.015 | 19757.354 | 17713.785 | Distributed from 923 Generation And Fuel | 2008 |  | 0 | 0 | 0 | 0 | 0 | 0 | 0 | 0 | 0 | 0 | 0 | 149.6 | 0 | 0 | 0 | 0 | 0 | 0 | 0 | 0 | 0 | 0 | 0 | 0 | 0 | 0 | 0 | 0 | 0 | 0
265 | 5329 | 2018 | CO | Ray D Nixon | 8219 | 1 | 1 | OP | ST | SUB | 207 | 0.624 | 1131653 | 407791 | EIA-923 Generator File | 1980 |  | 0 | 0 | 0 | 0 | 0 | 0 | 0 | 0 | 0 | 0 | 0 | 0 | 0 | 0 | 0 | 0 | 0 | 0 | 0 | 0 | 0 | 0 | 207 | 0 | 0 | 0 | 0 | 0 | 0 | 0
266 | 5330 | 2018 | CO | Ray D Nixon | 8219 | GT1 | 0 | OP | GT | NG | 37.8 | 0.003 | 991.5 | 496.5 | Distributed from 923 Generation And Fuel | 1999 |  | 0 | 0 | 0 | 0 | 0 | 0 | 0 | 0 | 0 | 0 | 0 | 37.8 | 0 | 0 | 0 | 0 | 0 | 0 | 0 | 0 | 0 | 0 | 0 | 0 | 0 | 0 | 0 | 0 | 0 | 0
267 | 5331 | 2018 | CO | Ray D Nixon | 8219 | GT2 | 0 | OP | GT | NG | 37.8 | 0.003 | 991.5 | 496.5 | Distributed from 923 Generation And Fuel | 1999 |  | 0 | 0 | 0 | 0 | 0 | 0 | 0 | 0 | 0 | 0 | 0 | 37.8 | 0 | 0 | 0 | 0 | 0 | 0 | 0 | 0 | 0 | 0 | 0 | 0 | 0 | 0 | 0 | 0 | 0 | 0
268 | 5332 | 2018 | CO | Redlands Water & Power | 50267 | RED1 | 0 | OP | HY | WAT | 1.4 | 0.618 | 7575 | 3434 | Distributed from 923 Generation And Fuel | 1931 |  | 0 | 0 | 0 | 0 | 0 | 0 | 0 | 0 | 0 | 0 | 0 | 0 | 0 | 0 | 0 | 0 | 0 | 0 | 0 | 0 | 0 | 0 | 0 | 0 | 1.4 | 0 | 0 | 0 | 0 | 0
269 | 5333 | 2018 | CO | Ridge Crest Wind Partners | 55741 | A1 | 0 | OP | WT | WND | 29.7 | 0.26 | 67749 | 25878 | Distributed from 923 Generation And Fuel | 2001 |  | 0 | 0 | 0 | 0 | 0 | 0 | 0 | 0 | 0 | 0 | 0 | 0 | 0 | 0 | 0 | 0 | 0 | 0 | 0 | 0 | 0 | 0 | 0 | 0 | 0 | 0 | 0 | 0 | 0 | 29.7
270 | 5334 | 2018 | CO | Rifle Generating Station | 10755 | GT2 | 0 | OP | CT | NG | 15 | 0.011 | 1438 | 1024 | EIA-923 Generator File | 1987 |  | 0 | 0 | 0 | 0 | 0 | 0 | 0 | 0 | 0 | 0 | 0 | 15 | 0 | 0 | 0 | 0 | 0 | 0 | 0 | 0 | 0 | 0 | 0 | 0 | 0 | 0 | 0 | 0 | 0 | 0
271 | 5335 | 2018 | CO | Rifle Generating Station | 10755 | GT3 | 0 | OP | CT | NG | 15 | 0.009 | 1201 | 912 | EIA-923 Generator File | 1987 |  | 0 | 0 | 0 | 0 | 0 | 0 | 0 | 0 | 0 | 0 | 0 | 15 | 0 | 0 | 0 | 0 | 0 | 0 | 0 | 0 | 0 | 0 | 0 | 0 | 0 | 0 | 0 | 0 | 0 | 0
272 | 5336 | 2018 | CO | Rifle Generating Station | 10755 | GT4 | 0 | OP | CT | NG | 15 | 0.012 | 1586 | 1159 | EIA-923 Generator File | 1987 |  | 0 | 0 | 0 | 0 | 0 | 0 | 0 | 0 | 0 | 0 | 0 | 15 | 0 | 0 | 0 | 0 | 0 | 0 | 0 | 0 | 0 | 0 | 0 | 0 | 0 | 0 | 0 | 0 | 0 | 0
273 | 5337 | 2018 | CO | Rifle Generating Station | 10755 | ST1 | 3 | OP | CA | NG | 39 | 0.009 | 2931 | 2030 | EIA-923 Generator File | 1987 |  | 0 | 0 | 0 | 0 | 0 | 0 | 0 | 0 | 0 | 0 | 0 | 39 | 0 | 0 | 0 | 0 | 0 | 0 | 0 | 0 | 0 | 0 | 0 | 0 | 0 | 0 | 0 | 0 | 0 | 0
274 | 5338 | 2018 | CO | Rocky Ford | 6516 | IC1A | 0 | OP | IC | DFO | 2 | -0.002 | -27.833 | -10.5 | Distributed from 923 Generation And Fuel | 1964 |  | 0 | 0 | 0 | 0 | 2 | 0 | 0 | 0 | 0 | 0 | 0 | 0 | 0 | 0 | 0 | 0 | 0 | 0 | 0 | 0 | 0 | 0 | 0 | 0 | 0 | 0 | 0 | 0 | 0 | 0
275 | 5339 | 2018 | CO | Rocky Ford | 6516 | IC2 | 0 | OP | IC | DFO | 2 | -0.002 | -27.833 | -10.5 | Distributed from 923 Generation And Fuel | 1964 |  | 0 | 0 | 0 | 0 | 2 | 0 | 0 | 0 | 0 | 0 | 0 | 0 | 0 | 0 | 0 | 0 | 0 | 0 | 0 | 0 | 0 | 0 | 0 | 0 | 0 | 0 | 0 | 0 | 0 | 0
276 | 5340 | 2018 | CO | Rocky Ford | 6516 | IC3 | 0 | OP | IC | DFO | 2 | -0.002 | -27.833 | -10.5 | Distributed from 923 Generation And Fuel | 1964 |  | 0 | 0 | 0 | 0 | 2 | 0 | 0 | 0 | 0 | 0 | 0 | 0 | 0 | 0 | 0 | 0 | 0 | 0 | 0 | 0 | 0 | 0 | 0 | 0 | 0 | 0 | 0 | 0 | 0 | 0
277 | 5341 | 2018 | CO | Rocky Ford | 6516 | IC4 | 0 | OP | IC | DFO | 2 | -0.002 | -27.833 | -10.5 | Distributed from 923 Generation And Fuel | 1964 |  | 0 | 0 | 0 | 0 | 2 | 0 | 0 | 0 | 0 | 0 | 0 | 0 | 0 | 0 | 0 | 0 | 0 | 0 | 0 | 0 | 0 | 0 | 0 | 0 | 0 | 0 | 0 | 0 | 0 | 0
278 | 5342 | 2018 | CO | Rocky Ford | 6516 | IC5 | 0 | OP | IC | DFO | 2 | -0.002 | -27.833 | -10.5 | Distributed from 923 Generation And Fuel | 1964 |  | 0 | 0 | 0 | 0 | 2 | 0 | 0 | 0 | 0 | 0 | 0 | 0 | 0 | 0 | 0 | 0 | 0 | 0 | 0 | 0 | 0 | 0 | 0 | 0 | 0 | 0 | 0 | 0 | 0 | 0
279 | 5344 | 2018 | CO | Rocky Mountain Energy Center | 55835 | CTG1 | 0 | OP | CT | NG | 175.1 | 0.495 | 758980 | 378075 | EIA-923 Generator File | 2004 |  | 0 | 0 | 0 | 0 | 0 | 0 | 0 | 0 | 0 | 0 | 0 | 175.1 | 0 | 0 | 0 | 0 | 0 | 0 | 0 | 0 | 0 | 0 | 0 | 0 | 0 | 0 | 0 | 0 | 0 | 0
280 | 5345 | 2018 | CO | Rocky Mountain Energy Center | 55835 | CTG2 | 0 | OP | CT | NG | 175.1 | 0.408 | 625691 | 299242 | EIA-923 Generator File | 2004 |  | 0 | 0 | 0 | 0 | 0 | 0 | 0 | 0 | 0 | 0 | 0 | 175.1 | 0 | 0 | 0 | 0 | 0 | 0 | 0 | 0 | 0 | 0 | 0 | 0 | 0 | 0 | 0 | 0 | 0 | 0
281 | 5346 | 2018 | CO | Rocky Mountain Energy Center | 55835 | STG1 | 2 | OP | CA | NG | 334.9 | 0.317 | 930988 | 504147 | EIA-923 Generator File | 2004 |  | 0 | 0 | 0 | 0 | 0 | 0 | 0 | 0 | 0 | 0 | 0 | 334.9 | 0 | 0 | 0 | 0 | 0 | 0 | 0 | 0 | 0 | 0 | 0 | 0 | 0 | 0 | 0 | 0 | 0 | 0
282 | 5347 | 2018 | CO | Rush Creek Wind | 60619 | GEN1 | 0 | OP | WT | WND | 600 | 0.037 | 194543 | 0 | Distributed from 923 Generation And Fuel | 2018 |  | 0 | 0 | 0 | 0 | 0 | 0 | 0 | 0 | 0 | 0 | 0 | 0 | 0 | 0 | 0 | 0 | 0 | 0 | 0 | 0 | 0 | 0 | 0 | 0 | 0 | 0 | 0 | 0 | 0 | 600
283 | 5348 | 2018 | CO | Ruxton Park | 495 | 1 | 0 | OP | HY | WAT | 1 | 0 | 0 | 0 | Distributed from 923 Generation And Fuel | 1925 |  | 0 | 0 | 0 | 0 | 0 | 0 | 0 | 0 | 0 | 0 | 0 | 0 | 0 | 0 | 0 | 0 | 0 | 0 | 0 | 0 | 0 | 0 | 0 | 0 | 1 | 0 | 0 | 0 | 0 | 0
284 | 5349 | 2018 | CO | RV CSU Power II LLC | 57507 | CSUII | 0 | OP | PV | SUN | 3 | 0.168 | 4419 | 2359 | Distributed from 923 Generation And Fuel | 2010 |  | 0 | 0 | 0 | 0 | 0 | 0 | 0 | 0 | 0 | 0 | 0 | 0 | 0 | 0 | 0 | 0 | 0 | 0 | 0 | 0 | 0 | 0 | 0 | 3 | 0 | 0 | 0 | 0 | 0 | 0
285 | 5350 | 2018 | CO | RV CSU Power LLC | 57141 | CSU1 | 0 | OP | PV | SUN | 1.9 | 0.204 | 3391 | 1810 | Distributed from 923 Generation And Fuel | 2009 |  | 0 | 0 | 0 | 0 | 0 | 0 | 0 | 0 | 0 | 0 | 0 | 0 | 0 | 0 | 0 | 0 | 0 | 0 | 0 | 0 | 0 | 0 | 0 | 1.9 | 0 | 0 | 0 | 0 | 0 | 0
286 | 5351 | 2018 | CO | Salida | 474 | 2 | 0 | OP | HY | WAT | 0.6 | 0.159 | 838.286 | 380.143 | Distributed from 923 Generation And Fuel | 1908 | 2027 | 0 | 0 | 0 | 0 | 0 | 0 | 0 | 0 | 0 | 0 | 0 | 0 | 0 | 0 | 0 | 0 | 0 | 0 | 0 | 0 | 0 | 0 | 0 | 0 | 0.6 | 0 | 0 | 0 | 0 | 0
287 | 5353 | 2018 | CO | San Isabel Solar, LLC | 60304 | SISPV | 0 | OP | PV | SUN | 30 | 0.287 | 75417 | 38222 | Distributed from 923 Generation And Fuel | 2016 |  | 0 | 0 | 0 | 0 | 0 | 0 | 0 | 0 | 0 | 0 | 0 | 0 | 0 | 0 | 0 | 0 | 0 | 0 | 0 | 0 | 0 | 0 | 0 | 30 | 0 | 0 | 0 | 0 | 0 | 0
288 | 5354 | 2018 | CO | San Luis Solar Garden | 61472 | ANTO2 | 0 | OP | PV | SUN | 1.2 | 0.318 | 3348 | 1787 | Distributed from 923 Generation And Fuel | 2017 |  | 0 | 0 | 0 | 0 | 0 | 0 | 0 | 0 | 0 | 0 | 0 | 0 | 0 | 0 | 0 | 0 | 0 | 0 | 0 | 0 | 0 | 0 | 0 | 1.2 | 0 | 0 | 0 | 0 | 0 | 0
289 | 5355 | 2018 | CO | San Luis Valley Solar Array | 61605 | 1 | 0 | OP | PV | SUN | 2.7 | 0.274 | 6473 | 3456 | Distributed from 923 Generation And Fuel | 2017 |  | 0 | 0 | 0 | 0 | 0 | 0 | 0 | 0 | 0 | 0 | 0 | 0 | 0 | 0 | 0 | 0 | 0 | 0 | 0 | 0 | 0 | 0 | 0 | 2.7 | 0 | 0 | 0 | 0 | 0 | 0
290 | 5356 | 2018 | CO | San Luis Valley Solar Ranch | 57317 | 1 | 0 | OP | PV | SUN | 35 | 0.253 | 77687 | 41472 | Distributed from 923 Generation And Fuel | 2011 |  | 0 | 0 | 0 | 0 | 0 | 0 | 0 | 0 | 0 | 0 | 0 | 0 | 0 | 0 | 0 | 0 | 0 | 0 | 0 | 0 | 0 | 0 | 0 | 35 | 0 | 0 | 0 | 0 | 0 | 0
291 | 5358 | 2018 | CO | Shavano Falls Hydro | 61189 | GEN1 | 0 | OP | HY | WAT | 2.8 | 0.434 | 10657 | 4831 | Distributed from 923 Generation And Fuel | 2015 |  | 0 | 0 | 0 | 0 | 0 | 0 | 0 | 0 | 0 | 0 | 0 | 0 | 0 | 0 | 0 | 0 | 0 | 0 | 0 | 0 | 0 | 0 | 0 | 0 | 2.8 | 0 | 0 | 0 | 0 | 0
292 | 5359 | 2018 | CO | Shavano Falls Hydro Drop 4 | 61190 | GEN1 | 0 | OP | HY | WAT | 4.8 | 0.494 | 20785 | 9423 | Distributed from 923 Generation And Fuel | 2015 |  | 0 | 0 | 0 | 0 | 0 | 0 | 0 | 0 | 0 | 0 | 0 | 0 | 0 | 0 | 0 | 0 | 0 | 0 | 0 | 0 | 0 | 0 | 0 | 0 | 4.8 | 0 | 0 | 0 | 0 | 0
293 | 5360 | 2018 | CO | Shoshone (CO) | 476 | A | 0 | OP | HY | WAT | 7.2 | 0.672 | 42369 | 19207.5 | Distributed from 923 Generation And Fuel | 1909 |  | 0 | 0 | 0 | 0 | 0 | 0 | 0 | 0 | 0 | 0 | 0 | 0 | 0 | 0 | 0 | 0 | 0 | 0 | 0 | 0 | 0 | 0 | 0 | 0 | 7.2 | 0 | 0 | 0 | 0 | 0
294 | 5361 | 2018 | CO | Shoshone (CO) | 476 | B | 0 | OP | HY | WAT | 7.2 | 0.672 | 42369 | 19207.5 | Distributed from 923 Generation And Fuel | 1909 |  | 0 | 0 | 0 | 0 | 0 | 0 | 0 | 0 | 0 | 0 | 0 | 0 | 0 | 0 | 0 | 0 | 0 | 0 | 0 | 0 | 0 | 0 | 0 | 0 | 7.2 | 0 | 0 | 0 | 0 | 0
295 | 5362 | 2018 | CO | Skylark | 60248 | CAREY | 0 | OP | PV | SUN | 4 | 0.262 | 9195 | 4909 | Distributed from 923 Generation And Fuel | 2015 |  | 0 | 0 | 0 | 0 | 0 | 0 | 0 | 0 | 0 | 0 | 0 | 0 | 0 | 0 | 0 | 0 | 0 | 0 | 0 | 0 | 0 | 0 | 0 | 4 | 0 | 0 | 0 | 0 | 0 | 0
296 | 5363 | 2018 | CO | SMPA Solar 1 Community Solar | 58547 | 1 | 0 | OP | PV | SUN | 1 | 0.223 | 1957 | 1045 | Distributed from 923 Generation And Fuel | 2012 |  | 0 | 0 | 0 | 0 | 0 | 0 | 0 | 0 | 0 | 0 | 0 | 0 | 0 | 0 | 0 | 0 | 0 | 0 | 0 | 0 | 0 | 0 | 0 | 1 | 0 | 0 | 0 | 0 | 0 | 0
297 | 5364 | 2018 | CO | South Canal Hydro-1 | 58783 | SC-1 | 0 | OP | HY | WAT | 4 | 0.488 | 17101 | 7753 | Distributed from 923 Generation And Fuel | 2013 |  | 0 | 0 | 0 | 0 | 0 | 0 | 0 | 0 | 0 | 0 | 0 | 0 | 0 | 0 | 0 | 0 | 0 | 0 | 0 | 0 | 0 | 0 | 0 | 0 | 4 | 0 | 0 | 0 | 0 | 0
298 | 5365 | 2018 | CO | South Canal Hydro-3 | 58784 | SC-3 | 0 | OP | HY | WAT | 3.5 | 0.413 | 12670 | 5744 | Distributed from 923 Generation And Fuel | 2013 |  | 0 | 0 | 0 | 0 | 0 | 0 | 0 | 0 | 0 | 0 | 0 | 0 | 0 | 0 | 0 | 0 | 0 | 0 | 0 | 0 | 0 | 0 | 0 | 0 | 3.5 | 0 | 0 | 0 | 0 | 0
299 | 5367 | 2018 | CO | Spindle Hill Energy Center | 56445 | GEN1 | 0 | OP | GT | NG | 210 | 0.09 | 165731.5 | 84618 | Distributed from 923 Generation And Fuel | 2007 |  | 0 | 0 | 0 | 0 | 0 | 0 | 0 | 0 | 0 | 0 | 0 | 210 | 0 | 0 | 0 | 0 | 0 | 0 | 0 | 0 | 0 | 0 | 0 | 0 | 0 | 0 | 0 | 0 | 0 | 0
300 | 5368 | 2018 | CO | Spindle Hill Energy Center | 56445 | GEN2 | 0 | OP | GT | NG | 210 | 0.09 | 165731.5 | 84618 | Distributed from 923 Generation And Fuel | 2007 |  | 0 | 0 | 0 | 0 | 0 | 0 | 0 | 0 | 0 | 0 | 0 | 210 | 0 | 0 | 0 | 0 | 0 | 0 | 0 | 0 | 0 | 0 | 0 | 0 | 0 | 0 | 0 | 0 | 0 | 0
301 | 5369 | 2018 | CO | Spring Canyon | 56320 | 1 | 0 | OP | WT | WND | 60 | 0.337 | 177387 | 67755 | Distributed from 923 Generation And Fuel | 2006 |  | 0 | 0 | 0 | 0 | 0 | 0 | 0 | 0 | 0 | 0 | 0 | 0 | 0 | 0 | 0 | 0 | 0 | 0 | 0 | 0 | 0 | 0 | 0 | 0 | 0 | 0 | 0 | 0 | 0 | 60
302 | 5370 | 2018 | CO | Spring Canyon Expansion Wind Energy Ctr | 58769 | 1 | 0 | OP | WT | WND | 34 | 0.43 | 128040.415 | 48906.773 | Distributed from 923 Generation And Fuel | 2014 |  | 0 | 0 | 0 | 0 | 0 | 0 | 0 | 0 | 0 | 0 | 0 | 0 | 0 | 0 | 0 | 0 | 0 | 0 | 0 | 0 | 0 | 0 | 0 | 0 | 0 | 0 | 0 | 0 | 0 | 34
303 | 5371 | 2018 | CO | Spring Canyon Expansion Wind Energy Ctr | 58769 | SCIII | 0 | OP | WT | WND | 28.6 | 0.43 | 107704.585 | 41139.227 | Distributed from 923 Generation And Fuel | 2014 |  | 0 | 0 | 0 | 0 | 0 | 0 | 0 | 0 | 0 | 0 | 0 | 0 | 0 | 0 | 0 | 0 | 0 | 0 | 0 | 0 | 0 | 0 | 0 | 0 | 0 | 0 | 0 | 0 | 0 | 28.6
304 | 5376 | 2018 | CO | SR Jenkins Ft Lupton | 60023 | FTLUP | 0 | OP | PV | SUN | 13 | 0.275 | 31290 | 16704 | Distributed from 923 Generation And Fuel | 2016 |  | 0 | 0 | 0 | 0 | 0 | 0 | 0 | 0 | 0 | 0 | 0 | 0 | 0 | 0 | 0 | 0 | 0 | 0 | 0 | 0 | 0 | 0 | 0 | 13 | 0 | 0 | 0 | 0 | 0 | 0
305 | 5377 | 2018 | CO | SR Kersey | 61314 | KERS | 0 | OP | PV | SUN | 3.5 | 0.275 | 8423 | 4497 | Distributed from 923 Generation And Fuel | 2017 |  | 0 | 0 | 0 | 0 | 0 | 0 | 0 | 0 | 0 | 0 | 0 | 0 | 0 | 0 | 0 | 0 | 0 | 0 | 0 | 0 | 0 | 0 | 0 | 3.5 | 0 | 0 | 0 | 0 | 0 | 0
306 | 5378 | 2018 | CO | SR Mavericks | 60283 | MVRKS | 0 | OP | PV | SUN | 7.8 | 0.215 | 14696 | 7845 | Distributed from 923 Generation And Fuel | 2016 |  | 0 | 0 | 0 | 0 | 0 | 0 | 0 | 0 | 0 | 0 | 0 | 0 | 0 | 0 | 0 | 0 | 0 | 0 | 0 | 0 | 0 | 0 | 0 | 7.8 | 0 | 0 | 0 | 0 | 0 | 0
307 | 5379 | 2018 | CO | SR Platte Solar Farm | 61462 | PV1 | 0 | OP | PV | SUN | 16 | 0.276 | 38754 | 20688 | Distributed from 923 Generation And Fuel | 2017 |  | 0 | 0 | 0 | 0 | 0 | 0 | 0 | 0 | 0 | 0 | 0 | 0 | 0 | 0 | 0 | 0 | 0 | 0 | 0 | 0 | 0 | 0 | 0 | 16 | 0 | 0 | 0 | 0 | 0 | 0
308 | 5380 | 2018 | CO | SR Skylark B | 60497 | SKY B | 0 | OP | PV | SUN | 2 | 0.26 | 4548 | 2428 | Distributed from 923 Generation And Fuel | 2016 |  | 0 | 0 | 0 | 0 | 0 | 0 | 0 | 0 | 0 | 0 | 0 | 0 | 0 | 0 | 0 | 0 | 0 | 0 | 0 | 0 | 0 | 0 | 0 | 2 | 0 | 0 | 0 | 0 | 0 | 0
309 | 5381 | 2018 | CO | Sterling PV 3 | 59198 | STER3 | 0 | OP | PV | SUN | 1.6 | 0.317 | 4445 | 2373 | Distributed from 923 Generation And Fuel | 2014 |  | 0 | 0 | 0 | 0 | 0 | 0 | 0 | 0 | 0 | 0 | 0 | 0 | 0 | 0 | 0 | 0 | 0 | 0 | 0 | 0 | 0 | 0 | 0 | 1.6 | 0 | 0 | 0 | 0 | 0 | 0
310 | 5382 | 2018 | CO | Strontia Springs Hydro Plant | 10081 | GEN1 | 0 | OP | HY | WAT | 1 | 0.763 | 6682 | 3029 | Distributed from 923 Generation And Fuel | 1986 |  | 0 | 0 | 0 | 0 | 0 | 0 | 0 | 0 | 0 | 0 | 0 | 0 | 0 | 0 | 0 | 0 | 0 | 0 | 0 | 0 | 0 | 0 | 0 | 0 | 1 | 0 | 0 | 0 | 0 | 0
311 | 5383 | 2018 | CO | Sugarloaf Hydro Plant | 50435 | SUG1 | 0 | OP | HY | WAT | 2.5 | 0.226 | 4955 | 2246 | Distributed from 923 Generation And Fuel | 1985 |  | 0 | 0 | 0 | 0 | 0 | 0 | 0 | 0 | 0 | 0 | 0 | 0 | 0 | 0 | 0 | 0 | 0 | 0 | 0 | 0 | 0 | 0 | 0 | 0 | 2.5 | 0 | 0 | 0 | 0 | 0
312 | 5384 | 2018 | CO | SunE Alamosa | 56481 | 1 | 0 | OP | PV | SUN | 1 | 0.222 | 1943.78 | 1037.683 | Distributed from 923 Generation And Fuel | 2007 |  | 0 | 0 | 0 | 0 | 0 | 0 | 0 | 0 | 0 | 0 | 0 | 0 | 0 | 0 | 0 | 0 | 0 | 0 | 0 | 0 | 0 | 0 | 0 | 1 | 0 | 0 | 0 | 0 | 0 | 0
313 | 5385 | 2018 | CO | SunE Alamosa | 56481 | 2 | 0 | OP | PV | SUN | 7.2 | 0.222 | 13995.22 | 7471.317 | Distributed from 923 Generation And Fuel | 2007 |  | 0 | 0 | 0 | 0 | 0 | 0 | 0 | 0 | 0 | 0 | 0 | 0 | 0 | 0 | 0 | 0 | 0 | 0 | 0 | 0 | 0 | 0 | 0 | 7.2 | 0 | 0 | 0 | 0 | 0 | 0
314 | 5386 | 2018 | CO | Sunnyside Ranch Community Solar Array | 59742 | HCE | 0 | OP | PV | SUN | 1.5 | 0.244 | 3205 | 1711 | Distributed from 923 Generation And Fuel | 2015 |  | 0 | 0 | 0 | 0 | 0 | 0 | 0 | 0 | 0 | 0 | 0 | 0 | 0 | 0 | 0 | 0 | 0 | 0 | 0 | 0 | 0 | 0 | 0 | 1.5 | 0 | 0 | 0 | 0 | 0 | 0
315 | 5387 | 2018 | CO | Tacoma | 6206 | 1 | 0 | OP | HY | WAT | 2.3 | 0.089 | 1791.5 | 812 | Distributed from 923 Generation And Fuel | 1906 |  | 0 | 0 | 0 | 0 | 0 | 0 | 0 | 0 | 0 | 0 | 0 | 0 | 0 | 0 | 0 | 0 | 0 | 0 | 0 | 0 | 0 | 0 | 0 | 0 | 2.3 | 0 | 0 | 0 | 0 | 0
316 | 5388 | 2018 | CO | Tacoma | 6206 | 2 | 0 | OP | HY | WAT | 2.3 | 0.089 | 1791.5 | 812 | Distributed from 923 Generation And Fuel | 1905 |  | 0 | 0 | 0 | 0 | 0 | 0 | 0 | 0 | 0 | 0 | 0 | 0 | 0 | 0 | 0 | 0 | 0 | 0 | 0 | 0 | 0 | 0 | 0 | 0 | 2.3 | 0 | 0 | 0 | 0 | 0
317 | 5390 | 2018 | CO | Taylor Draw Hydroelectric Facility | 54729 | COX1 | 0 | OP | HY | WAT | 2.3 | 0.424 | 8549 | 3876 | Distributed from 923 Generation And Fuel | 1993 |  | 0 | 0 | 0 | 0 | 0 | 0 | 0 | 0 | 0 | 0 | 0 | 0 | 0 | 0 | 0 | 0 | 0 | 0 | 0 | 0 | 0 | 0 | 0 | 0 | 2.3 | 0 | 0 | 0 | 0 | 0
318 | 5391 | 2018 | CO | Tesla | 7233 | 1 | 0 | OP | HY | WAT | 26.6 | 0.324 | 75469 | 34213 | Distributed from 923 Generation And Fuel | 1997 |  | 0 | 0 | 0 | 0 | 0 | 0 | 0 | 0 | 0 | 0 | 0 | 0 | 0 | 0 | 0 | 0 | 0 | 0 | 0 | 0 | 0 | 0 | 0 | 0 | 26.6 | 0 | 0 | 0 | 0 | 0
319 | 5393 | 2018 | CO | Titan Solar | 61811 | PCEC | 0 | OP | PV | SUN | 50 | 0.005 | 2399 | 0 | Distributed from 923 Generation And Fuel | 2018 |  | 0 | 0 | 0 | 0 | 0 | 0 | 0 | 0 | 0 | 0 | 0 | 0 | 0 | 0 | 0 | 0 | 0 | 0 | 0 | 0 | 0 | 0 | 0 | 50 | 0 | 0 | 0 | 0 | 0 | 0
320 | 5394 | 2018 | CO | Towaoc | 7373 | 1 | 0 | OP | HY | WAT | 11.4 | 0.112 | 11192 | 5074 | Distributed from 923 Generation And Fuel | 1993 |  | 0 | 0 | 0 | 0 | 0 | 0 | 0 | 0 | 0 | 0 | 0 | 0 | 0 | 0 | 0 | 0 | 0 | 0 | 0 | 0 | 0 | 0 | 0 | 0 | 11.4 | 0 | 0 | 0 | 0 | 0
321 | 5395 | 2018 | CO | Tri-County Water Hydropower Project | 58901 | TCWG1 | 0 | OP | HY | WAT | 7.2 | 0.145 | 9127.8 | 7000.2 | Distributed from 923 Generation And Fuel | 2014 |  | 0 | 0 | 0 | 0 | 0 | 0 | 0 | 0 | 0 | 0 | 0 | 0 | 0 | 0 | 0 | 0 | 0 | 0 | 0 | 0 | 0 | 0 | 0 | 0 | 7.2 | 0 | 0 | 0 | 0 | 0
322 | 5396 | 2018 | CO | Tri-County Water Hydropower Project | 58901 | TCWG2 | 0 | OP | HY | WAT | 0.8 | 0.145 | 1014.2 | 777.8 | Distributed from 923 Generation And Fuel | 2014 |  | 0 | 0 | 0 | 0 | 0 | 0 | 0 | 0 | 0 | 0 | 0 | 0 | 0 | 0 | 0 | 0 | 0 | 0 | 0 | 0 | 0 | 0 | 0 | 0 | 0.8 | 0 | 0 | 0 | 0 | 0
323 | 5399 | 2018 | CO | Trinidad (CO) | 511 | 5 | 0 | OP | IC | DFO | 1.8 | 0 | 6.065 | 2.348 | Distributed from 923 Generation And Fuel | 1999 |  | 0 | 0 | 0 | 0 | 1.8 | 0 | 0 | 0 | 0 | 0 | 0 | 0 | 0 | 0 | 0 | 0 | 0 | 0 | 0 | 0 | 0 | 0 | 0 | 0 | 0 | 0 | 0 | 0 | 0 | 0
324 | 5400 | 2018 | CO | Trinidad (CO) | 511 | 6 | 0 | OP | IC | DFO | 1.8 | 0 | 6.065 | 2.348 | Distributed from 923 Generation And Fuel | 1999 |  | 0 | 0 | 0 | 0 | 1.8 | 0 | 0 | 0 | 0 | 0 | 0 | 0 | 0 | 0 | 0 | 0 | 0 | 0 | 0 | 0 | 0 | 0 | 0 | 0 | 0 | 0 | 0 | 0 | 0 | 0
325 | 5401 | 2018 | CO | Trinidad (CO) | 511 | 7 | 0 | OP | IC | DFO | 1.8 | 0 | 6.065 | 2.348 | Distributed from 923 Generation And Fuel | 1999 |  | 0 | 0 | 0 | 0 | 1.8 | 0 | 0 | 0 | 0 | 0 | 0 | 0 | 0 | 0 | 0 | 0 | 0 | 0 | 0 | 0 | 0 | 0 | 0 | 0 | 0 | 0 | 0 | 0 | 0 | 0
326 | 5405 | 2018 | CO | Twin Buttes II Wind | 61040 | WT1 | 0 | OP | WT | WND | 75 | 0.443 | 290922 | 124136 | Distributed from 923 Generation And Fuel | 2017 |  | 0 | 0 | 0 | 0 | 0 | 0 | 0 | 0 | 0 | 0 | 0 | 0 | 0 | 0 | 0 | 0 | 0 | 0 | 0 | 0 | 0 | 0 | 0 | 0 | 0 | 0 | 0 | 0 | 0 | 75
327 | 5406 | 2018 | CO | Twin Buttes Wind Project | 56460 | WT1 | 0 | OP | WT | WND | 75 | 0.392 | 257254 | 98261 | Distributed from 923 Generation And Fuel | 2007 |  | 0 | 0 | 0 | 0 | 0 | 0 | 0 | 0 | 0 | 0 | 0 | 0 | 0 | 0 | 0 | 0 | 0 | 0 | 0 | 0 | 0 | 0 | 0 | 0 | 0 | 0 | 0 | 0 | 0 | 75
328 | 5407 | 2018 | CO | University of Colorado | 54372 | GT1 | 0 | OP | CT | NG | 16 | 0 | 2.91 | 0 | EIA-923 Generator File | 1992 |  | 0 | 0 | 0 | 0 | 0 | 0 | 0 | 0 | 0 | 0 | 0 | 16 | 0 | 0 | 0 | 0 | 0 | 0 | 0 | 0 | 0 | 0 | 0 | 0 | 0 | 0 | 0 | 0 | 0 | 0
329 | 5408 | 2018 | CO | University of Colorado | 54372 | GT2 | 0 | OP | CT | NG | 16 | 0.006 | 858.45 | 0 | EIA-923 Generator File | 1992 |  | 0 | 0 | 0 | 0 | 0 | 0 | 0 | 0 | 0 | 0 | 0 | 16 | 0 | 0 | 0 | 0 | 0 | 0 | 0 | 0 | 0 | 0 | 0 | 0 | 0 | 0 | 0 | 0 | 0 | 0
330 | 5409 | 2018 | CO | University of Colorado | 54372 | ST1 | 0 | OP | CA | NG | 1 | 0 | 0 | 0 | EIA-923 Generator File | 1992 |  | 0 | 0 | 0 | 0 | 0 | 0 | 0 | 0 | 0 | 0 | 0 | 1 | 0 | 0 | 0 | 0 | 0 | 0 | 0 | 0 | 0 | 0 | 0 | 0 | 0 | 0 | 0 | 0 | 0 | 0
331 | 5410 | 2018 | CO | Upper Molina | 521 | 1 | 0 | OP | HY | WAT | 9.9 | 0.166 | 14406 | 6531 | Distributed from 923 Generation And Fuel | 1962 |  | 0 | 0 | 0 | 0 | 0 | 0 | 0 | 0 | 0 | 0 | 0 | 0 | 0 | 0 | 0 | 0 | 0 | 0 | 0 | 0 | 0 | 0 | 0 | 0 | 9.9 | 0 | 0 | 0 | 0 | 0
332 | 5411 | 2018 | CO | Vallecito Hydroelectric | 50206 | GEN1 | 0 | OP | HY | WAT | 0.8 | 0.37 | 2593.793 | 1175.862 | Distributed from 923 Generation And Fuel | 1989 |  | 0 | 0 | 0 | 0 | 0 | 0 | 0 | 0 | 0 | 0 | 0 | 0 | 0 | 0 | 0 | 0 | 0 | 0 | 0 | 0 | 0 | 0 | 0 | 0 | 0.8 | 0 | 0 | 0 | 0 | 0
333 | 5412 | 2018 | CO | Vallecito Hydroelectric | 50206 | GEN2 | 0 | OP | HY | WAT | 2.5 | 0.37 | 8105.603 | 3674.569 | Distributed from 923 Generation And Fuel | 1989 |  | 0 | 0 | 0 | 0 | 0 | 0 | 0 | 0 | 0 | 0 | 0 | 0 | 0 | 0 | 0 | 0 | 0 | 0 | 0 | 0 | 0 | 0 | 0 | 0 | 2.5 | 0 | 0 | 0 | 0 | 0
334 | 5413 | 2018 | CO | Vallecito Hydroelectric | 50206 | GEN3 | 0 | OP | HY | WAT | 2.5 | 0.37 | 8105.603 | 3674.569 | Distributed from 923 Generation And Fuel | 1989 |  | 0 | 0 | 0 | 0 | 0 | 0 | 0 | 0 | 0 | 0 | 0 | 0 | 0 | 0 | 0 | 0 | 0 | 0 | 0 | 0 | 0 | 0 | 0 | 0 | 2.5 | 0 | 0 | 0 | 0 | 0
335 | 5414 | 2018 | CO | Valley View Solar | 60247 | VVS | 0 | OP | PV | SUN | 4 | 0.225 | 7881 | 4207 | Distributed from 923 Generation And Fuel | 2015 |  | 0 | 0 | 0 | 0 | 0 | 0 | 0 | 0 | 0 | 0 | 0 | 0 | 0 | 0 | 0 | 0 | 0 | 0 | 0 | 0 | 0 | 0 | 0 | 4 | 0 | 0 | 0 | 0 | 0 | 0
336 | 5415 | 2018 | CO | Valmont | 477 | 6 | 0 | OP | GT | NG | 59.3 | 0.005 | 2856 | 3488 | Distributed from 923 Generation And Fuel | 1973 | 2026 | 0 | 0 | 0 | 0 | 0 | 0 | 0 | 0 | 0 | 0 | 0 | 59.3 | 0 | 0 | 0 | 0 | 0 | 0 | 0 | 0 | 0 | 0 | 0 | 0 | 0 | 0 | 0 | 0 | 0 | 0
337 | 5417 | 2018 | CO | Valmont Combustion Turbine Project | 55207 | UN7 | 0 | OP | GT | NG | 71.1 | 0 | 0 | 0 | Distributed from 923 Generation And Fuel | 2000 |  | 0 | 0 | 0 | 0 | 0 | 0 | 0 | 0 | 0 | 0 | 0 | 71.1 | 0 | 0 | 0 | 0 | 0 | 0 | 0 | 0 | 0 | 0 | 0 | 0 | 0 | 0 | 0 | 0 | 0 | 0
338 | 5418 | 2018 | CO | Valmont Combustion Turbine Project | 55207 | UN8 | 0 | OP | GT | NG | 71.1 | 0 | 0 | 0 | Distributed from 923 Generation And Fuel | 2001 |  | 0 | 0 | 0 | 0 | 0 | 0 | 0 | 0 | 0 | 0 | 0 | 71.1 | 0 | 0 | 0 | 0 | 0 | 0 | 0 | 0 | 0 | 0 | 0 | 0 | 0 | 0 | 0 | 0 | 0 | 0
339 | 5419 | 2018 | CO | Vestas Towers America, Inc. | 57643 | V100 | 0 | OP | WT | WND | 1.8 | 0.074 | 1170.75 | 501 | Distributed from 923 Generation And Fuel | 2010 |  | 0 | 0 | 0 | 0 | 0 | 0 | 0 | 0 | 0 | 0 | 0 | 0 | 0 | 0 | 0 | 0 | 0 | 0 | 0 | 0 | 0 | 0 | 0 | 0 | 0 | 0 | 0 | 0 | 0 | 1.8
340 | 5421 | 2018 | CO | Victory Solar LLC | 60764 | PV1 | 0 | OP | PV | SUN | 12.8 | 0.265 | 29678 | 15843 | Distributed from 923 Generation And Fuel | 2016 |  | 0 | 0 | 0 | 0 | 0 | 0 | 0 | 0 | 0 | 0 | 0 | 0 | 0 | 0 | 0 | 0 | 0 | 0 | 0 | 0 | 0 | 0 | 0 | 12.8 | 0 | 0 | 0 | 0 | 0 | 0
341 | 5422 | 2018 | CO | Vilas Solar Array | 61606 | 1 | 0 | OP | PV | SUN | 4 | 0.209 | 7326 | 3911 | Distributed from 923 Generation And Fuel | 2017 |  | 0 | 0 | 0 | 0 | 0 | 0 | 0 | 0 | 0 | 0 | 0 | 0 | 0 | 0 | 0 | 0 | 0 | 0 | 0 | 0 | 0 | 0 | 0 | 4 | 0 | 0 | 0 | 0 | 0 | 0
342 | 5425 | 2018 | CO | Weld 1 Community Solar Array | 60720 | WELD1 | 0 | OP | PV | SUN | 1.5 | 0.167 | 2192 | 1170 | Distributed from 923 Generation And Fuel | 2017 |  | 0 | 0 | 0 | 0 | 0 | 0 | 0 | 0 | 0 | 0 | 0 | 0 | 0 | 0 | 0 | 0 | 0 | 0 | 0 | 0 | 0 | 0 | 0 | 1.5 | 0 | 0 | 0 | 0 | 0 | 0
343 | 5426 | 2018 | CO | Western Sugar Coop- Ft Morgan | 58081 | ATB-2 | 0 | OP | ST | SUB | 3 | 0.454 | 11939 | 2828 | EIA-923 Generator File | 1947 |  | 0 | 0 | 0 | 0 | 0 | 0 | 0 | 0 | 0 | 0 | 0 | 0 | 0 | 0 | 0 | 0 | 0 | 0 | 0 | 0 | 0 | 0 | 3 | 0 | 0 | 0 | 0 | 0 | 0 | 0
344 | 5427 | 2018 | CO | Williams Fork Hydro Plant | 10422 | GEN1 | 0 | OP | HY | WAT | 3 | 0.17 | 4458.857 | 2021.143 | Distributed from 923 Generation And Fuel | 1959 |  | 0 | 0 | 0 | 0 | 0 | 0 | 0 | 0 | 0 | 0 | 0 | 0 | 0 | 0 | 0 | 0 | 0 | 0 | 0 | 0 | 0 | 0 | 0 | 0 | 3 | 0 | 0 | 0 | 0 | 0
345 | 5428 | 2018 | CO | Williams Fork Hydro Plant | 10422 | GEN2 | 0 | OP | HY | WAT | 0.5 | 0.17 | 743.143 | 336.857 | Distributed from 923 Generation And Fuel | 2012 |  | 0 | 0 | 0 | 0 | 0 | 0 | 0 | 0 | 0 | 0 | 0 | 0 | 0 | 0 | 0 | 0 | 0 | 0 | 0 | 0 | 0 | 0 | 0 | 0 | 0.5 | 0 | 0 | 0 | 0 | 0
346 | 5429 | 2018 | CO | Williams Ignacio Natural Gas Plant | 50205 | 7101 | 0 | OP | ST | WH | 6.1 | 0.779 | 41646 | 17599 | Distributed from 923 Generation And Fuel | 1984 |  | 0 | 0 | 0 | 0 | 0 | 0 | 0 | 0 | 0 | 0 | 0 | 0 | 0 | 0 | 0 | 0 | 0 | 0 | 0 | 0 | 0 | 0 | 0 | 0 | 0 | 0 | 0 | 0 | 6.1 | 0
347 | 5430 | 2018 | CO | WWRF Solar Plant | 56922 | EAST | 0 | OP | PV | SUN | 0.5 | 0.225 | 986.667 | 526.667 | Distributed from 923 Generation And Fuel | 2009 |  | 0 | 0 | 0 | 0 | 0 | 0 | 0 | 0 | 0 | 0 | 0 | 0 | 0 | 0 | 0 | 0 | 0 | 0 | 0 | 0 | 0 | 0 | 0 | 0.5 | 0 | 0 | 0 | 0 | 0 | 0
348 | 5431 | 2018 | CO | WWRF Solar Plant | 56922 | WEST | 0 | OP | PV | SUN | 1 | 0.225 | 1973.333 | 1053.333 | Distributed from 923 Generation And Fuel | 2009 |  | 0 | 0 | 0 | 0 | 0 | 0 | 0 | 0 | 0 | 0 | 0 | 0 | 0 | 0 | 0 | 0 | 0 | 0 | 0 | 0 | 0 | 0 | 0 | 1 | 0 | 0 | 0 | 0 | 0 | 0
349 | 5432 | 2018 | CO | Xcel Adams 1 Community Solar Array | 60726 | ADCO1 | 0 | OP | PV | SUN | 1.8 | 0.229 | 3604 | 1924 | Distributed from 923 Generation And Fuel | 2017 |  | 0 | 0 | 0 | 0 | 0 | 0 | 0 | 0 | 0 | 0 | 0 | 0 | 0 | 0 | 0 | 0 | 0 | 0 | 0 | 0 | 0 | 0 | 0 | 1.8 | 0 | 0 | 0 | 0 | 0 | 0
350 | 5433 | 2018 | CO | Xcel Adams 2 Community Solar Array | 60725 | ADCO2 | 0 | OP | PV | SUN | 1.5 | 0.21 | 2756 | 1471 | Distributed from 923 Generation And Fuel | 2017 |  | 0 | 0 | 0 | 0 | 0 | 0 | 0 | 0 | 0 | 0 | 0 | 0 | 0 | 0 | 0 | 0 | 0 | 0 | 0 | 0 | 0 | 0 | 0 | 1.5 | 0 | 0 | 0 | 0 | 0 | 0 | Total
[17 empty] | Sum | 0 | 0 | 579.2 | 0 | 39 | 0 | 0 | 6.4 | 0 | 0 | 5 | 7792.2 | 0 | 7 | 0 | 0 | 0 | 0 | 0 | 0 | 0 | 0 | 4326.1 | 532.6 | 1176.9 | 0 | 0 | 12.6 | 10.6 | 3699 | 18186.6
[17 empty] | % | 0% | 0% | 3.185% | 0% | 0.2144% | 0% | 0% | 0.03519% | 0% | 0% | 0.02749% | 42.85% | 0% | 0.03849% | 0% | 0% | 0% | 0% | 0% | 0% | 0% | 0% | 23.79% | 2.929% | 6.471% | 0% | 0% | 0.06928% | 0.05828% | 20.34%

## eGRID ID
eGRID2018 Generator file sequence number | Data Year | Plant state abbreviation | Plant name | DOE/EIA ORIS plant or facility code | Generator ID | Number of associated boilers | Generator status | Generator prime mover type | Generator primary fuel | Generator nameplate capacity (MW) | Generator capacity factor | Generator annual net generation (MWh) | Generator ozone season net generation (MWh) | Generation data source | Generator year on-line | Generator planned or actual retirement year | AB | BFG | BIT | BLQ | DFO | GEO | JF | LFG | LIG | MSW | MWH | NG | NUC | OBG | OBS | OG | OTH | PC | PG | PRG | PUR | RC | SUB | SUN | WAT | WC | WDL | WDS | WH | WND
8423 | 2018 | ID | Albeni Falls | 851 | 1 | 0 | OP | HY | WAT | 14 | 0.455 | 55778 | 25286.333 | Distributed from 923 Generation And Fuel | 1955 |  | 0 | 0 | 0 | 0 | 0 | 0 | 0 | 0 | 0 | 0 | 0 | 0 | 0 | 0 | 0 | 0 | 0 | 0 | 0 | 0 | 0 | 0 | 0 | 0 | 14 | 0 | 0 | 0 | 0 | 0
8424 | 2018 | ID | Albeni Falls | 851 | 2 | 0 | OP | HY | WAT | 14 | 0.455 | 55778 | 25286.333 | Distributed from 923 Generation And Fuel | 1955 |  | 0 | 0 | 0 | 0 | 0 | 0 | 0 | 0 | 0 | 0 | 0 | 0 | 0 | 0 | 0 | 0 | 0 | 0 | 0 | 0 | 0 | 0 | 0 | 0 | 14 | 0 | 0 | 0 | 0 | 0
8425 | 2018 | ID | Albeni Falls | 851 | 3 | 0 | OP | HY | WAT | 14 | 0.455 | 55778 | 25286.333 | Distributed from 923 Generation And Fuel | 1955 |  | 0 | 0 | 0 | 0 | 0 | 0 | 0 | 0 | 0 | 0 | 0 | 0 | 0 | 0 | 0 | 0 | 0 | 0 | 0 | 0 | 0 | 0 | 0 | 0 | 14 | 0 | 0 | 0 | 0 | 0
8427 | 2018 | ID | Amalgamated Sugar LLC Nampa | 54690 | 6500 | 0 | OP | ST | NG | 6 | 0.534 | 28053.37 | 10421.486 | EIA-923 Generator File | 1968 |  | 0 | 0 | 0 | 0 | 0 | 0 | 0 | 0 | 0 | 0 | 0 | 6 | 0 | 0 | 0 | 0 | 0 | 0 | 0 | 0 | 0 | 0 | 0 | 0 | 0 | 0 | 0 | 0 | 0 | 0
8429 | 2018 | ID | Amalgamated Sugar Twin Falls | 10504 | 1500 | 2 | OP | ST | BIT | 1.5 | 0.497 | 6535.802 | 1254.152 | EIA-923 Generator File | 1948 |  | 0 | 0 | 1.5 | 0 | 0 | 0 | 0 | 0 | 0 | 0 | 0 | 0 | 0 | 0 | 0 | 0 | 0 | 0 | 0 | 0 | 0 | 0 | 0 | 0 | 0 | 0 | 0 | 0 | 0 | 0
8430 | 2018 | ID | Amalgamated Sugar Twin Falls | 10504 | 2500 | 2 | OP | ST | BIT | 2.5 | 0.552 | 12097.858 | 1801.522 | EIA-923 Generator File | 1948 |  | 0 | 0 | 2.5 | 0 | 0 | 0 | 0 | 0 | 0 | 0 | 0 | 0 | 0 | 0 | 0 | 0 | 0 | 0 | 0 | 0 | 0 | 0 | 0 | 0 | 0 | 0 | 0 | 0 | 0 | 0
8431 | 2018 | ID | Amalgamated Sugar Twin Falls | 10504 | 4000 | 1 | OP | ST | BIT | 6.2 | 0.534 | 29007.782 | 8350.768 | EIA-923 Generator File | 1994 |  | 0 | 0 | 6.2 | 0 | 0 | 0 | 0 | 0 | 0 | 0 | 0 | 0 | 0 | 0 | 0 | 0 | 0 | 0 | 0 | 0 | 0 | 0 | 0 | 0 | 0 | 0 | 0 | 0 | 0 | 0
8432 | 2018 | ID | American Falls | 809 | 1 | 0 | OP | HY | WAT | 30.8 | 0.604 | 163089.333 | 73935 | Distributed from 923 Generation And Fuel | 1978 |  | 0 | 0 | 0 | 0 | 0 | 0 | 0 | 0 | 0 | 0 | 0 | 0 | 0 | 0 | 0 | 0 | 0 | 0 | 0 | 0 | 0 | 0 | 0 | 0 | 30.8 | 0 | 0 | 0 | 0 | 0
8433 | 2018 | ID | American Falls | 809 | 2 | 0 | OP | HY | WAT | 30.8 | 0.604 | 163089.333 | 73935 | Distributed from 923 Generation And Fuel | 1978 |  | 0 | 0 | 0 | 0 | 0 | 0 | 0 | 0 | 0 | 0 | 0 | 0 | 0 | 0 | 0 | 0 | 0 | 0 | 0 | 0 | 0 | 0 | 0 | 0 | 30.8 | 0 | 0 | 0 | 0 | 0
8434 | 2018 | ID | American Falls | 809 | 3 | 0 | OP | HY | WAT | 30.8 | 0.604 | 163089.333 | 73935 | Distributed from 923 Generation And Fuel | 1978 |  | 0 | 0 | 0 | 0 | 0 | 0 | 0 | 0 | 0 | 0 | 0 | 0 | 0 | 0 | 0 | 0 | 0 | 0 | 0 | 0 | 0 | 0 | 0 | 0 | 30.8 | 0 | 0 | 0 | 0 | 0
8435 | 2018 | ID | American Falls Solar | 60011 | IPAF | 0 | OP | PV | SUN | 20 | 0.243 | 42606 | 22745 | Distributed from 923 Generation And Fuel | 2017 |  | 0 | 0 | 0 | 0 | 0 | 0 | 0 | 0 | 0 | 0 | 0 | 0 | 0 | 0 | 0 | 0 | 0 | 0 | 0 | 0 | 0 | 0 | 0 | 20 | 0 | 0 | 0 | 0 | 0 | 0
8436 | 2018 | ID | American Falls Solar II | 60012 | IPAF2 | 0 | OP | PV | SUN | 20 | 0.25 | 43733 | 23346 | Distributed from 923 Generation And Fuel | 2017 |  | 0 | 0 | 0 | 0 | 0 | 0 | 0 | 0 | 0 | 0 | 0 | 0 | 0 | 0 | 0 | 0 | 0 | 0 | 0 | 0 | 0 | 0 | 0 | 20 | 0 | 0 | 0 | 0 | 0 | 0
8437 | 2018 | ID | Anderson Ranch | 6395 | 1 | 0 | OP | HY | WAT | 20 | 0.417 | 73144.5 | 33159.5 | Distributed from 923 Generation And Fuel | 1950 |  | 0 | 0 | 0 | 0 | 0 | 0 | 0 | 0 | 0 | 0 | 0 | 0 | 0 | 0 | 0 | 0 | 0 | 0 | 0 | 0 | 0 | 0 | 0 | 0 | 20 | 0 | 0 | 0 | 0 | 0
8438 | 2018 | ID | Anderson Ranch | 6395 | 2 | 0 | OP | HY | WAT | 20 | 0.417 | 73144.5 | 33159.5 | Distributed from 923 Generation And Fuel | 1951 |  | 0 | 0 | 0 | 0 | 0 | 0 | 0 | 0 | 0 | 0 | 0 | 0 | 0 | 0 | 0 | 0 | 0 | 0 | 0 | 0 | 0 | 0 | 0 | 0 | 20 | 0 | 0 | 0 | 0 | 0
8439 | 2018 | ID | Arrowrock Hydroelectric Project | 56997 | 1 | 0 | OP | HY | WAT | 7.5 | 0.588 | 38626 | 17510.5 | Distributed from 923 Generation And Fuel | 2010 |  | 0 | 0 | 0 | 0 | 0 | 0 | 0 | 0 | 0 | 0 | 0 | 0 | 0 | 0 | 0 | 0 | 0 | 0 | 0 | 0 | 0 | 0 | 0 | 0 | 7.5 | 0 | 0 | 0 | 0 | 0
8440 | 2018 | ID | Arrowrock Hydroelectric Project | 56997 | 2 | 0 | OP | HY | WAT | 7.5 | 0.588 | 38626 | 17510.5 | Distributed from 923 Generation And Fuel | 2010 |  | 0 | 0 | 0 | 0 | 0 | 0 | 0 | 0 | 0 | 0 | 0 | 0 | 0 | 0 | 0 | 0 | 0 | 0 | 0 | 0 | 0 | 0 | 0 | 0 | 7.5 | 0 | 0 | 0 | 0 | 0
8441 | 2018 | ID | Ashton | 825 | 1 | 0 | OP | HY | WAT | 2.7 | 0.649 | 15339.224 | 6953.91 | Distributed from 923 Generation And Fuel | 1917 |  | 0 | 0 | 0 | 0 | 0 | 0 | 0 | 0 | 0 | 0 | 0 | 0 | 0 | 0 | 0 | 0 | 0 | 0 | 0 | 0 | 0 | 0 | 0 | 0 | 2.7 | 0 | 0 | 0 | 0 | 0
8442 | 2018 | ID | Ashton | 825 | 2 | 0 | OP | HY | WAT | 2 | 0.649 | 11362.388 | 5151.045 | Distributed from 923 Generation And Fuel | 1925 |  | 0 | 0 | 0 | 0 | 0 | 0 | 0 | 0 | 0 | 0 | 0 | 0 | 0 | 0 | 0 | 0 | 0 | 0 | 0 | 0 | 0 | 0 | 0 | 0 | 2 | 0 | 0 | 0 | 0 | 0
8443 | 2018 | ID | Ashton | 825 | 3 | 0 | OP | HY | WAT | 2 | 0.649 | 11362.388 | 5151.045 | Distributed from 923 Generation And Fuel | 1925 |  | 0 | 0 | 0 | 0 | 0 | 0 | 0 | 0 | 0 | 0 | 0 | 0 | 0 | 0 | 0 | 0 | 0 | 0 | 0 | 0 | 0 | 0 | 0 | 0 | 2 | 0 | 0 | 0 | 0 | 0
8444 | 2018 | ID | Bannock County LFG to Energy | 59529 | GEN1 | 0 | OP | IC | LFG | 1.6 | 0.78 | 10937 | 4733 | Distributed from 923 Generation And Fuel | 2014 |  | 0 | 0 | 0 | 0 | 0 | 0 | 0 | 1.6 | 0 | 0 | 0 | 0 | 0 | 0 | 0 | 0 | 0 | 0 | 0 | 0 | 0 | 0 | 0 | 0 | 0 | 0 | 0 | 0 | 0 | 0
8446 | 2018 | ID | Barber Dam | 10735 | GEN1 | 0 | OP | HY | WAT | 4.1 | 0.336 | 12068 | 5471 | Distributed from 923 Generation And Fuel | 1990 |  | 0 | 0 | 0 | 0 | 0 | 0 | 0 | 0 | 0 | 0 | 0 | 0 | 0 | 0 | 0 | 0 | 0 | 0 | 0 | 0 | 0 | 0 | 0 | 0 | 4.1 | 0 | 0 | 0 | 0 | 0
8447 | 2018 | ID | Bennett Creek Windfarm LLC - Mountain Home | 56637 | 1 | 0 | OP | WT | WND | 21 | 0.236 | 43448 | 16288 | Distributed from 923 Generation And Fuel | 2008 |  | 0 | 0 | 0 | 0 | 0 | 0 | 0 | 0 | 0 | 0 | 0 | 0 | 0 | 0 | 0 | 0 | 0 | 0 | 0 | 0 | 0 | 0 | 0 | 0 | 0 | 0 | 0 | 0 | 0 | 21
8448 | 2018 | ID | Bennett Mountain | 55733 | 1 | 0 | OP | GT | NG | 172.8 | 0.099 | 149158 | 66640 | Distributed from 923 Generation And Fuel | 2005 |  | 0 | 0 | 0 | 0 | 0 | 0 | 0 | 0 | 0 | 0 | 0 | 172.8 | 0 | 0 | 0 | 0 | 0 | 0 | 0 | 0 | 0 | 0 | 0 | 0 | 0 | 0 | 0 | 0 | 0 | 0
8451 | 2018 | ID | Big Sky Dairy Digester | 57393 | GEN1 | 0 | OP | IC | OBG | 0.8 | 0.629 | 4406.5 | 1812 | Distributed from 923 Generation And Fuel | 2009 |  | 0 | 0 | 0 | 0 | 0 | 0 | 0 | 0 | 0 | 0 | 0 | 0 | 0 | 0.8 | 0 | 0 | 0 | 0 | 0 | 0 | 0 | 0 | 0 | 0 | 0 | 0 | 0 | 0 | 0 | 0
8452 | 2018 | ID | Big Sky Dairy Digester | 57393 | GEN2 | 0 | OP | IC | OBG | 0.8 | 0.629 | 4406.5 | 1812 | Distributed from 923 Generation And Fuel | 2009 |  | 0 | 0 | 0 | 0 | 0 | 0 | 0 | 0 | 0 | 0 | 0 | 0 | 0 | 0.8 | 0 | 0 | 0 | 0 | 0 | 0 | 0 | 0 | 0 | 0 | 0 | 0 | 0 | 0 | 0 | 0
8453 | 2018 | ID | Birch Creek Power | 10140 | GEN1 | 0 | OP | HY | WAT | 2.6 | 0.562 | 12803 | 5804 | Distributed from 923 Generation And Fuel | 1986 |  | 0 | 0 | 0 | 0 | 0 | 0 | 0 | 0 | 0 | 0 | 0 | 0 | 0 | 0 | 0 | 0 | 0 | 0 | 0 | 0 | 0 | 0 | 0 | 0 | 2.6 | 0 | 0 | 0 | 0 | 0
8454 | 2018 | ID | Black Canyon | 6396 | 1 | 0 | OP | HY | WAT | 5.1 | 0.313 | 13977.595 | 6336.581 | Distributed from 923 Generation And Fuel | 1925 |  | 0 | 0 | 0 | 0 | 0 | 0 | 0 | 0 | 0 | 0 | 0 | 0 | 0 | 0 | 0 | 0 | 0 | 0 | 0 | 0 | 0 | 0 | 0 | 0 | 5.1 | 0 | 0 | 0 | 0 | 0
8455 | 2018 | ID | Black Canyon | 6396 | 2 | 0 | OP | HY | WAT | 5.1 | 0.313 | 13977.595 | 6336.581 | Distributed from 923 Generation And Fuel | 1925 |  | 0 | 0 | 0 | 0 | 0 | 0 | 0 | 0 | 0 | 0 | 0 | 0 | 0 | 0 | 0 | 0 | 0 | 0 | 0 | 0 | 0 | 0 | 0 | 0 | 5.1 | 0 | 0 | 0 | 0 | 0
8457 | 2018 | ID | Blind Canyon Hydro | 54514 | 1 | 0 | OP | HY | WAT | 1.3 | 0.388 | 4415 | 2001 | Distributed from 923 Generation And Fuel | 1992 |  | 0 | 0 | 0 | 0 | 0 | 0 | 0 | 0 | 0 | 0 | 0 | 0 | 0 | 0 | 0 | 0 | 0 | 0 | 0 | 0 | 0 | 0 | 0 | 0 | 1.3 | 0 | 0 | 0 | 0 | 0
8458 | 2018 | ID | Bliss | 810 | 1 | 0 | OP | HY | WAT | 25 | 0.538 | 117831 | 53417.667 | Distributed from 923 Generation And Fuel | 1949 |  | 0 | 0 | 0 | 0 | 0 | 0 | 0 | 0 | 0 | 0 | 0 | 0 | 0 | 0 | 0 | 0 | 0 | 0 | 0 | 0 | 0 | 0 | 0 | 0 | 25 | 0 | 0 | 0 | 0 | 0
8459 | 2018 | ID | Bliss | 810 | 2 | 0 | OP | HY | WAT | 25 | 0.538 | 117831 | 53417.667 | Distributed from 923 Generation And Fuel | 1950 |  | 0 | 0 | 0 | 0 | 0 | 0 | 0 | 0 | 0 | 0 | 0 | 0 | 0 | 0 | 0 | 0 | 0 | 0 | 0 | 0 | 0 | 0 | 0 | 0 | 25 | 0 | 0 | 0 | 0 | 0
8460 | 2018 | ID | Bliss | 810 | 3 | 0 | OP | HY | WAT | 25 | 0.538 | 117831 | 53417.667 | Distributed from 923 Generation And Fuel | 1950 |  | 0 | 0 | 0 | 0 | 0 | 0 | 0 | 0 | 0 | 0 | 0 | 0 | 0 | 0 | 0 | 0 | 0 | 0 | 0 | 0 | 0 | 0 | 0 | 0 | 25 | 0 | 0 | 0 | 0 | 0
8461 | 2018 | ID | Boise R Diversion | 6397 | 1A | 0 | OP | HY | WAT | 1.1 | 0.341 | 3288.667 | 1491 | Distributed from 923 Generation And Fuel | 2004 |  | 0 | 0 | 0 | 0 | 0 | 0 | 0 | 0 | 0 | 0 | 0 | 0 | 0 | 0 | 0 | 0 | 0 | 0 | 0 | 0 | 0 | 0 | 0 | 0 | 1.1 | 0 | 0 | 0 | 0 | 0
8462 | 2018 | ID | Boise R Diversion | 6397 | 2A | 0 | OP | HY | WAT | 1.1 | 0.341 | 3288.667 | 1491 | Distributed from 923 Generation And Fuel | 2004 |  | 0 | 0 | 0 | 0 | 0 | 0 | 0 | 0 | 0 | 0 | 0 | 0 | 0 | 0 | 0 | 0 | 0 | 0 | 0 | 0 | 0 | 0 | 0 | 0 | 1.1 | 0 | 0 | 0 | 0 | 0
8463 | 2018 | ID | Boise R Diversion | 6397 | 3A | 0 | OP | HY | WAT | 1.1 | 0.341 | 3288.667 | 1491 | Distributed from 923 Generation And Fuel | 2004 |  | 0 | 0 | 0 | 0 | 0 | 0 | 0 | 0 | 0 | 0 | 0 | 0 | 0 | 0 | 0 | 0 | 0 | 0 | 0 | 0 | 0 | 0 | 0 | 0 | 1.1 | 0 | 0 | 0 | 0 | 0
8467 | 2018 | ID | Brownlee | 811 | 1 | 0 | OP | HY | WAT | 112.5 | 0.409 | 403147.667 | 182763.167 | Distributed from 923 Generation And Fuel | 1959 |  | 0 | 0 | 0 | 0 | 0 | 0 | 0 | 0 | 0 | 0 | 0 | 0 | 0 | 0 | 0 | 0 | 0 | 0 | 0 | 0 | 0 | 0 | 0 | 0 | 112.5 | 0 | 0 | 0 | 0 | 0
8468 | 2018 | ID | Brownlee | 811 | 2 | 0 | OP | HY | WAT | 112.5 | 0.409 | 403147.667 | 182763.167 | Distributed from 923 Generation And Fuel | 1958 |  | 0 | 0 | 0 | 0 | 0 | 0 | 0 | 0 | 0 | 0 | 0 | 0 | 0 | 0 | 0 | 0 | 0 | 0 | 0 | 0 | 0 | 0 | 0 | 0 | 112.5 | 0 | 0 | 0 | 0 | 0
8469 | 2018 | ID | Brownlee | 811 | 3 | 0 | OP | HY | WAT | 112.5 | 0.409 | 403147.667 | 182763.167 | Distributed from 923 Generation And Fuel | 1958 |  | 0 | 0 | 0 | 0 | 0 | 0 | 0 | 0 | 0 | 0 | 0 | 0 | 0 | 0 | 0 | 0 | 0 | 0 | 0 | 0 | 0 | 0 | 0 | 0 | 112.5 | 0 | 0 | 0 | 0 | 0
8470 | 2018 | ID | Brownlee | 811 | 4 | 0 | OP | HY | WAT | 112.5 | 0.409 | 403147.667 | 182763.167 | Distributed from 923 Generation And Fuel | 1958 |  | 0 | 0 | 0 | 0 | 0 | 0 | 0 | 0 | 0 | 0 | 0 | 0 | 0 | 0 | 0 | 0 | 0 | 0 | 0 | 0 | 0 | 0 | 0 | 0 | 112.5 | 0 | 0 | 0 | 0 | 0
8471 | 2018 | ID | Brownlee | 811 | 5 | 0 | OP | HY | WAT | 225 | 0.409 | 806295.333 | 365526.333 | Distributed from 923 Generation And Fuel | 1980 |  | 0 | 0 | 0 | 0 | 0 | 0 | 0 | 0 | 0 | 0 | 0 | 0 | 0 | 0 | 0 | 0 | 0 | 0 | 0 | 0 | 0 | 0 | 0 | 0 | 225 | 0 | 0 | 0 | 0 | 0
8472 | 2018 | ID | Burley Butte Windpark | 56434 | BBWP | 0 | OP | WT | WND | 21.3 | 0.329 | 61297 | 22980 | Distributed from 923 Generation And Fuel | 2011 |  | 0 | 0 | 0 | 0 | 0 | 0 | 0 | 0 | 0 | 0 | 0 | 0 | 0 | 0 | 0 | 0 | 0 | 0 | 0 | 0 | 0 | 0 | 0 | 0 | 0 | 0 | 0 | 0 | 0 | 21.3
8476 | 2018 | ID | BYUI Central Energy Facility | 59496 | ST601 | 0 | OP | GT | NG | 5.6 | 0.802 | 39365 | 15696 | Distributed from 923 Generation And Fuel | 2015 |  | 0 | 0 | 0 | 0 | 0 | 0 | 0 | 0 | 0 | 0 | 0 | 5.6 | 0 | 0 | 0 | 0 | 0 | 0 | 0 | 0 | 0 | 0 | 0 | 0 | 0 | 0 | 0 | 0 | 0 | 0
8477 | 2018 | ID | C J Strike | 812 | 1 | 0 | OP | HY | WAT | 27.6 | 0.784 | 189550.667 | 85931 | Distributed from 923 Generation And Fuel | 1952 |  | 0 | 0 | 0 | 0 | 0 | 0 | 0 | 0 | 0 | 0 | 0 | 0 | 0 | 0 | 0 | 0 | 0 | 0 | 0 | 0 | 0 | 0 | 0 | 0 | 27.6 | 0 | 0 | 0 | 0 | 0
8478 | 2018 | ID | C J Strike | 812 | 2 | 0 | OP | HY | WAT | 27.6 | 0.784 | 189550.667 | 85931 | Distributed from 923 Generation And Fuel | 1952 |  | 0 | 0 | 0 | 0 | 0 | 0 | 0 | 0 | 0 | 0 | 0 | 0 | 0 | 0 | 0 | 0 | 0 | 0 | 0 | 0 | 0 | 0 | 0 | 0 | 27.6 | 0 | 0 | 0 | 0 | 0
8479 | 2018 | ID | C J Strike | 812 | 3 | 0 | OP | HY | WAT | 27.6 | 0.784 | 189550.667 | 85931 | Distributed from 923 Generation And Fuel | 1952 |  | 0 | 0 | 0 | 0 | 0 | 0 | 0 | 0 | 0 | 0 | 0 | 0 | 0 | 0 | 0 | 0 | 0 | 0 | 0 | 0 | 0 | 0 | 0 | 0 | 27.6 | 0 | 0 | 0 | 0 | 0
8480 | 2018 | ID | Cabinet Gorge | 833 | 1 | 0 | OP | HY | WAT | 59.4 | 0.499 | 259650.122 | 117709.88 | Distributed from 923 Generation And Fuel | 1953 |  | 0 | 0 | 0 | 0 | 0 | 0 | 0 | 0 | 0 | 0 | 0 | 0 | 0 | 0 | 0 | 0 | 0 | 0 | 0 | 0 | 0 | 0 | 0 | 0 | 59.4 | 0 | 0 | 0 | 0 | 0
8481 | 2018 | ID | Cabinet Gorge | 833 | 2 | 0 | OP | HY | WAT | 73.2 | 0.499 | 319972.878 | 145056.62 | Distributed from 923 Generation And Fuel | 1953 |  | 0 | 0 | 0 | 0 | 0 | 0 | 0 | 0 | 0 | 0 | 0 | 0 | 0 | 0 | 0 | 0 | 0 | 0 | 0 | 0 | 0 | 0 | 0 | 0 | 73.2 | 0 | 0 | 0 | 0 | 0
8482 | 2018 | ID | Cabinet Gorge | 833 | 3 | 0 | OP | HY | WAT | 73.2 | 0.499 | 319972.878 | 145056.62 | Distributed from 923 Generation And Fuel | 1952 |  | 0 | 0 | 0 | 0 | 0 | 0 | 0 | 0 | 0 | 0 | 0 | 0 | 0 | 0 | 0 | 0 | 0 | 0 | 0 | 0 | 0 | 0 | 0 | 0 | 73.2 | 0 | 0 | 0 | 0 | 0
8483 | 2018 | ID | Cabinet Gorge | 833 | 4 | 0 | OP | HY | WAT | 59.4 | 0.499 | 259650.122 | 117709.88 | Distributed from 923 Generation And Fuel | 1952 |  | 0 | 0 | 0 | 0 | 0 | 0 | 0 | 0 | 0 | 0 | 0 | 0 | 0 | 0 | 0 | 0 | 0 | 0 | 0 | 0 | 0 | 0 | 0 | 0 | 59.4 | 0 | 0 | 0 | 0 | 0
8484 | 2018 | ID | Camp Reed | 57125 | CRWP | 0 | OP | WT | WND | 22.5 | 0.339 | 66824 | 25052 | Distributed from 923 Generation And Fuel | 2010 |  | 0 | 0 | 0 | 0 | 0 | 0 | 0 | 0 | 0 | 0 | 0 | 0 | 0 | 0 | 0 | 0 | 0 | 0 | 0 | 0 | 0 | 0 | 0 | 0 | 0 | 0 | 0 | 0 | 0 | 22.5
8485 | 2018 | ID | Cargill B6 Biofactory | 57343 | 1 | 0 | OP | IC | OBG | 1.1 | 0.547 | 5273.5 | 2168.5 | Distributed from 923 Generation And Fuel | 2009 |  | 0 | 0 | 0 | 0 | 0 | 0 | 0 | 0 | 0 | 0 | 0 | 0 | 0 | 1.1 | 0 | 0 | 0 | 0 | 0 | 0 | 0 | 0 | 0 | 0 | 0 | 0 | 0 | 0 | 0 | 0
8486 | 2018 | ID | Cargill B6 Biofactory | 57343 | 2 | 0 | OP | IC | OBG | 1.1 | 0.547 | 5273.5 | 2168.5 | Distributed from 923 Generation And Fuel | 2009 |  | 0 | 0 | 0 | 0 | 0 | 0 | 0 | 0 | 0 | 0 | 0 | 0 | 0 | 1.1 | 0 | 0 | 0 | 0 | 0 | 0 | 0 | 0 | 0 | 0 | 0 | 0 | 0 | 0 | 0 | 0
8487 | 2018 | ID | Cargill Dry Creek Biofactory | 57344 | GS1 | 0 | OP | IC | OBG | 0.8 | 0.507 | 3555.333 | 1462 | Distributed from 923 Generation And Fuel | 2008 |  | 0 | 0 | 0 | 0 | 0 | 0 | 0 | 0 | 0 | 0 | 0 | 0 | 0 | 0.8 | 0 | 0 | 0 | 0 | 0 | 0 | 0 | 0 | 0 | 0 | 0 | 0 | 0 | 0 | 0 | 0
8488 | 2018 | ID | Cargill Dry Creek Biofactory | 57344 | GS2 | 0 | OP | IC | OBG | 0.8 | 0.507 | 3555.333 | 1462 | Distributed from 923 Generation And Fuel | 2008 |  | 0 | 0 | 0 | 0 | 0 | 0 | 0 | 0 | 0 | 0 | 0 | 0 | 0 | 0.8 | 0 | 0 | 0 | 0 | 0 | 0 | 0 | 0 | 0 | 0 | 0 | 0 | 0 | 0 | 0 | 0
8489 | 2018 | ID | Cargill Dry Creek Biofactory | 57344 | GS3 | 0 | OP | IC | OBG | 0.8 | 0.507 | 3555.333 | 1462 | Distributed from 923 Generation And Fuel | 2008 |  | 0 | 0 | 0 | 0 | 0 | 0 | 0 | 0 | 0 | 0 | 0 | 0 | 0 | 0.8 | 0 | 0 | 0 | 0 | 0 | 0 | 0 | 0 | 0 | 0 | 0 | 0 | 0 | 0 | 0 | 0
8491 | 2018 | ID | Cascade Dam | 813 | 1 | 0 | OP | HY | WAT | 6.2 | 0.432 | 23439.5 | 10626 | Distributed from 923 Generation And Fuel | 1984 |  | 0 | 0 | 0 | 0 | 0 | 0 | 0 | 0 | 0 | 0 | 0 | 0 | 0 | 0 | 0 | 0 | 0 | 0 | 0 | 0 | 0 | 0 | 0 | 0 | 6.2 | 0 | 0 | 0 | 0 | 0
8492 | 2018 | ID | Cascade Dam | 813 | 2 | 0 | OP | HY | WAT | 6.2 | 0.432 | 23439.5 | 10626 | Distributed from 923 Generation And Fuel | 1983 |  | 0 | 0 | 0 | 0 | 0 | 0 | 0 | 0 | 0 | 0 | 0 | 0 | 0 | 0 | 0 | 0 | 0 | 0 | 0 | 0 | 0 | 0 | 0 | 0 | 6.2 | 0 | 0 | 0 | 0 | 0
8493 | 2018 | ID | Cassia Gulch | 56935 | 1 | 0 | OP | WT | WND | 18.9 | 0.26 | 43082 | 16151 | Distributed from 923 Generation And Fuel | 2009 |  | 0 | 0 | 0 | 0 | 0 | 0 | 0 | 0 | 0 | 0 | 0 | 0 | 0 | 0 | 0 | 0 | 0 | 0 | 0 | 0 | 0 | 0 | 0 | 0 | 0 | 0 | 0 | 0 | 0 | 18.9
8494 | 2018 | ID | Cassia Wind | 56934 | 1 | 0 | OP | WT | WND | 10.5 | 0.27 | 24869 | 9323 | Distributed from 923 Generation And Fuel | 2009 |  | 0 | 0 | 0 | 0 | 0 | 0 | 0 | 0 | 0 | 0 | 0 | 0 | 0 | 0 | 0 | 0 | 0 | 0 | 0 | 0 | 0 | 0 | 0 | 0 | 0 | 0 | 0 | 0 | 0 | 10.5
8495 | 2018 | ID | Chester Diversion Hydroelectric Project | 56893 | 1 | 0 | OP | HY | WAT | 1.2 | 0.167 | 1755 | 980 | Distributed from 923 Generation And Fuel | 2014 |  | 0 | 0 | 0 | 0 | 0 | 0 | 0 | 0 | 0 | 0 | 0 | 0 | 0 | 0 | 0 | 0 | 0 | 0 | 0 | 0 | 0 | 0 | 0 | 0 | 1.2 | 0 | 0 | 0 | 0 | 0
8496 | 2018 | ID | Chester Diversion Hydroelectric Project | 56893 | 2 | 0 | OP | HY | WAT | 1.2 | 0.167 | 1755 | 980 | Distributed from 923 Generation And Fuel | 2014 |  | 0 | 0 | 0 | 0 | 0 | 0 | 0 | 0 | 0 | 0 | 0 | 0 | 0 | 0 | 0 | 0 | 0 | 0 | 0 | 0 | 0 | 0 | 0 | 0 | 1.2 | 0 | 0 | 0 | 0 | 0
8497 | 2018 | ID | Chester Diversion Hydroelectric Project | 56893 | 3 | 0 | OP | HY | WAT | 1.2 | 0.167 | 1755 | 980 | Distributed from 923 Generation And Fuel | 2014 |  | 0 | 0 | 0 | 0 | 0 | 0 | 0 | 0 | 0 | 0 | 0 | 0 | 0 | 0 | 0 | 0 | 0 | 0 | 0 | 0 | 0 | 0 | 0 | 0 | 1.2 | 0 | 0 | 0 | 0 | 0
8498 | 2018 | ID | City Power Plant | 841 | 3 | 0 | OP | HY | WAT | 8 | 0.664 | 46503 | 21082 | Distributed from 923 Generation And Fuel | 1982 |  | 0 | 0 | 0 | 0 | 0 | 0 | 0 | 0 | 0 | 0 | 0 | 0 | 0 | 0 | 0 | 0 | 0 | 0 | 0 | 0 | 0 | 0 | 0 | 0 | 8 | 0 | 0 | 0 | 0 | 0
8499 | 2018 | ID | Clear Lake | 814 | 1 | 0 | OP | HY | WAT | 2.5 | 0.789 | 17281 | 7834 | Distributed from 923 Generation And Fuel | 1937 |  | 0 | 0 | 0 | 0 | 0 | 0 | 0 | 0 | 0 | 0 | 0 | 0 | 0 | 0 | 0 | 0 | 0 | 0 | 0 | 0 | 0 | 0 | 0 | 0 | 2.5 | 0 | 0 | 0 | 0 | 0
8502 | 2018 | ID | Clearwater Paper IPP Lewiston | 50637 | GEN3 | 2 | OP | ST | BLQ | 28.8 | 0.683 | 172418 | 50818 | EIA-923 Generator File | 1981 |  | 0 | 0 | 0 | 28.8 | 0 | 0 | 0 | 0 | 0 | 0 | 0 | 0 | 0 | 0 | 0 | 0 | 0 | 0 | 0 | 0 | 0 | 0 | 0 | 0 | 0 | 0 | 0 | 0 | 0 | 0
8503 | 2018 | ID | Clearwater Paper IPP Lewiston | 50637 | GEN4 | 2 | OP | ST | BLQ | 65 | 0.344 | 196044 | 76266 | EIA-923 Generator File | 1991 |  | 0 | 0 | 0 | 65 | 0 | 0 | 0 | 0 | 0 | 0 | 0 | 0 | 0 | 0 | 0 | 0 | 0 | 0 | 0 | 0 | 0 | 0 | 0 | 0 | 0 | 0 | 0 | 0 | 0 | 0
8505 | 2018 | ID | Cold Springs Windfarm | 57431 | 1 | 0 | OP | WT | WND | 23 | 0.237 | 47798 | 17919 | Distributed from 923 Generation And Fuel | 2012 |  | 0 | 0 | 0 | 0 | 0 | 0 | 0 | 0 | 0 | 0 | 0 | 0 | 0 | 0 | 0 | 0 | 0 | 0 | 0 | 0 | 0 | 0 | 0 | 0 | 0 | 0 | 0 | 0 | 0 | 23
8507 | 2018 | ID | Crystal Springs | 10806 | GEN1 | 0 | OP | HY | WAT | 2.3 | 0.552 | 11123 | 5043 | Distributed from 923 Generation And Fuel | 1988 |  | 0 | 0 | 0 | 0 | 0 | 0 | 0 | 0 | 0 | 0 | 0 | 0 | 0 | 0 | 0 | 0 | 0 | 0 | 0 | 0 | 0 | 0 | 0 | 0 | 2.3 | 0 | 0 | 0 | 0 | 0
8508 | 2018 | ID | Desert Meadow Windfarm | 57430 | 1 | 0 | OP | WT | WND | 23 | 0.298 | 60140 | 22546 | Distributed from 923 Generation And Fuel | 2012 |  | 0 | 0 | 0 | 0 | 0 | 0 | 0 | 0 | 0 | 0 | 0 | 0 | 0 | 0 | 0 | 0 | 0 | 0 | 0 | 0 | 0 | 0 | 0 | 0 | 0 | 0 | 0 | 0 | 0 | 23
8509 | 2018 | ID | Dietrich Drop | 10807 | GEN1 | 0 | OP | HY | WAT | 4.8 | 0.341 | 14320 | 6492 | Distributed from 923 Generation And Fuel | 1990 |  | 0 | 0 | 0 | 0 | 0 | 0 | 0 | 0 | 0 | 0 | 0 | 0 | 0 | 0 | 0 | 0 | 0 | 0 | 0 | 0 | 0 | 0 | 0 | 0 | 4.8 | 0 | 0 | 0 | 0 | 0
8510 | 2018 | ID | Double A Digester | 57425 | 1 | 0 | OP | IC | OBG | 1.5 | 0.558 | 7329.667 | 3013.667 | Distributed from 923 Generation And Fuel | 2011 | 2019 | 0 | 0 | 0 | 0 | 0 | 0 | 0 | 0 | 0 | 0 | 0 | 0 | 0 | 1.5 | 0 | 0 | 0 | 0 | 0 | 0 | 0 | 0 | 0 | 0 | 0 | 0 | 0 | 0 | 0 | 0
8511 | 2018 | ID | Double A Digester | 57425 | 2 | 0 | OP | IC | OBG | 1.5 | 0.558 | 7329.667 | 3013.667 | Distributed from 923 Generation And Fuel | 2012 | 2019 | 0 | 0 | 0 | 0 | 0 | 0 | 0 | 0 | 0 | 0 | 0 | 0 | 0 | 1.5 | 0 | 0 | 0 | 0 | 0 | 0 | 0 | 0 | 0 | 0 | 0 | 0 | 0 | 0 | 0 | 0
8512 | 2018 | ID | Double A Digester | 57425 | 3 | 0 | OP | IC | OBG | 1.5 | 0.558 | 7329.667 | 3013.667 | Distributed from 923 Generation And Fuel | 2012 | 2019 | 0 | 0 | 0 | 0 | 0 | 0 | 0 | 0 | 0 | 0 | 0 | 0 | 0 | 1.5 | 0 | 0 | 0 | 0 | 0 | 0 | 0 | 0 | 0 | 0 | 0 | 0 | 0 | 0 | 0 | 0
8513 | 2018 | ID | Dry Creek Project | 54394 | GEN1 | 0 | OP | HY | WAT | 3.6 | 0.406 | 12788 | 5797 | Distributed from 923 Generation And Fuel | 1987 |  | 0 | 0 | 0 | 0 | 0 | 0 | 0 | 0 | 0 | 0 | 0 | 0 | 0 | 0 | 0 | 0 | 0 | 0 | 0 | 0 | 0 | 0 | 0 | 0 | 3.6 | 0 | 0 | 0 | 0 | 0
8514 | 2018 | ID | Dworshak | 840 | 1 | 0 | OP | HY | WAT | 103 | 0.392 | 354071.471 | 160514.978 | Distributed from 923 Generation And Fuel | 1975 |  | 0 | 0 | 0 | 0 | 0 | 0 | 0 | 0 | 0 | 0 | 0 | 0 | 0 | 0 | 0 | 0 | 0 | 0 | 0 | 0 | 0 | 0 | 0 | 0 | 103 | 0 | 0 | 0 | 0 | 0
8515 | 2018 | ID | Dworshak | 840 | 2 | 0 | OP | HY | WAT | 103 | 0.392 | 354071.471 | 160514.978 | Distributed from 923 Generation And Fuel | 1975 |  | 0 | 0 | 0 | 0 | 0 | 0 | 0 | 0 | 0 | 0 | 0 | 0 | 0 | 0 | 0 | 0 | 0 | 0 | 0 | 0 | 0 | 0 | 0 | 0 | 103 | 0 | 0 | 0 | 0 | 0
8516 | 2018 | ID | Dworshak | 840 | 3 | 0 | OP | HY | WAT | 259 | 0.392 | 890335.058 | 403625.043 | Distributed from 923 Generation And Fuel | 1974 |  | 0 | 0 | 0 | 0 | 0 | 0 | 0 | 0 | 0 | 0 | 0 | 0 | 0 | 0 | 0 | 0 | 0 | 0 | 0 | 0 | 0 | 0 | 0 | 0 | 259 | 0 | 0 | 0 | 0 | 0
8517 | 2018 | ID | El Dorado Hydro Elk Creek | 50891 | GEN1 | 0 | OP | HY | WAT | 2.6 | 0.147 | 3343 | 1516 | Distributed from 923 Generation And Fuel | 1986 |  | 0 | 0 | 0 | 0 | 0 | 0 | 0 | 0 | 0 | 0 | 0 | 0 | 0 | 0 | 0 | 0 | 0 | 0 | 0 | 0 | 0 | 0 | 0 | 0 | 2.6 | 0 | 0 | 0 | 0 | 0
8518 | 2018 | ID | Evander Andrews Power Complex | 7953 | 1 | 0 | OP | GT | NG | 179.1 | 0.054 | 84391.867 | 37704.219 | Distributed from 923 Generation And Fuel | 2008 |  | 0 | 0 | 0 | 0 | 0 | 0 | 0 | 0 | 0 | 0 | 0 | 179.1 | 0 | 0 | 0 | 0 | 0 | 0 | 0 | 0 | 0 | 0 | 0 | 0 | 0 | 0 | 0 | 0 | 0 | 0
8519 | 2018 | ID | Evander Andrews Power Complex | 7953 | 2 | 0 | OP | GT | NG | 45.9 | 0.054 | 21628.066 | 9662.89 | Distributed from 923 Generation And Fuel | 2001 |  | 0 | 0 | 0 | 0 | 0 | 0 | 0 | 0 | 0 | 0 | 0 | 45.9 | 0 | 0 | 0 | 0 | 0 | 0 | 0 | 0 | 0 | 0 | 0 | 0 | 0 | 0 | 0 | 0 | 0 | 0
8520 | 2018 | ID | Evander Andrews Power Complex | 7953 | 3 | 0 | OP | GT | NG | 45.9 | 0.054 | 21628.066 | 9662.89 | Distributed from 923 Generation And Fuel | 2001 |  | 0 | 0 | 0 | 0 | 0 | 0 | 0 | 0 | 0 | 0 | 0 | 45.9 | 0 | 0 | 0 | 0 | 0 | 0 | 0 | 0 | 0 | 0 | 0 | 0 | 0 | 0 | 0 | 0 | 0 | 0
8521 | 2018 | ID | Falls River Hydro | 54668 | 1 | 0 | OP | HY | WAT | 4.5 | 0.743 | 29294 | 13280 | Distributed from 923 Generation And Fuel | 1993 |  | 0 | 0 | 0 | 0 | 0 | 0 | 0 | 0 | 0 | 0 | 0 | 0 | 0 | 0 | 0 | 0 | 0 | 0 | 0 | 0 | 0 | 0 | 0 | 0 | 4.5 | 0 | 0 | 0 | 0 | 0
8522 | 2018 | ID | Falls River Hydro | 54668 | 2 | 0 | OP | HY | WAT | 4.5 | 0.743 | 29294 | 13280 | Distributed from 923 Generation And Fuel | 1993 |  | 0 | 0 | 0 | 0 | 0 | 0 | 0 | 0 | 0 | 0 | 0 | 0 | 0 | 0 | 0 | 0 | 0 | 0 | 0 | 0 | 0 | 0 | 0 | 0 | 4.5 | 0 | 0 | 0 | 0 | 0
8523 | 2018 | ID | Fargo Drop | 58384 | GEN1 | 0 | OP | HY | WAT | 1.1 | 0.408 | 3933 | 1783 | Distributed from 923 Generation And Fuel | 2013 |  | 0 | 0 | 0 | 0 | 0 | 0 | 0 | 0 | 0 | 0 | 0 | 0 | 0 | 0 | 0 | 0 | 0 | 0 | 0 | 0 | 0 | 0 | 0 | 0 | 1.1 | 0 | 0 | 0 | 0 | 0
8524 | 2018 | ID | Felt | 6359 | 1 | 0 | OP | HY | WAT | 2.7 | 0.461 | 10910.189 | 4946.108 | Distributed from 923 Generation And Fuel | 1986 |  | 0 | 0 | 0 | 0 | 0 | 0 | 0 | 0 | 0 | 0 | 0 | 0 | 0 | 0 | 0 | 0 | 0 | 0 | 0 | 0 | 0 | 0 | 0 | 0 | 2.7 | 0 | 0 | 0 | 0 | 0
8525 | 2018 | ID | Felt | 6359 | 2 | 0 | OP | HY | WAT | 2.7 | 0.461 | 10910.189 | 4946.108 | Distributed from 923 Generation And Fuel | 1986 |  | 0 | 0 | 0 | 0 | 0 | 0 | 0 | 0 | 0 | 0 | 0 | 0 | 0 | 0 | 0 | 0 | 0 | 0 | 0 | 0 | 0 | 0 | 0 | 0 | 2.7 | 0 | 0 | 0 | 0 | 0
8526 | 2018 | ID | Felt | 6359 | 4 | 0 | OP | HY | WAT | 0.9 | 0.461 | 3636.73 | 1648.703 | Distributed from 923 Generation And Fuel | 1946 |  | 0 | 0 | 0 | 0 | 0 | 0 | 0 | 0 | 0 | 0 | 0 | 0 | 0 | 0 | 0 | 0 | 0 | 0 | 0 | 0 | 0 | 0 | 0 | 0 | 0.9 | 0 | 0 | 0 | 0 | 0
8527 | 2018 | ID | Felt | 6359 | 5 | 0 | OP | HY | WAT | 1.1 | 0.461 | 4444.892 | 2015.081 | Distributed from 923 Generation And Fuel | 1947 |  | 0 | 0 | 0 | 0 | 0 | 0 | 0 | 0 | 0 | 0 | 0 | 0 | 0 | 0 | 0 | 0 | 0 | 0 | 0 | 0 | 0 | 0 | 0 | 0 | 1.1 | 0 | 0 | 0 | 0 | 0
8528 | 2018 | ID | Fighting Creek LFGTE Plant | 57902 | G-123 | 0 | OP | IC | LFG | 1.6 | 0.53 | 7427 | 3054 | Distributed from 923 Generation And Fuel | 2012 |  | 0 | 0 | 0 | 0 | 0 | 0 | 0 | 1.6 | 0 | 0 | 0 | 0 | 0 | 0 | 0 | 0 | 0 | 0 | 0 | 0 | 0 | 0 | 0 | 0 | 0 | 0 | 0 | 0 | 0 | 0
8529 | 2018 | ID | Fighting Creek LFGTE Plant | 57902 | G-162 | 0 | OP | IC | LFG | 1.6 | 0.53 | 7427 | 3054 | Distributed from 923 Generation And Fuel | 2012 |  | 0 | 0 | 0 | 0 | 0 | 0 | 0 | 1.6 | 0 | 0 | 0 | 0 | 0 | 0 | 0 | 0 | 0 | 0 | 0 | 0 | 0 | 0 | 0 | 0 | 0 | 0 | 0 | 0 | 0 | 0
8530 | 2018 | ID | Ford Hydro LP | 54674 | GEN1 | 0 | OP | HY | WAT | 0.4 | 0.409 | 1434 | 650 | Distributed from 923 Generation And Fuel | 1988 |  | 0 | 0 | 0 | 0 | 0 | 0 | 0 | 0 | 0 | 0 | 0 | 0 | 0 | 0 | 0 | 0 | 0 | 0 | 0 | 0 | 0 | 0 | 0 | 0 | 0.4 | 0 | 0 | 0 | 0 | 0
8531 | 2018 | ID | Ford Hydro LP | 54674 | GEN2 | 0 | OP | HY | WAT | 0.4 | 0.409 | 1434 | 650 | Distributed from 923 Generation And Fuel | 1988 |  | 0 | 0 | 0 | 0 | 0 | 0 | 0 | 0 | 0 | 0 | 0 | 0 | 0 | 0 | 0 | 0 | 0 | 0 | 0 | 0 | 0 | 0 | 0 | 0 | 0.4 | 0 | 0 | 0 | 0 | 0
8532 | 2018 | ID | Ford Hydro LP | 54674 | GEN3 | 0 | OP | HY | WAT | 0.4 | 0.409 | 1434 | 650 | Distributed from 923 Generation And Fuel | 1988 |  | 0 | 0 | 0 | 0 | 0 | 0 | 0 | 0 | 0 | 0 | 0 | 0 | 0 | 0 | 0 | 0 | 0 | 0 | 0 | 0 | 0 | 0 | 0 | 0 | 0.4 | 0 | 0 | 0 | 0 | 0
8533 | 2018 | ID | Fossil Gulch | 56308 | 1 | 0 | OP | WT | WND | 10.5 | 0.285 | 26234 | 9835 | Distributed from 923 Generation And Fuel | 2005 |  | 0 | 0 | 0 | 0 | 0 | 0 | 0 | 0 | 0 | 0 | 0 | 0 | 0 | 0 | 0 | 0 | 0 | 0 | 0 | 0 | 0 | 0 | 0 | 0 | 0 | 0 | 0 | 0 | 0 | 10.5
8534 | 2018 | ID | Gem State | 790 | 1 | 0 | OP | HY | WAT | 23.4 | 0.705 | 144613 | 65559 | Distributed from 923 Generation And Fuel | 1988 |  | 0 | 0 | 0 | 0 | 0 | 0 | 0 | 0 | 0 | 0 | 0 | 0 | 0 | 0 | 0 | 0 | 0 | 0 | 0 | 0 | 0 | 0 | 0 | 0 | 23.4 | 0 | 0 | 0 | 0 | 0
8535 | 2018 | ID | Golden Valley Wind Park LLC | 56435 | GVWP | 0 | OP | WT | WND | 12 | 0.311 | 32707 | 12262 | Distributed from 923 Generation And Fuel | 2011 |  | 0 | 0 | 0 | 0 | 0 | 0 | 0 | 0 | 0 | 0 | 0 | 0 | 0 | 0 | 0 | 0 | 0 | 0 | 0 | 0 | 0 | 0 | 0 | 0 | 0 | 0 | 0 | 0 | 0 | 12
8536 | 2018 | ID | Goshen Phase II | 57211 | 1 | 0 | OP | WT | WND | 124.5 | 0.342 | 373350 | 139967 | Distributed from 923 Generation And Fuel | 2010 |  | 0 | 0 | 0 | 0 | 0 | 0 | 0 | 0 | 0 | 0 | 0 | 0 | 0 | 0 | 0 | 0 | 0 | 0 | 0 | 0 | 0 | 0 | 0 | 0 | 0 | 0 | 0 | 0 | 0 | 124.5
8537 | 2018 | ID | Grace | 827 | 3 | 0 | OP | HY | WAT | 11 | 0.429 | 41297.333 | 18721.667 | Distributed from 923 Generation And Fuel | 1923 |  | 0 | 0 | 0 | 0 | 0 | 0 | 0 | 0 | 0 | 0 | 0 | 0 | 0 | 0 | 0 | 0 | 0 | 0 | 0 | 0 | 0 | 0 | 0 | 0 | 11 | 0 | 0 | 0 | 0 | 0
8538 | 2018 | ID | Grace | 827 | 4 | 0 | OP | HY | WAT | 11 | 0.429 | 41297.333 | 18721.667 | Distributed from 923 Generation And Fuel | 1923 |  | 0 | 0 | 0 | 0 | 0 | 0 | 0 | 0 | 0 | 0 | 0 | 0 | 0 | 0 | 0 | 0 | 0 | 0 | 0 | 0 | 0 | 0 | 0 | 0 | 11 | 0 | 0 | 0 | 0 | 0
8539 | 2018 | ID | Grace | 827 | 5 | 0 | OP | HY | WAT | 11 | 0.429 | 41297.333 | 18721.667 | Distributed from 923 Generation And Fuel | 1923 |  | 0 | 0 | 0 | 0 | 0 | 0 | 0 | 0 | 0 | 0 | 0 | 0 | 0 | 0 | 0 | 0 | 0 | 0 | 0 | 0 | 0 | 0 | 0 | 0 | 11 | 0 | 0 | 0 | 0 | 0
8540 | 2018 | ID | Grand View Solar Two | 60068 | GVS2 | 0 | OP | PV | SUN | 60 | 0.26 | 136767 | 80967 | Distributed from 923 Generation And Fuel | 2016 |  | 0 | 0 | 0 | 0 | 0 | 0 | 0 | 0 | 0 | 0 | 0 | 0 | 0 | 0 | 0 | 0 | 0 | 0 | 0 | 0 | 0 | 0 | 0 | 60 | 0 | 0 | 0 | 0 | 0 | 0
8541 | 2018 | ID | Grand View Solar Two | 60068 | GVS5 | 0 | OP | PV | SUN | 20 | 0.26 | 45589 | 26989 | Distributed from 923 Generation And Fuel | 2016 |  | 0 | 0 | 0 | 0 | 0 | 0 | 0 | 0 | 0 | 0 | 0 | 0 | 0 | 0 | 0 | 0 | 0 | 0 | 0 | 0 | 0 | 0 | 0 | 20 | 0 | 0 | 0 | 0 | 0 | 0
8542 | 2018 | ID | Hammett Hill Windfarm | 57428 | 1 | 0 | OP | WT | WND | 23 | 0.283 | 56987 | 21364 | Distributed from 923 Generation And Fuel | 2012 |  | 0 | 0 | 0 | 0 | 0 | 0 | 0 | 0 | 0 | 0 | 0 | 0 | 0 | 0 | 0 | 0 | 0 | 0 | 0 | 0 | 0 | 0 | 0 | 0 | 0 | 0 | 0 | 0 | 0 | 23
8543 | 2018 | ID | Hazelton B Hydro | 54558 | U1 | 0 | OP | HY | WAT | 3.8 | 0.348 | 11573.5 | 5246.5 | Distributed from 923 Generation And Fuel | 1993 |  | 0 | 0 | 0 | 0 | 0 | 0 | 0 | 0 | 0 | 0 | 0 | 0 | 0 | 0 | 0 | 0 | 0 | 0 | 0 | 0 | 0 | 0 | 0 | 0 | 3.8 | 0 | 0 | 0 | 0 | 0
8544 | 2018 | ID | Hazelton B Hydro | 54558 | U2 | 0 | OP | HY | WAT | 3.8 | 0.348 | 11573.5 | 5246.5 | Distributed from 923 Generation And Fuel | 1993 |  | 0 | 0 | 0 | 0 | 0 | 0 | 0 | 0 | 0 | 0 | 0 | 0 | 0 | 0 | 0 | 0 | 0 | 0 | 0 | 0 | 0 | 0 | 0 | 0 | 3.8 | 0 | 0 | 0 | 0 | 0
8545 | 2018 | ID | Head of U Canal Hydro Project | 61217 | HY1 | 0 | OP | HY | WAT | 1.2 | 0.406 | 4273 | 1937 | Distributed from 923 Generation And Fuel | 2015 |  | 0 | 0 | 0 | 0 | 0 | 0 | 0 | 0 | 0 | 0 | 0 | 0 | 0 | 0 | 0 | 0 | 0 | 0 | 0 | 0 | 0 | 0 | 0 | 0 | 1.2 | 0 | 0 | 0 | 0 | 0
8546 | 2018 | ID | Hidden Hollow Energy | 57861 | UNT1 | 0 | OP | IC | LFG | 1.6 | 0.206 | 2883.5 | 1185.5 | Distributed from 923 Generation And Fuel | 2007 |  | 0 | 0 | 0 | 0 | 0 | 0 | 0 | 1.6 | 0 | 0 | 0 | 0 | 0 | 0 | 0 | 0 | 0 | 0 | 0 | 0 | 0 | 0 | 0 | 0 | 0 | 0 | 0 | 0 | 0 | 0
8547 | 2018 | ID | Hidden Hollow Energy | 57861 | UNT2 | 0 | OP | IC | LFG | 1.6 | 0.206 | 2883.5 | 1185.5 | Distributed from 923 Generation And Fuel | 2007 |  | 0 | 0 | 0 | 0 | 0 | 0 | 0 | 1.6 | 0 | 0 | 0 | 0 | 0 | 0 | 0 | 0 | 0 | 0 | 0 | 0 | 0 | 0 | 0 | 0 | 0 | 0 | 0 | 0 | 0 | 0
8548 | 2018 | ID | High Mesa | 58019 | 1 | 0 | OP | WT | WND | 40 | 0.275 | 96497 | 36176 | Distributed from 923 Generation And Fuel | 2012 |  | 0 | 0 | 0 | 0 | 0 | 0 | 0 | 0 | 0 | 0 | 0 | 0 | 0 | 0 | 0 | 0 | 0 | 0 | 0 | 0 | 0 | 0 | 0 | 0 | 0 | 0 | 0 | 0 | 0 | 40
8549 | 2018 | ID | Horse Butte Wind I, LLC | 57890 | 1 | 0 | OP | WT | WND | 57.6 | 0.316 | 159639 | 59848 | Distributed from 923 Generation And Fuel | 2012 |  | 0 | 0 | 0 | 0 | 0 | 0 | 0 | 0 | 0 | 0 | 0 | 0 | 0 | 0 | 0 | 0 | 0 | 0 | 0 | 0 | 0 | 0 | 0 | 0 | 0 | 0 | 0 | 0 | 0 | 57.6
8550 | 2018 | ID | Horseshoe Bend Hydroelectric Co | 54524 | GEN1 | 0 | OP | HY | WAT | 4.7 | 0.54 | 22231 | 10078 | Distributed from 923 Generation And Fuel | 1995 |  | 0 | 0 | 0 | 0 | 0 | 0 | 0 | 0 | 0 | 0 | 0 | 0 | 0 | 0 | 0 | 0 | 0 | 0 | 0 | 0 | 0 | 0 | 0 | 0 | 4.7 | 0 | 0 | 0 | 0 | 0
8551 | 2018 | ID | Horseshoe Bend Hydroelectric Co | 54524 | GEN2 | 0 | OP | HY | WAT | 4.7 | 0.54 | 22231 | 10078 | Distributed from 923 Generation And Fuel | 1995 |  | 0 | 0 | 0 | 0 | 0 | 0 | 0 | 0 | 0 | 0 | 0 | 0 | 0 | 0 | 0 | 0 | 0 | 0 | 0 | 0 | 0 | 0 | 0 | 0 | 4.7 | 0 | 0 | 0 | 0 | 0
8552 | 2018 | ID | ID Solar | 60445 | INV1 | 0 | OP | PV | SUN | 40 | 0.278 | 97248 | 51915 | Distributed from 923 Generation And Fuel | 2016 |  | 0 | 0 | 0 | 0 | 0 | 0 | 0 | 0 | 0 | 0 | 0 | 0 | 0 | 0 | 0 | 0 | 0 | 0 | 0 | 0 | 0 | 0 | 0 | 40 | 0 | 0 | 0 | 0 | 0 | 0
8553 | 2018 | ID | Island Park | 4204 | HY1 | 0 | OP | HY | WAT | 2.4 | 0.413 | 8683 | 3936.5 | Distributed from 923 Generation And Fuel | 1994 |  | 0 | 0 | 0 | 0 | 0 | 0 | 0 | 0 | 0 | 0 | 0 | 0 | 0 | 0 | 0 | 0 | 0 | 0 | 0 | 0 | 0 | 0 | 0 | 0 | 2.4 | 0 | 0 | 0 | 0 | 0
8554 | 2018 | ID | Island Park | 4204 | HY2 | 0 | OP | HY | WAT | 2.4 | 0.413 | 8683 | 3936.5 | Distributed from 923 Generation And Fuel | 1994 |  | 0 | 0 | 0 | 0 | 0 | 0 | 0 | 0 | 0 | 0 | 0 | 0 | 0 | 0 | 0 | 0 | 0 | 0 | 0 | 0 | 0 | 0 | 0 | 0 | 2.4 | 0 | 0 | 0 | 0 | 0
8569 | 2018 | ID | Kettle Butte Digester, LLC | 57345 | 1 | 0 | OP | IC | OBG | 0.9 | 0.431 | 3397.5 | 1397 | Distributed from 923 Generation And Fuel | 2011 |  | 0 | 0 | 0 | 0 | 0 | 0 | 0 | 0 | 0 | 0 | 0 | 0 | 0 | 0.9 | 0 | 0 | 0 | 0 | 0 | 0 | 0 | 0 | 0 | 0 | 0 | 0 | 0 | 0 | 0 | 0
8570 | 2018 | ID | Kettle Butte Digester, LLC | 57345 | 2 | 0 | OP | IC | OBG | 0.9 | 0.431 | 3397.5 | 1397 | Distributed from 923 Generation And Fuel | 2011 |  | 0 | 0 | 0 | 0 | 0 | 0 | 0 | 0 | 0 | 0 | 0 | 0 | 0 | 0.9 | 0 | 0 | 0 | 0 | 0 | 0 | 0 | 0 | 0 | 0 | 0 | 0 | 0 | 0 | 0 | 0
8571 | 2018 | ID | Koyle Ranch Hydroelectric Project | 10781 | GEN1 | 0 | OP | HY | WAT | 0.2 | 0.299 | 524.615 | 237.846 | Distributed from 923 Generation And Fuel | 1983 |  | 0 | 0 | 0 | 0 | 0 | 0 | 0 | 0 | 0 | 0 | 0 | 0 | 0 | 0 | 0 | 0 | 0 | 0 | 0 | 0 | 0 | 0 | 0 | 0 | 0.2 | 0 | 0 | 0 | 0 | 0
8572 | 2018 | ID | Koyle Ranch Hydroelectric Project | 10781 | GEN2 | 0 | OP | HY | WAT | 0.3 | 0.299 | 786.923 | 356.769 | Distributed from 923 Generation And Fuel | 1983 |  | 0 | 0 | 0 | 0 | 0 | 0 | 0 | 0 | 0 | 0 | 0 | 0 | 0 | 0 | 0 | 0 | 0 | 0 | 0 | 0 | 0 | 0 | 0 | 0 | 0.3 | 0 | 0 | 0 | 0 | 0
8573 | 2018 | ID | Koyle Ranch Hydroelectric Project | 10781 | GEN3 | 0 | OP | HY | WAT | 0.8 | 0.299 | 2098.462 | 951.385 | Distributed from 923 Generation And Fuel | 1983 |  | 0 | 0 | 0 | 0 | 0 | 0 | 0 | 0 | 0 | 0 | 0 | 0 | 0 | 0 | 0 | 0 | 0 | 0 | 0 | 0 | 0 | 0 | 0 | 0 | 0.8 | 0 | 0 | 0 | 0 | 0
8574 | 2018 | ID | Langley Gulch Power Plant | 57028 | GTG | 0 | OP | CT | NG | 187 | 0.444 | 728105 | 409192 | EIA-923 Generator File | 2012 |  | 0 | 0 | 0 | 0 | 0 | 0 | 0 | 0 | 0 | 0 | 0 | 187 | 0 | 0 | 0 | 0 | 0 | 0 | 0 | 0 | 0 | 0 | 0 | 0 | 0 | 0 | 0 | 0 | 0 | 0
8575 | 2018 | ID | Langley Gulch Power Plant | 57028 | STG | 1 | OP | CA | NG | 131.5 | 0.35 | 403098 | 232582 | EIA-923 Generator File | 2012 |  | 0 | 0 | 0 | 0 | 0 | 0 | 0 | 0 | 0 | 0 | 0 | 131.5 | 0 | 0 | 0 | 0 | 0 | 0 | 0 | 0 | 0 | 0 | 0 | 0 | 0 | 0 | 0 | 0 | 0 | 0
8576 | 2018 | ID | Last Chance | 987 | 1 | 0 | OP | HY | WAT | 0.2 | 0.306 | 535.647 | 242.824 | Distributed from 923 Generation And Fuel | 1984 |  | 0 | 0 | 0 | 0 | 0 | 0 | 0 | 0 | 0 | 0 | 0 | 0 | 0 | 0 | 0 | 0 | 0 | 0 | 0 | 0 | 0 | 0 | 0 | 0 | 0.2 | 0 | 0 | 0 | 0 | 0
8577 | 2018 | ID | Last Chance | 987 | 2 | 0 | OP | HY | WAT | 0.5 | 0.306 | 1339.118 | 607.059 | Distributed from 923 Generation And Fuel | 1984 |  | 0 | 0 | 0 | 0 | 0 | 0 | 0 | 0 | 0 | 0 | 0 | 0 | 0 | 0 | 0 | 0 | 0 | 0 | 0 | 0 | 0 | 0 | 0 | 0 | 0.5 | 0 | 0 | 0 | 0 | 0
8578 | 2018 | ID | Last Chance | 987 | 3 | 0 | OP | HY | WAT | 1 | 0.306 | 2678.235 | 1214.118 | Distributed from 923 Generation And Fuel | 1984 |  | 0 | 0 | 0 | 0 | 0 | 0 | 0 | 0 | 0 | 0 | 0 | 0 | 0 | 0 | 0 | 0 | 0 | 0 | 0 | 0 | 0 | 0 | 0 | 0 | 1 | 0 | 0 | 0 | 0 | 0
8579 | 2018 | ID | Lateral 10 Ventures | 54753 | GEN1 | 0 | OP | HY | WAT | 2.4 | 0.339 | 7122 | 3229 | Distributed from 923 Generation And Fuel | 1984 |  | 0 | 0 | 0 | 0 | 0 | 0 | 0 | 0 | 0 | 0 | 0 | 0 | 0 | 0 | 0 | 0 | 0 | 0 | 0 | 0 | 0 | 0 | 0 | 0 | 2.4 | 0 | 0 | 0 | 0 | 0
8580 | 2018 | ID | Little Mac Project | 10049 | 1 | 0 | OP | HY | WAT | 0.3 | 0.466 | 1223.6 | 554.8 | Distributed from 923 Generation And Fuel | 1984 |  | 0 | 0 | 0 | 0 | 0 | 0 | 0 | 0 | 0 | 0 | 0 | 0 | 0 | 0 | 0 | 0 | 0 | 0 | 0 | 0 | 0 | 0 | 0 | 0 | 0.3 | 0 | 0 | 0 | 0 | 0
8581 | 2018 | ID | Little Mac Project | 10049 | 2 | 0 | OP | HY | WAT | 0.4 | 0.466 | 1631.467 | 739.733 | Distributed from 923 Generation And Fuel | 1984 |  | 0 | 0 | 0 | 0 | 0 | 0 | 0 | 0 | 0 | 0 | 0 | 0 | 0 | 0 | 0 | 0 | 0 | 0 | 0 | 0 | 0 | 0 | 0 | 0 | 0.4 | 0 | 0 | 0 | 0 | 0
8582 | 2018 | ID | Little Mac Project | 10049 | 3 | 0 | OP | HY | WAT | 0.4 | 0.466 | 1631.467 | 739.733 | Distributed from 923 Generation And Fuel | 1984 |  | 0 | 0 | 0 | 0 | 0 | 0 | 0 | 0 | 0 | 0 | 0 | 0 | 0 | 0 | 0 | 0 | 0 | 0 | 0 | 0 | 0 | 0 | 0 | 0 | 0.4 | 0 | 0 | 0 | 0 | 0
8583 | 2018 | ID | Little Mac Project | 10049 | 4 | 0 | OP | HY | WAT | 0.4 | 0.466 | 1631.467 | 739.733 | Distributed from 923 Generation And Fuel | 1984 |  | 0 | 0 | 0 | 0 | 0 | 0 | 0 | 0 | 0 | 0 | 0 | 0 | 0 | 0 | 0 | 0 | 0 | 0 | 0 | 0 | 0 | 0 | 0 | 0 | 0.4 | 0 | 0 | 0 | 0 | 0
8585 | 2018 | ID | Low Line Rapids | 10808 | GEN1 | 0 | OP | HY | WAT | 2.8 | 0.398 | 9765 | 4427 | Distributed from 923 Generation And Fuel | 1990 |  | 0 | 0 | 0 | 0 | 0 | 0 | 0 | 0 | 0 | 0 | 0 | 0 | 0 | 0 | 0 | 0 | 0 | 0 | 0 | 0 | 0 | 0 | 0 | 0 | 2.8 | 0 | 0 | 0 | 0 | 0
8586 | 2018 | ID | Lower Malad | 815 | 1 | 0 | OP | HY | WAT | 13.5 | 0.84 | 99335 | 45033 | Distributed from 923 Generation And Fuel | 1948 |  | 0 | 0 | 0 | 0 | 0 | 0 | 0 | 0 | 0 | 0 | 0 | 0 | 0 | 0 | 0 | 0 | 0 | 0 | 0 | 0 | 0 | 0 | 0 | 0 | 13.5 | 0 | 0 | 0 | 0 | 0
8587 | 2018 | ID | Lower No 1 | 7012 | 2 | 0 | OP | HY | WAT | 8 | 0.604 | 42339 | 19194 | Distributed from 923 Generation And Fuel | 1982 |  | 0 | 0 | 0 | 0 | 0 | 0 | 0 | 0 | 0 | 0 | 0 | 0 | 0 | 0 | 0 | 0 | 0 | 0 | 0 | 0 | 0 | 0 | 0 | 0 | 8 | 0 | 0 | 0 | 0 | 0
8588 | 2018 | ID | Lower No 2 | 843 | 1 | 0 | OP | HY | WAT | 3 | 0.458 | 12035 | 5456 | Distributed from 923 Generation And Fuel | 1940 |  | 0 | 0 | 0 | 0 | 0 | 0 | 0 | 0 | 0 | 0 | 0 | 0 | 0 | 0 | 0 | 0 | 0 | 0 | 0 | 0 | 0 | 0 | 0 | 0 | 3 | 0 | 0 | 0 | 0 | 0
8589 | 2018 | ID | Lower Salmon | 816 | 1 | 0 | OP | HY | WAT | 15 | 0.623 | 81857.75 | 37109.5 | Distributed from 923 Generation And Fuel | 1949 |  | 0 | 0 | 0 | 0 | 0 | 0 | 0 | 0 | 0 | 0 | 0 | 0 | 0 | 0 | 0 | 0 | 0 | 0 | 0 | 0 | 0 | 0 | 0 | 0 | 15 | 0 | 0 | 0 | 0 | 0
8590 | 2018 | ID | Lower Salmon | 816 | 2 | 0 | OP | HY | WAT | 15 | 0.623 | 81857.75 | 37109.5 | Distributed from 923 Generation And Fuel | 1949 |  | 0 | 0 | 0 | 0 | 0 | 0 | 0 | 0 | 0 | 0 | 0 | 0 | 0 | 0 | 0 | 0 | 0 | 0 | 0 | 0 | 0 | 0 | 0 | 0 | 15 | 0 | 0 | 0 | 0 | 0
8591 | 2018 | ID | Lower Salmon | 816 | 3 | 0 | OP | HY | WAT | 15 | 0.623 | 81857.75 | 37109.5 | Distributed from 923 Generation And Fuel | 1949 |  | 0 | 0 | 0 | 0 | 0 | 0 | 0 | 0 | 0 | 0 | 0 | 0 | 0 | 0 | 0 | 0 | 0 | 0 | 0 | 0 | 0 | 0 | 0 | 0 | 15 | 0 | 0 | 0 | 0 | 0
8592 | 2018 | ID | Lower Salmon | 816 | 4 | 0 | OP | HY | WAT | 15 | 0.623 | 81857.75 | 37109.5 | Distributed from 923 Generation And Fuel | 1949 |  | 0 | 0 | 0 | 0 | 0 | 0 | 0 | 0 | 0 | 0 | 0 | 0 | 0 | 0 | 0 | 0 | 0 | 0 | 0 | 0 | 0 | 0 | 0 | 0 | 15 | 0 | 0 | 0 | 0 | 0
8593 | 2018 | ID | Lucky Peak Power Plant Project | 10014 | U131 | 0 | OP | HY | WAT | 45 | 0.392 | 154551.877 | 70064.377 | Distributed from 923 Generation And Fuel | 1988 |  | 0 | 0 | 0 | 0 | 0 | 0 | 0 | 0 | 0 | 0 | 0 | 0 | 0 | 0 | 0 | 0 | 0 | 0 | 0 | 0 | 0 | 0 | 0 | 0 | 45 | 0 | 0 | 0 | 0 | 0
8594 | 2018 | ID | Lucky Peak Power Plant Project | 10014 | U132 | 0 | OP | HY | WAT | 45 | 0.392 | 154551.877 | 70064.377 | Distributed from 923 Generation And Fuel | 1988 |  | 0 | 0 | 0 | 0 | 0 | 0 | 0 | 0 | 0 | 0 | 0 | 0 | 0 | 0 | 0 | 0 | 0 | 0 | 0 | 0 | 0 | 0 | 0 | 0 | 45 | 0 | 0 | 0 | 0 | 0
8595 | 2018 | ID | Lucky Peak Power Plant Project | 10014 | U133 | 0 | OP | HY | WAT | 11.2 | 0.392 | 38466.245 | 17438.245 | Distributed from 923 Generation And Fuel | 1988 |  | 0 | 0 | 0 | 0 | 0 | 0 | 0 | 0 | 0 | 0 | 0 | 0 | 0 | 0 | 0 | 0 | 0 | 0 | 0 | 0 | 0 | 0 | 0 | 0 | 11.2 | 0 | 0 | 0 | 0 | 0
8596 | 2018 | ID | Magic Dam Hydroelectric Project | 10740 | GEN1 | 0 | OP | HY | WAT | 3 | 0.253 | 6656.333 | 3017.667 | Distributed from 923 Generation And Fuel | 1989 |  | 0 | 0 | 0 | 0 | 0 | 0 | 0 | 0 | 0 | 0 | 0 | 0 | 0 | 0 | 0 | 0 | 0 | 0 | 0 | 0 | 0 | 0 | 0 | 0 | 3 | 0 | 0 | 0 | 0 | 0
8597 | 2018 | ID | Magic Dam Hydroelectric Project | 10740 | GEN2 | 0 | OP | HY | WAT | 3 | 0.253 | 6656.333 | 3017.667 | Distributed from 923 Generation And Fuel | 1989 |  | 0 | 0 | 0 | 0 | 0 | 0 | 0 | 0 | 0 | 0 | 0 | 0 | 0 | 0 | 0 | 0 | 0 | 0 | 0 | 0 | 0 | 0 | 0 | 0 | 3 | 0 | 0 | 0 | 0 | 0
8598 | 2018 | ID | Magic Dam Hydroelectric Project | 10740 | GEN3 | 0 | OP | HY | WAT | 3 | 0.253 | 6656.333 | 3017.667 | Distributed from 923 Generation And Fuel | 1989 |  | 0 | 0 | 0 | 0 | 0 | 0 | 0 | 0 | 0 | 0 | 0 | 0 | 0 | 0 | 0 | 0 | 0 | 0 | 0 | 0 | 0 | 0 | 0 | 0 | 3 | 0 | 0 | 0 | 0 | 0
8599 | 2018 | ID | Mainline Windfarm | 57429 | 1 | 0 | OP | WT | WND | 23 | 0.286 | 57625 | 21603 | Distributed from 923 Generation And Fuel | 2012 |  | 0 | 0 | 0 | 0 | 0 | 0 | 0 | 0 | 0 | 0 | 0 | 0 | 0 | 0 | 0 | 0 | 0 | 0 | 0 | 0 | 0 | 0 | 0 | 0 | 0 | 0 | 0 | 0 | 0 | 23
8600 | 2018 | ID | Marco Ranch | 50323 | 1 | 0 | OP | HY | WAT | 0.3 | 0.286 | 751 | 340.5 | Distributed from 923 Generation And Fuel | 1985 |  | 0 | 0 | 0 | 0 | 0 | 0 | 0 | 0 | 0 | 0 | 0 | 0 | 0 | 0 | 0 | 0 | 0 | 0 | 0 | 0 | 0 | 0 | 0 | 0 | 0.3 | 0 | 0 | 0 | 0 | 0
8601 | 2018 | ID | Marco Ranch | 50323 | 2 | 0 | OP | HY | WAT | 0.3 | 0.286 | 751 | 340.5 | Distributed from 923 Generation And Fuel | 1985 |  | 0 | 0 | 0 | 0 | 0 | 0 | 0 | 0 | 0 | 0 | 0 | 0 | 0 | 0 | 0 | 0 | 0 | 0 | 0 | 0 | 0 | 0 | 0 | 0 | 0.3 | 0 | 0 | 0 | 0 | 0
8602 | 2018 | ID | Marco Ranch | 50323 | 3 | 0 | OP | HY | WAT | 0.3 | 0.286 | 751 | 340.5 | Distributed from 923 Generation And Fuel | 1985 |  | 0 | 0 | 0 | 0 | 0 | 0 | 0 | 0 | 0 | 0 | 0 | 0 | 0 | 0 | 0 | 0 | 0 | 0 | 0 | 0 | 0 | 0 | 0 | 0 | 0.3 | 0 | 0 | 0 | 0 | 0
8603 | 2018 | ID | Marco Ranch | 50323 | 4 | 0 | OP | HY | WAT | 0.3 | 0.286 | 751 | 340.5 | Distributed from 923 Generation And Fuel | 1985 |  | 0 | 0 | 0 | 0 | 0 | 0 | 0 | 0 | 0 | 0 | 0 | 0 | 0 | 0 | 0 | 0 | 0 | 0 | 0 | 0 | 0 | 0 | 0 | 0 | 0.3 | 0 | 0 | 0 | 0 | 0
8604 | 2018 | ID | Marsh Valley Development | 50972 | 1 | 0 | OP | HY | WAT | 1.6 | 0.49 | 6867 | 3113 | Distributed from 923 Generation And Fuel | 1993 |  | 0 | 0 | 0 | 0 | 0 | 0 | 0 | 0 | 0 | 0 | 0 | 0 | 0 | 0 | 0 | 0 | 0 | 0 | 0 | 0 | 0 | 0 | 0 | 0 | 1.6 | 0 | 0 | 0 | 0 | 0
8605 | 2018 | ID | Meadow Creek Project Company | 58106 | MCPC | 0 | OP | WT | WND | 119.7 | 0.233 | 244522 | 91670 | Distributed from 923 Generation And Fuel | 2012 |  | 0 | 0 | 0 | 0 | 0 | 0 | 0 | 0 | 0 | 0 | 0 | 0 | 0 | 0 | 0 | 0 | 0 | 0 | 0 | 0 | 0 | 0 | 0 | 0 | 0 | 0 | 0 | 0 | 0 | 119.7
8606 | 2018 | ID | Mile 28 Water Power Project | 54812 | 1 | 0 | OP | HY | WAT | 0.7 | 0.334 | 2049 | 929 | Distributed from 923 Generation And Fuel | 1994 |  | 0 | 0 | 0 | 0 | 0 | 0 | 0 | 0 | 0 | 0 | 0 | 0 | 0 | 0 | 0 | 0 | 0 | 0 | 0 | 0 | 0 | 0 | 0 | 0 | 0.7 | 0 | 0 | 0 | 0 | 0
8607 | 2018 | ID | Mile 28 Water Power Project | 54812 | 2 | 0 | OP | HY | WAT | 0.7 | 0.334 | 2049 | 929 | Distributed from 923 Generation And Fuel | 1994 |  | 0 | 0 | 0 | 0 | 0 | 0 | 0 | 0 | 0 | 0 | 0 | 0 | 0 | 0 | 0 | 0 | 0 | 0 | 0 | 0 | 0 | 0 | 0 | 0 | 0.7 | 0 | 0 | 0 | 0 | 0
8608 | 2018 | ID | Milner Dam Wind Park LLC | 56437 | MDWP | 0 | OP | WT | WND | 19.5 | 0.331 | 56611 | 21223 | Distributed from 923 Generation And Fuel | 2011 |  | 0 | 0 | 0 | 0 | 0 | 0 | 0 | 0 | 0 | 0 | 0 | 0 | 0 | 0 | 0 | 0 | 0 | 0 | 0 | 0 | 0 | 0 | 0 | 0 | 0 | 0 | 0 | 0 | 0 | 19.5
8609 | 2018 | ID | Milner Hydro | 7190 | 1 | 0 | OP | HY | WAT | 46.6 | 0.565 | 230631.624 | 104554.736 | Distributed from 923 Generation And Fuel | 1992 |  | 0 | 0 | 0 | 0 | 0 | 0 | 0 | 0 | 0 | 0 | 0 | 0 | 0 | 0 | 0 | 0 | 0 | 0 | 0 | 0 | 0 | 0 | 0 | 0 | 46.6 | 0 | 0 | 0 | 0 | 0
8610 | 2018 | ID | Milner Hydro | 7190 | 2 | 0 | OP | HY | WAT | 12.1 | 0.565 | 59885.035 | 27148.333 | Distributed from 923 Generation And Fuel | 1992 |  | 0 | 0 | 0 | 0 | 0 | 0 | 0 | 0 | 0 | 0 | 0 | 0 | 0 | 0 | 0 | 0 | 0 | 0 | 0 | 0 | 0 | 0 | 0 | 0 | 12.1 | 0 | 0 | 0 | 0 | 0
8611 | 2018 | ID | Milner Hydro | 7190 | 3 | 0 | OP | HY | WAT | 0.8 | 0.565 | 3959.341 | 1794.931 | Distributed from 923 Generation And Fuel | 1992 |  | 0 | 0 | 0 | 0 | 0 | 0 | 0 | 0 | 0 | 0 | 0 | 0 | 0 | 0 | 0 | 0 | 0 | 0 | 0 | 0 | 0 | 0 | 0 | 0 | 0.8 | 0 | 0 | 0 | 0 | 0
8612 | 2018 | ID | Minidoka | 6398 | 6 | 0 | OP | HY | WAT | 2.7 | 0.2 | 4742.058 | 2149.765 | Distributed from 923 Generation And Fuel | 1927 |  | 0 | 0 | 0 | 0 | 0 | 0 | 0 | 0 | 0 | 0 | 0 | 0 | 0 | 0 | 0 | 0 | 0 | 0 | 0 | 0 | 0 | 0 | 0 | 0 | 2.7 | 0 | 0 | 0 | 0 | 0
8613 | 2018 | ID | Minidoka | 6398 | 7 | 0 | OP | HY | WAT | 5 | 0.2 | 8781.588 | 3981.047 | Distributed from 923 Generation And Fuel | 1942 |  | 0 | 0 | 0 | 0 | 0 | 0 | 0 | 0 | 0 | 0 | 0 | 0 | 0 | 0 | 0 | 0 | 0 | 0 | 0 | 0 | 0 | 0 | 0 | 0 | 5 | 0 | 0 | 0 | 0 | 0
8614 | 2018 | ID | Minidoka | 6398 | 8 | 0 | OP | HY | WAT | 10 | 0.2 | 17563.177 | 7962.094 | Distributed from 923 Generation And Fuel | 1997 |  | 0 | 0 | 0 | 0 | 0 | 0 | 0 | 0 | 0 | 0 | 0 | 0 | 0 | 0 | 0 | 0 | 0 | 0 | 0 | 0 | 0 | 0 | 0 | 0 | 10 | 0 | 0 | 0 | 0 | 0
8615 | 2018 | ID | Minidoka | 6398 | 9 | 0 | OP | HY | WAT | 10 | 0.2 | 17563.177 | 7962.094 | Distributed from 923 Generation And Fuel | 1997 |  | 0 | 0 | 0 | 0 | 0 | 0 | 0 | 0 | 0 | 0 | 0 | 0 | 0 | 0 | 0 | 0 | 0 | 0 | 0 | 0 | 0 | 0 | 0 | 0 | 10 | 0 | 0 | 0 | 0 | 0
8616 | 2018 | ID | Mink Creek Hydro | 10325 | GEN1 | 0 | OP | HY | WAT | 3.1 | 0.342 | 9285 | 4209 | Distributed from 923 Generation And Fuel | 1986 |  | 0 | 0 | 0 | 0 | 0 | 0 | 0 | 0 | 0 | 0 | 0 | 0 | 0 | 0 | 0 | 0 | 0 | 0 | 0 | 0 | 0 | 0 | 0 | 0 | 3.1 | 0 | 0 | 0 | 0 | 0
8617 | 2018 | ID | Mora Drop Hydroelectric Project | 56498 | 1 | 0 | OP | HY | WAT | 1.7 | 0.293 | 4360 | 1977 | Distributed from 923 Generation And Fuel | 2006 |  | 0 | 0 | 0 | 0 | 0 | 0 | 0 | 0 | 0 | 0 | 0 | 0 | 0 | 0 | 0 | 0 | 0 | 0 | 0 | 0 | 0 | 0 | 0 | 0 | 1.7 | 0 | 0 | 0 | 0 | 0
8618 | 2018 | ID | Mountain Home | 56636 | 1 | 0 | OP | WT | WND | 21 | 0.207 | 38169 | 14309 | Distributed from 923 Generation And Fuel | 2008 |  | 0 | 0 | 0 | 0 | 0 | 0 | 0 | 0 | 0 | 0 | 0 | 0 | 0 | 0 | 0 | 0 | 0 | 0 | 0 | 0 | 0 | 0 | 0 | 0 | 0 | 0 | 0 | 0 | 0 | 21
8619 | 2018 | ID | Moyie Springs | 6506 | 1 | 0 | OP | HY | WAT | 1 | 0.699 | 6122.821 | 2775.641 | Distributed from 923 Generation And Fuel | 1941 |  | 0 | 0 | 0 | 0 | 0 | 0 | 0 | 0 | 0 | 0 | 0 | 0 | 0 | 0 | 0 | 0 | 0 | 0 | 0 | 0 | 0 | 0 | 0 | 0 | 1 | 0 | 0 | 0 | 0 | 0
8620 | 2018 | ID | Moyie Springs | 6506 | 2 | 0 | OP | HY | WAT | 0.4 | 0.699 | 2449.128 | 1110.256 | Distributed from 923 Generation And Fuel | 1921 |  | 0 | 0 | 0 | 0 | 0 | 0 | 0 | 0 | 0 | 0 | 0 | 0 | 0 | 0 | 0 | 0 | 0 | 0 | 0 | 0 | 0 | 0 | 0 | 0 | 0.4 | 0 | 0 | 0 | 0 | 0
8621 | 2018 | ID | Moyie Springs | 6506 | 3 | 0 | OP | HY | WAT | 1 | 0.699 | 6122.821 | 2775.641 | Distributed from 923 Generation And Fuel | 1950 |  | 0 | 0 | 0 | 0 | 0 | 0 | 0 | 0 | 0 | 0 | 0 | 0 | 0 | 0 | 0 | 0 | 0 | 0 | 0 | 0 | 0 | 0 | 0 | 0 | 1 | 0 | 0 | 0 | 0 | 0
8622 | 2018 | ID | Moyie Springs | 6506 | 4 | 0 | OP | HY | WAT | 1.5 | 0.699 | 9184.231 | 4163.462 | Distributed from 923 Generation And Fuel | 1982 |  | 0 | 0 | 0 | 0 | 0 | 0 | 0 | 0 | 0 | 0 | 0 | 0 | 0 | 0 | 0 | 0 | 0 | 0 | 0 | 0 | 0 | 0 | 0 | 0 | 1.5 | 0 | 0 | 0 | 0 | 0
8623 | 2018 | ID | Mt. Home Solar 1, LLC | 59695 | MHPV1 | 0 | OP | PV | SUN | 20 | 0.27 | 47324 | 25263 | Distributed from 923 Generation And Fuel | 2017 |  | 0 | 0 | 0 | 0 | 0 | 0 | 0 | 0 | 0 | 0 | 0 | 0 | 0 | 0 | 0 | 0 | 0 | 0 | 0 | 0 | 0 | 0 | 0 | 20 | 0 | 0 | 0 | 0 | 0 | 0
8624 | 2018 | ID | Murphy Flat Solar | 60009 | IPMF | 0 | OP | PV | SUN | 20 | 0.261 | 45755 | 24426 | Distributed from 923 Generation And Fuel | 2017 |  | 0 | 0 | 0 | 0 | 0 | 0 | 0 | 0 | 0 | 0 | 0 | 0 | 0 | 0 | 0 | 0 | 0 | 0 | 0 | 0 | 0 | 0 | 0 | 20 | 0 | 0 | 0 | 0 | 0 | 0
8625 | 2018 | ID | North Gooding Main Hydro | 61688 | NGM1 | 0 | OP | HY | WAT | 1.3 | 0.418 | 4759 | 2157 | Distributed from 923 Generation And Fuel | 2016 |  | 0 | 0 | 0 | 0 | 0 | 0 | 0 | 0 | 0 | 0 | 0 | 0 | 0 | 0 | 0 | 0 | 0 | 0 | 0 | 0 | 0 | 0 | 0 | 0 | 1.3 | 0 | 0 | 0 | 0 | 0
8626 | 2018 | ID | Notch Butte Hydro | 50718 | HYD1 | 0 | OP | HY | WAT | 1 | 0.436 | 3817 | 1730 | Distributed from 923 Generation And Fuel | 1986 |  | 0 | 0 | 0 | 0 | 0 | 0 | 0 | 0 | 0 | 0 | 0 | 0 | 0 | 0 | 0 | 0 | 0 | 0 | 0 | 0 | 0 | 0 | 0 | 0 | 1 | 0 | 0 | 0 | 0 | 0
8627 | 2018 | ID | Oneida | 829 | 1 | 0 | OP | HY | WAT | 10 | 0.236 | 20633 | 9353.667 | Distributed from 923 Generation And Fuel | 1915 |  | 0 | 0 | 0 | 0 | 0 | 0 | 0 | 0 | 0 | 0 | 0 | 0 | 0 | 0 | 0 | 0 | 0 | 0 | 0 | 0 | 0 | 0 | 0 | 0 | 10 | 0 | 0 | 0 | 0 | 0
8628 | 2018 | ID | Oneida | 829 | 2 | 0 | OP | HY | WAT | 10 | 0.236 | 20633 | 9353.667 | Distributed from 923 Generation And Fuel | 1916 |  | 0 | 0 | 0 | 0 | 0 | 0 | 0 | 0 | 0 | 0 | 0 | 0 | 0 | 0 | 0 | 0 | 0 | 0 | 0 | 0 | 0 | 0 | 0 | 0 | 10 | 0 | 0 | 0 | 0 | 0
8629 | 2018 | ID | Oneida | 829 | 3 | 0 | OP | HY | WAT | 10 | 0.236 | 20633 | 9353.667 | Distributed from 923 Generation And Fuel | 1920 |  | 0 | 0 | 0 | 0 | 0 | 0 | 0 | 0 | 0 | 0 | 0 | 0 | 0 | 0 | 0 | 0 | 0 | 0 | 0 | 0 | 0 | 0 | 0 | 0 | 10 | 0 | 0 | 0 | 0 | 0
8630 | 2018 | ID | Orchard Ranch Solar | 60010 | IPOR | 0 | OP | PV | SUN | 20 | 0.272 | 47739 | 25485 | Distributed from 923 Generation And Fuel | 2017 |  | 0 | 0 | 0 | 0 | 0 | 0 | 0 | 0 | 0 | 0 | 0 | 0 | 0 | 0 | 0 | 0 | 0 | 0 | 0 | 0 | 0 | 0 | 0 | 20 | 0 | 0 | 0 | 0 | 0 | 0
8631 | 2018 | ID | Oregon Trail Wind Park | 56439 | OTWP | 0 | OP | WT | WND | 13.5 | 0.32 | 37867 | 14196 | Distributed from 923 Generation And Fuel | 2011 |  | 0 | 0 | 0 | 0 | 0 | 0 | 0 | 0 | 0 | 0 | 0 | 0 | 0 | 0 | 0 | 0 | 0 | 0 | 0 | 0 | 0 | 0 | 0 | 0 | 0 | 0 | 0 | 0 | 0 | 13.5
8632 | 2018 | ID | Palisades Dam | 850 | 1 | 0 | OP | HY | WAT | 44.1 | 0.535 | 206802 | 93751.75 | Distributed from 923 Generation And Fuel | 1957 |  | 0 | 0 | 0 | 0 | 0 | 0 | 0 | 0 | 0 | 0 | 0 | 0 | 0 | 0 | 0 | 0 | 0 | 0 | 0 | 0 | 0 | 0 | 0 | 0 | 44.1 | 0 | 0 | 0 | 0 | 0
8633 | 2018 | ID | Palisades Dam | 850 | 2 | 0 | OP | HY | WAT | 44.1 | 0.535 | 206802 | 93751.75 | Distributed from 923 Generation And Fuel | 1957 |  | 0 | 0 | 0 | 0 | 0 | 0 | 0 | 0 | 0 | 0 | 0 | 0 | 0 | 0 | 0 | 0 | 0 | 0 | 0 | 0 | 0 | 0 | 0 | 0 | 44.1 | 0 | 0 | 0 | 0 | 0
8634 | 2018 | ID | Palisades Dam | 850 | 3 | 0 | OP | HY | WAT | 44.1 | 0.535 | 206802 | 93751.75 | Distributed from 923 Generation And Fuel | 1957 |  | 0 | 0 | 0 | 0 | 0 | 0 | 0 | 0 | 0 | 0 | 0 | 0 | 0 | 0 | 0 | 0 | 0 | 0 | 0 | 0 | 0 | 0 | 0 | 0 | 44.1 | 0 | 0 | 0 | 0 | 0
8635 | 2018 | ID | Palisades Dam | 850 | 4 | 0 | OP | HY | WAT | 44.1 | 0.535 | 206802 | 93751.75 | Distributed from 923 Generation And Fuel | 1958 |  | 0 | 0 | 0 | 0 | 0 | 0 | 0 | 0 | 0 | 0 | 0 | 0 | 0 | 0 | 0 | 0 | 0 | 0 | 0 | 0 | 0 | 0 | 0 | 0 | 44.1 | 0 | 0 | 0 | 0 | 0
8636 | 2018 | ID | Payne's Ferry | 57124 | PFWP | 0 | OP | WT | WND | 21 | 0.342 | 62994 | 23616 | Distributed from 923 Generation And Fuel | 2010 |  | 0 | 0 | 0 | 0 | 0 | 0 | 0 | 0 | 0 | 0 | 0 | 0 | 0 | 0 | 0 | 0 | 0 | 0 | 0 | 0 | 0 | 0 | 0 | 0 | 0 | 0 | 0 | 0 | 0 | 21
8637 | 2018 | ID | Pilgrim Stage Wind Park | 56440 | PSWP | 0 | OP | WT | WND | 10.5 | 0.364 | 33492 | 12556 | Distributed from 923 Generation And Fuel | 2011 |  | 0 | 0 | 0 | 0 | 0 | 0 | 0 | 0 | 0 | 0 | 0 | 0 | 0 | 0 | 0 | 0 | 0 | 0 | 0 | 0 | 0 | 0 | 0 | 0 | 0 | 0 | 0 | 0 | 0 | 10.5
8638 | 2018 | ID | Plummer Cogen | 55090 | GEN1 | 0 | OP | ST | WDS | 6.2 | 0.611 | 33180 | 14395 | EIA-923 Generator File | 1982 |  | 0 | 0 | 0 | 0 | 0 | 0 | 0 | 0 | 0 | 0 | 0 | 0 | 0 | 0 | 0 | 0 | 0 | 0 | 0 | 0 | 0 | 0 | 0 | 0 | 0 | 0 | 0 | 6.2 | 0 | 0
8639 | 2018 | ID | Post Falls | 835 | 1 | 0 | OP | HY | WAT | 2.2 | 0.571 | 10998.938 | 4986.262 | Distributed from 923 Generation And Fuel | 1907 |  | 0 | 0 | 0 | 0 | 0 | 0 | 0 | 0 | 0 | 0 | 0 | 0 | 0 | 0 | 0 | 0 | 0 | 0 | 0 | 0 | 0 | 0 | 0 | 0 | 2.2 | 0 | 0 | 0 | 0 | 0
8640 | 2018 | ID | Post Falls | 835 | 2 | 0 | OP | HY | WAT | 2.2 | 0.571 | 10998.938 | 4986.262 | Distributed from 923 Generation And Fuel | 1906 |  | 0 | 0 | 0 | 0 | 0 | 0 | 0 | 0 | 0 | 0 | 0 | 0 | 0 | 0 | 0 | 0 | 0 | 0 | 0 | 0 | 0 | 0 | 0 | 0 | 2.2 | 0 | 0 | 0 | 0 | 0
8641 | 2018 | ID | Post Falls | 835 | 3 | 0 | OP | HY | WAT | 2.2 | 0.571 | 10998.938 | 4986.262 | Distributed from 923 Generation And Fuel | 1906 |  | 0 | 0 | 0 | 0 | 0 | 0 | 0 | 0 | 0 | 0 | 0 | 0 | 0 | 0 | 0 | 0 | 0 | 0 | 0 | 0 | 0 | 0 | 0 | 0 | 2.2 | 0 | 0 | 0 | 0 | 0
8642 | 2018 | ID | Post Falls | 835 | 4 | 0 | OP | HY | WAT | 2.2 | 0.571 | 10998.938 | 4986.262 | Distributed from 923 Generation And Fuel | 1906 |  | 0 | 0 | 0 | 0 | 0 | 0 | 0 | 0 | 0 | 0 | 0 | 0 | 0 | 0 | 0 | 0 | 0 | 0 | 0 | 0 | 0 | 0 | 0 | 0 | 2.2 | 0 | 0 | 0 | 0 | 0
8643 | 2018 | ID | Post Falls | 835 | 5 | 0 | OP | HY | WAT | 2.2 | 0.571 | 10998.938 | 4986.262 | Distributed from 923 Generation And Fuel | 1908 |  | 0 | 0 | 0 | 0 | 0 | 0 | 0 | 0 | 0 | 0 | 0 | 0 | 0 | 0 | 0 | 0 | 0 | 0 | 0 | 0 | 0 | 0 | 0 | 0 | 2.2 | 0 | 0 | 0 | 0 | 0
8645 | 2018 | ID | Power County Wind Park North | 57761 | PCWPN | 0 | OP | WT | WND | 22.5 | 0.332 | 65358 | 24502 | Distributed from 923 Generation And Fuel | 2011 |  | 0 | 0 | 0 | 0 | 0 | 0 | 0 | 0 | 0 | 0 | 0 | 0 | 0 | 0 | 0 | 0 | 0 | 0 | 0 | 0 | 0 | 0 | 0 | 0 | 0 | 0 | 0 | 0 | 0 | 22.5
8646 | 2018 | ID | Power County Wind Park South | 57760 | PCWPS | 0 | OP | WT | WND | 22.5 | 0.291 | 57341 | 21497 | Distributed from 923 Generation And Fuel | 2011 |  | 0 | 0 | 0 | 0 | 0 | 0 | 0 | 0 | 0 | 0 | 0 | 0 | 0 | 0 | 0 | 0 | 0 | 0 | 0 | 0 | 0 | 0 | 0 | 0 | 0 | 0 | 0 | 0 | 0 | 22.5
8647 | 2018 | ID | Raft River Geothermal Power Plant | 56317 | 1 | 0 | OP | BT | GEO | 18 | 0.264 | 41556 | 17527.5 | Distributed from 923 Generation And Fuel | 2008 |  | 0 | 0 | 0 | 0 | 0 | 18 | 0 | 0 | 0 | 0 | 0 | 0 | 0 | 0 | 0 | 0 | 0 | 0 | 0 | 0 | 0 | 0 | 0 | 0 | 0 | 0 | 0 | 0 | 0 | 0
8649 | 2018 | ID | Rathdrum | 7456 | 1 | 0 | OP | GT | NG | 83.2 | 0.1 | 72537 | 32407.5 | Distributed from 923 Generation And Fuel | 1994 |  | 0 | 0 | 0 | 0 | 0 | 0 | 0 | 0 | 0 | 0 | 0 | 83.2 | 0 | 0 | 0 | 0 | 0 | 0 | 0 | 0 | 0 | 0 | 0 | 0 | 0 | 0 | 0 | 0 | 0 | 0
8650 | 2018 | ID | Rathdrum | 7456 | 2 | 0 | OP | GT | NG | 83.2 | 0.1 | 72537 | 32407.5 | Distributed from 923 Generation And Fuel | 1994 |  | 0 | 0 | 0 | 0 | 0 | 0 | 0 | 0 | 0 | 0 | 0 | 83.2 | 0 | 0 | 0 | 0 | 0 | 0 | 0 | 0 | 0 | 0 | 0 | 0 | 0 | 0 | 0 | 0 | 0 | 0
8651 | 2018 | ID | Rathdrum Power LLC | 55179 | CTG1 | 0 | OP | CT | NG | 179.4 | 0.654 | 1027641 | 371501 | EIA-923 Generator File | 2001 |  | 0 | 0 | 0 | 0 | 0 | 0 | 0 | 0 | 0 | 0 | 0 | 179.4 | 0 | 0 | 0 | 0 | 0 | 0 | 0 | 0 | 0 | 0 | 0 | 0 | 0 | 0 | 0 | 0 | 0 | 0
8652 | 2018 | ID | Rathdrum Power LLC | 55179 | STG1 | 1 | OP | CA | NG | 122.1 | 0.529 | 566176 | 219018 | EIA-923 Generator File | 2001 |  | 0 | 0 | 0 | 0 | 0 | 0 | 0 | 0 | 0 | 0 | 0 | 122.1 | 0 | 0 | 0 | 0 | 0 | 0 | 0 | 0 | 0 | 0 | 0 | 0 | 0 | 0 | 0 | 0 | 0 | 0
8653 | 2018 | ID | Rock Creek Dairy | 58142 | CHP1 | 0 | OP | IC | OBG | 1.6 | 0.212 | 2967.5 | 1220 | Distributed from 923 Generation And Fuel | 2012 |  | 0 | 0 | 0 | 0 | 0 | 0 | 0 | 0 | 0 | 0 | 0 | 0 | 0 | 1.6 | 0 | 0 | 0 | 0 | 0 | 0 | 0 | 0 | 0 | 0 | 0 | 0 | 0 | 0 | 0 | 0
8654 | 2018 | ID | Rock Creek Dairy | 58142 | CHP2 | 0 | OP | IC | OBG | 1.6 | 0.212 | 2967.5 | 1220 | Distributed from 923 Generation And Fuel | 2012 |  | 0 | 0 | 0 | 0 | 0 | 0 | 0 | 0 | 0 | 0 | 0 | 0 | 0 | 1.6 | 0 | 0 | 0 | 0 | 0 | 0 | 0 | 0 | 0 | 0 | 0 | 0 | 0 | 0 | 0 | 0
8655 | 2018 | ID | Rock Creek I | 50987 | GEN1 | 0 | OP | HY | WAT | 2.1 | 0.588 | 10811 | 4901 | Distributed from 923 Generation And Fuel | 1983 |  | 0 | 0 | 0 | 0 | 0 | 0 | 0 | 0 | 0 | 0 | 0 | 0 | 0 | 0 | 0 | 0 | 0 | 0 | 0 | 0 | 0 | 0 | 0 | 0 | 2.1 | 0 | 0 | 0 | 0 | 0
8656 | 2018 | ID | Rock Creek II | 10809 | GEN1 | 0 | OP | HY | WAT | 1.9 | 0.284 | 4729 | 2144 | Distributed from 923 Generation And Fuel | 1990 |  | 0 | 0 | 0 | 0 | 0 | 0 | 0 | 0 | 0 | 0 | 0 | 0 | 0 | 0 | 0 | 0 | 0 | 0 | 0 | 0 | 0 | 0 | 0 | 0 | 1.9 | 0 | 0 | 0 | 0 | 0
8657 | 2018 | ID | Rockland Wind Farm | 57766 | RLWF | 0 | OP | WT | WND | 79.2 | 0.499 | 346182 | 129782 | Distributed from 923 Generation And Fuel | 2011 |  | 0 | 0 | 0 | 0 | 0 | 0 | 0 | 0 | 0 | 0 | 0 | 0 | 0 | 0 | 0 | 0 | 0 | 0 | 0 | 0 | 0 | 0 | 0 | 0 | 0 | 0 | 0 | 0 | 0 | 79.2
8658 | 2018 | ID | Ryegrass Windfarm | 57427 | 1 | 0 | OP | WT | WND | 23 | 0.269 | 54291 | 20353 | Distributed from 923 Generation And Fuel | 2012 |  | 0 | 0 | 0 | 0 | 0 | 0 | 0 | 0 | 0 | 0 | 0 | 0 | 0 | 0 | 0 | 0 | 0 | 0 | 0 | 0 | 0 | 0 | 0 | 0 | 0 | 0 | 0 | 0 | 0 | 23
8664 | 2018 | ID | Salmon Falls Wind Park | 56441 | SFWP | 0 | OP | WT | WND | 21 | 0.353 | 65012 | 24373 | Distributed from 923 Generation And Fuel | 2011 |  | 0 | 0 | 0 | 0 | 0 | 0 | 0 | 0 | 0 | 0 | 0 | 0 | 0 | 0 | 0 | 0 | 0 | 0 | 0 | 0 | 0 | 0 | 0 | 0 | 0 | 0 | 0 | 0 | 0 | 21
8665 | 2018 | ID | Sawtooth Wind Project | 57749 | ST | 0 | OP | WT | WND | 22.4 | 0.272 | 53285 | 19976 | Distributed from 923 Generation And Fuel | 2011 |  | 0 | 0 | 0 | 0 | 0 | 0 | 0 | 0 | 0 | 0 | 0 | 0 | 0 | 0 | 0 | 0 | 0 | 0 | 0 | 0 | 0 | 0 | 0 | 0 | 0 | 0 | 0 | 0 | 0 | 22.4
8666 | 2018 | ID | Shoshone Falls | 818 | 3 | 0 | OP | HY | WAT | 11.5 | 0.643 | 64737.177 | 29347.687 | Distributed from 923 Generation And Fuel | 1921 |  | 0 | 0 | 0 | 0 | 0 | 0 | 0 | 0 | 0 | 0 | 0 | 0 | 0 | 0 | 0 | 0 | 0 | 0 | 0 | 0 | 0 | 0 | 0 | 0 | 11.5 | 0 | 0 | 0 | 0 | 0
8670 | 2018 | ID | Simcoe Solar | 60748 | IDSS | 0 | OP | PV | SUN | 20 | 0.281 | 49203 | 26266 | Distributed from 923 Generation And Fuel | 2017 |  | 0 | 0 | 0 | 0 | 0 | 0 | 0 | 0 | 0 | 0 | 0 | 0 | 0 | 0 | 0 | 0 | 0 | 0 | 0 | 0 | 0 | 0 | 0 | 20 | 0 | 0 | 0 | 0 | 0 | 0
8671 | 2018 | ID | Simplot Leasing Don Plant | 50274 | GEN1 | 1 | OP | ST | WH | 15.9 | 0.459 | 63972 | 24543 | Distributed from 923 Generation And Fuel | 1986 |  | 0 | 0 | 0 | 0 | 0 | 0 | 0 | 0 | 0 | 0 | 0 | 0 | 0 | 0 | 0 | 0 | 0 | 0 | 0 | 0 | 0 | 0 | 0 | 0 | 0 | 0 | 0 | 0 | 15.9 | 0
8672 | 2018 | ID | Smith Falls Hydro Project | 54249 | GEN1 | 0 | OP | HY | WAT | 18 | 0.168 | 26471.339 | 12000.472 | Distributed from 923 Generation And Fuel | 1990 |  | 0 | 0 | 0 | 0 | 0 | 0 | 0 | 0 | 0 | 0 | 0 | 0 | 0 | 0 | 0 | 0 | 0 | 0 | 0 | 0 | 0 | 0 | 0 | 0 | 18 | 0 | 0 | 0 | 0 | 0
8673 | 2018 | ID | Smith Falls Hydro Project | 54249 | GEN2 | 0 | OP | HY | WAT | 18 | 0.168 | 26471.339 | 12000.472 | Distributed from 923 Generation And Fuel | 1990 |  | 0 | 0 | 0 | 0 | 0 | 0 | 0 | 0 | 0 | 0 | 0 | 0 | 0 | 0 | 0 | 0 | 0 | 0 | 0 | 0 | 0 | 0 | 0 | 0 | 18 | 0 | 0 | 0 | 0 | 0
8674 | 2018 | ID | Smith Falls Hydro Project | 54249 | GEN3 | 0 | OP | HY | WAT | 2.1 | 0.168 | 3088.323 | 1400.055 | Distributed from 923 Generation And Fuel | 1989 |  | 0 | 0 | 0 | 0 | 0 | 0 | 0 | 0 | 0 | 0 | 0 | 0 | 0 | 0 | 0 | 0 | 0 | 0 | 0 | 0 | 0 | 0 | 0 | 0 | 2.1 | 0 | 0 | 0 | 0 | 0
8675 | 2018 | ID | Soda | 831 | 1 | 0 | OP | HY | WAT | 7.5 | 0.235 | 15408.103 | 6985.345 | Distributed from 923 Generation And Fuel | 1924 |  | 0 | 0 | 0 | 0 | 0 | 0 | 0 | 0 | 0 | 0 | 0 | 0 | 0 | 0 | 0 | 0 | 0 | 0 | 0 | 0 | 0 | 0 | 0 | 0 | 7.5 | 0 | 0 | 0 | 0 | 0
8676 | 2018 | ID | Soda | 831 | 2 | 0 | OP | HY | WAT | 7 | 0.235 | 14380.897 | 6519.655 | Distributed from 923 Generation And Fuel | 1924 |  | 0 | 0 | 0 | 0 | 0 | 0 | 0 | 0 | 0 | 0 | 0 | 0 | 0 | 0 | 0 | 0 | 0 | 0 | 0 | 0 | 0 | 0 | 0 | 0 | 7 | 0 | 0 | 0 | 0 | 0
8677 | 2018 | ID | South Forks Hydro | 10296 | GEN1 | 0 | OP | HY | WAT | 4 | 0.423 | 14808 | 6713 | Distributed from 923 Generation And Fuel | 1984 |  | 0 | 0 | 0 | 0 | 0 | 0 | 0 | 0 | 0 | 0 | 0 | 0 | 0 | 0 | 0 | 0 | 0 | 0 | 0 | 0 | 0 | 0 | 0 | 0 | 4 | 0 | 0 | 0 | 0 | 0
8678 | 2018 | ID | South Forks Hydro | 10296 | GEN2 | 0 | OP | HY | WAT | 4 | 0.423 | 14808 | 6713 | Distributed from 923 Generation And Fuel | 1984 |  | 0 | 0 | 0 | 0 | 0 | 0 | 0 | 0 | 0 | 0 | 0 | 0 | 0 | 0 | 0 | 0 | 0 | 0 | 0 | 0 | 0 | 0 | 0 | 0 | 4 | 0 | 0 | 0 | 0 | 0
8679 | 2018 | ID | Swan Falls | 819 | 1 | 0 | OP | HY | WAT | 12.5 | 0.565 | 61863.5 | 28045 | Distributed from 923 Generation And Fuel | 1994 |  | 0 | 0 | 0 | 0 | 0 | 0 | 0 | 0 | 0 | 0 | 0 | 0 | 0 | 0 | 0 | 0 | 0 | 0 | 0 | 0 | 0 | 0 | 0 | 0 | 12.5 | 0 | 0 | 0 | 0 | 0
8680 | 2018 | ID | Swan Falls | 819 | 2 | 0 | OP | HY | WAT | 12.5 | 0.565 | 61863.5 | 28045 | Distributed from 923 Generation And Fuel | 1994 |  | 0 | 0 | 0 | 0 | 0 | 0 | 0 | 0 | 0 | 0 | 0 | 0 | 0 | 0 | 0 | 0 | 0 | 0 | 0 | 0 | 0 | 0 | 0 | 0 | 12.5 | 0 | 0 | 0 | 0 | 0
8681 | 2018 | ID | Tamarack Energy Partnership | 50099 | GEN1 | 0 | OP | ST | WDS | 6.2 | 0.477 | 25911 | 12117 | EIA-923 Generator File | 1983 |  | 0 | 0 | 0 | 0 | 0 | 0 | 0 | 0 | 0 | 0 | 0 | 0 | 0 | 0 | 0 | 0 | 0 | 0 | 0 | 0 | 0 | 0 | 0 | 0 | 0 | 0 | 0 | 6.2 | 0 | 0
8685 | 2018 | ID | Thousand Springs Wind Park | 56442 | TSWP | 0 | OP | WT | WND | 12 | 0.309 | 32515 | 12190 | Distributed from 923 Generation And Fuel | 2011 |  | 0 | 0 | 0 | 0 | 0 | 0 | 0 | 0 | 0 | 0 | 0 | 0 | 0 | 0 | 0 | 0 | 0 | 0 | 0 | 0 | 0 | 0 | 0 | 0 | 0 | 0 | 0 | 0 | 0 | 12
8686 | 2018 | ID | Tuana Gulch Wind Park | 56443 | TGWP | 0 | OP | WT | WND | 10.5 | 0.325 | 29883 | 11203 | Distributed from 923 Generation And Fuel | 2011 |  | 0 | 0 | 0 | 0 | 0 | 0 | 0 | 0 | 0 | 0 | 0 | 0 | 0 | 0 | 0 | 0 | 0 | 0 | 0 | 0 | 0 | 0 | 0 | 0 | 0 | 0 | 0 | 0 | 0 | 10.5
8687 | 2018 | ID | Tuana Springs | 57136 | 1 | 0 | OP | WT | WND | 16.8 | 0.225 | 33153 | 12429 | Distributed from 923 Generation And Fuel | 2010 |  | 0 | 0 | 0 | 0 | 0 | 0 | 0 | 0 | 0 | 0 | 0 | 0 | 0 | 0 | 0 | 0 | 0 | 0 | 0 | 0 | 0 | 0 | 0 | 0 | 0 | 0 | 0 | 0 | 0 | 16.8
8688 | 2018 | ID | Twin Falls (ID) | 821 | 1 | 0 | OP | HY | WAT | 8.4 | 0.568 | 41767.127 | 18934.748 | Distributed from 923 Generation And Fuel | 1935 |  | 0 | 0 | 0 | 0 | 0 | 0 | 0 | 0 | 0 | 0 | 0 | 0 | 0 | 0 | 0 | 0 | 0 | 0 | 0 | 0 | 0 | 0 | 0 | 0 | 8.4 | 0 | 0 | 0 | 0 | 0
8689 | 2018 | ID | Twin Falls (ID) | 821 | 2 | 0 | OP | HY | WAT | 44.3 | 0.568 | 220271.873 | 99858.252 | Distributed from 923 Generation And Fuel | 1995 |  | 0 | 0 | 0 | 0 | 0 | 0 | 0 | 0 | 0 | 0 | 0 | 0 | 0 | 0 | 0 | 0 | 0 | 0 | 0 | 0 | 0 | 0 | 0 | 0 | 44.3 | 0 | 0 | 0 | 0 | 0
8690 | 2018 | ID | Two Ponds Windfarm | 57444 | 1 | 0 | OP | WT | WND | 23 | 0.294 | 59244 | 22210 | Distributed from 923 Generation And Fuel | 2012 |  | 0 | 0 | 0 | 0 | 0 | 0 | 0 | 0 | 0 | 0 | 0 | 0 | 0 | 0 | 0 | 0 | 0 | 0 | 0 | 0 | 0 | 0 | 0 | 0 | 0 | 0 | 0 | 0 | 0 | 23
8703 | 2018 | ID | Upper Malad | 823 | 1 | 0 | OP | HY | WAT | 8.3 | 0.505 | 36697 | 16636 | Distributed from 923 Generation And Fuel | 1948 |  | 0 | 0 | 0 | 0 | 0 | 0 | 0 | 0 | 0 | 0 | 0 | 0 | 0 | 0 | 0 | 0 | 0 | 0 | 0 | 0 | 0 | 0 | 0 | 0 | 8.3 | 0 | 0 | 0 | 0 | 0
8704 | 2018 | ID | Upper Power Plant | 844 | 4 | 0 | OP | HY | WAT | 8 | 0.748 | 52418 | 23763 | Distributed from 923 Generation And Fuel | 1982 |  | 0 | 0 | 0 | 0 | 0 | 0 | 0 | 0 | 0 | 0 | 0 | 0 | 0 | 0 | 0 | 0 | 0 | 0 | 0 | 0 | 0 | 0 | 0 | 0 | 8 | 0 | 0 | 0 | 0 | 0
8705 | 2018 | ID | Upper Salmon A | 822 | 1 | 0 | OP | HY | WAT | 9 | 0.8 | 63083 | 28598 | Distributed from 923 Generation And Fuel | 1937 |  | 0 | 0 | 0 | 0 | 0 | 0 | 0 | 0 | 0 | 0 | 0 | 0 | 0 | 0 | 0 | 0 | 0 | 0 | 0 | 0 | 0 | 0 | 0 | 0 | 9 | 0 | 0 | 0 | 0 | 0
8706 | 2018 | ID | Upper Salmon A | 822 | 2 | 0 | OP | HY | WAT | 9 | 0.8 | 63083 | 28598 | Distributed from 923 Generation And Fuel | 1937 |  | 0 | 0 | 0 | 0 | 0 | 0 | 0 | 0 | 0 | 0 | 0 | 0 | 0 | 0 | 0 | 0 | 0 | 0 | 0 | 0 | 0 | 0 | 0 | 0 | 9 | 0 | 0 | 0 | 0 | 0
8707 | 2018 | ID | Upper Salmon B | 7079 | 1 | 0 | OP | HY | WAT | 8.2 | 0.822 | 59077.77 | 26782.194 | Distributed from 923 Generation And Fuel | 1947 |  | 0 | 0 | 0 | 0 | 0 | 0 | 0 | 0 | 0 | 0 | 0 | 0 | 0 | 0 | 0 | 0 | 0 | 0 | 0 | 0 | 0 | 0 | 0 | 0 | 8.2 | 0 | 0 | 0 | 0 | 0
8708 | 2018 | ID | Upper Salmon B | 7079 | 2 | 0 | OP | HY | WAT | 8.3 | 0.822 | 59798.23 | 27108.806 | Distributed from 923 Generation And Fuel | 1947 |  | 0 | 0 | 0 | 0 | 0 | 0 | 0 | 0 | 0 | 0 | 0 | 0 | 0 | 0 | 0 | 0 | 0 | 0 | 0 | 0 | 0 | 0 | 0 | 0 | 8.3 | 0 | 0 | 0 | 0 | 0
8709 | 2018 | ID | Wilson Lake Hydroelectric Project | 54306 | 1 | 0 | OP | HY | WAT | 4.2 | 0.362 | 13336 | 6045.5 | Distributed from 923 Generation And Fuel | 1993 |  | 0 | 0 | 0 | 0 | 0 | 0 | 0 | 0 | 0 | 0 | 0 | 0 | 0 | 0 | 0 | 0 | 0 | 0 | 0 | 0 | 0 | 0 | 0 | 0 | 4.2 | 0 | 0 | 0 | 0 | 0
8710 | 2018 | ID | Wilson Lake Hydroelectric Project | 54306 | 2 | 0 | OP | HY | WAT | 4.2 | 0.362 | 13336 | 6045.5 | Distributed from 923 Generation And Fuel | 1993 |  | 0 | 0 | 0 | 0 | 0 | 0 | 0 | 0 | 0 | 0 | 0 | 0 | 0 | 0 | 0 | 0 | 0 | 0 | 0 | 0 | 0 | 0 | 0 | 0 | 4.2 | 0 | 0 | 0 | 0 | 0
8711 | 2018 | ID | Wolverine Creek | 56301 | 1 | 0 | OP | WT | WND | 64.5 | 0.303 | 171358 | 64241 | Distributed from 923 Generation And Fuel | 2006 |  | 0 | 0 | 0 | 0 | 0 | 0 | 0 | 0 | 0 | 0 | 0 | 0 | 0 | 0 | 0 | 0 | 0 | 0 | 0 | 0 | 0 | 0 | 0 | 0 | 0 | 0 | 0 | 0 | 0 | 64.5
8712 | 2018 | ID | Yahoo Creek | 57126 | YCWP | 0 | OP | WT | WND | 21 | 0.344 | 63278 | 23723 | Distributed from 923 Generation And Fuel | 2010 |  | 0 | 0 | 0 | 0 | 0 | 0 | 0 | 0 | 0 | 0 | 0 | 0 | 0 | 0 | 0 | 0 | 0 | 0 | 0 | 0 | 0 | 0 | 0 | 0 | 0 | 0 | 0 | 0 | 0 | 21
[16 empty] | Sum | 0 | 0 | 10.2 | 93.8 | 0 | 18 | 0 | 8 | 0 | 0 | 0 | 1241.7 | 0 | 15.7 | 0 | 0 | 0 | 0 | 0 | 0 | 0 | 0 | 0 | 240 | 2655.7 | 0 | 0 | 12.4 | 15.9 | 974.4 | 5285.8
[16 empty] | % | 0% | 0% | 0.193% | 1.775% | 0% | 0.3405% | 0% | 0.1513% | 0% | 0% | 0% | 23.49% | 0% | 0.297% | 0% | 0% | 0% | 0% | 0% | 0% | 0% | 0% | 0% | 4.54% | 50.24% | 0% | 0% | 0.2346% | 0.3008% | 18.43%

## eGRID MO
| eGRID2018 Generator file sequence number | Data Year | Plant state abbreviation | Plant name | DOE/EIA ORIS plant or facility code | Generator ID | Number of associated boilers | Generator status | Generator prime mover type | Generator primary fuel | Generator nameplate capacity (MW) | Generator capacity factor | Generator annual net generation (MWh) | Generator ozone season net generation (MWh) | Generation data source | Generator year on-line | Generator planned or actual retirement year | AB | BFG | BIT | BLQ | DFO | GEO | JF | LFG | LIG | MSW | MWH | NG | NUC | OBG | OBS | OG | OTH | PC | PG | PRG | PUR | RC | SUB | SUN | WAT | WC | WDL | WDS | WH | WND
1 | 14898 | 2018 | MO | Ameresco Jefferson City | 56896 | 1 | 0 | OP | IC | LFG | 1 | 0.893 | 7820 | 3514 | Distributed from 923 Generation And Fuel | 2009 |  | 0 | 0 | 0 | 0 | 0 | 0 | 0 | 1 | 0 | 0 | 0 | 0 | 0 | 0 | 0 | 0 | 0 | 0 | 0 | 0 | 0 | 0 | 0 | 0 | 0 | 0 | 0 | 0 | 0 | 0
2 | 14899 | 2018 | MO | Ameresco Jefferson City | 56896 | 2 | 0 | OP | IC | LFG | 1 | 0.893 | 7820 | 3514 | Distributed from 923 Generation And Fuel | 2009 |  | 0 | 0 | 0 | 0 | 0 | 0 | 0 | 1 | 0 | 0 | 0 | 0 | 0 | 0 | 0 | 0 | 0 | 0 | 0 | 0 | 0 | 0 | 0 | 0 | 0 | 0 | 0 | 0 | 0 | 0
3 | 14900 | 2018 | MO | Ameresco Jefferson City | 56896 | 3 | 0 | OP | IC | LFG | 1 | 0.893 | 7820 | 3514 | Distributed from 923 Generation And Fuel | 2009 |  | 0 | 0 | 0 | 0 | 0 | 0 | 0 | 1 | 0 | 0 | 0 | 0 | 0 | 0 | 0 | 0 | 0 | 0 | 0 | 0 | 0 | 0 | 0 | 0 | 0 | 0 | 0 | 0 | 0 | 0
4 | 14902 | 2018 | MO | Anheuser-Busch St Louis | 10430 | GEN3 | 6 | OP | ST | NG | 11 | 0.443 | 42676 | 14811 | EIA-923 Generator File | 1948 |  | 0 | 0 | 0 | 0 | 0 | 0 | 0 | 0 | 0 | 0 | 0 | 11 | 0 | 0 | 0 | 0 | 0 | 0 | 0 | 0 | 0 | 0 | 0 | 0 | 0 | 0 | 0 | 0 | 0 | 0
5 | 14904 | 2018 | MO | Asbury | 2076 | 1 | 1 | OP | ST | SUB | 212.8 | 0.452 | 842928 | 474513 | EIA-923 Generator File | 1970 | 2020 | 0 | 0 | 0 | 0 | 0 | 0 | 0 | 0 | 0 | 0 | 0 | 0 | 0 | 0 | 0 | 0 | 0 | 0 | 0 | 0 | 0 | 0 | 212.8 | 0 | 0 | 0 | 0 | 0 | 0 | 0
6 | 14906 | 2018 | MO | Audrain Generating Station | 55234 | GT1 | 0 | OP | GT | NG | 101.8 | 0.007 | 6309.125 | 3257.375 | Distributed from 923 Generation And Fuel | 2001 |  | 0 | 0 | 0 | 0 | 0 | 0 | 0 | 0 | 0 | 0 | 0 | 101.8 | 0 | 0 | 0 | 0 | 0 | 0 | 0 | 0 | 0 | 0 | 0 | 0 | 0 | 0 | 0 | 0 | 0 | 0
7 | 14907 | 2018 | MO | Audrain Generating Station | 55234 | GT2 | 0 | OP | GT | NG | 101.8 | 0.007 | 6309.125 | 3257.375 | Distributed from 923 Generation And Fuel | 2001 |  | 0 | 0 | 0 | 0 | 0 | 0 | 0 | 0 | 0 | 0 | 0 | 101.8 | 0 | 0 | 0 | 0 | 0 | 0 | 0 | 0 | 0 | 0 | 0 | 0 | 0 | 0 | 0 | 0 | 0 | 0
8 | 14908 | 2018 | MO | Audrain Generating Station | 55234 | GT3 | 0 | OP | GT | NG | 101.8 | 0.007 | 6309.125 | 3257.375 | Distributed from 923 Generation And Fuel | 2001 |  | 0 | 0 | 0 | 0 | 0 | 0 | 0 | 0 | 0 | 0 | 0 | 101.8 | 0 | 0 | 0 | 0 | 0 | 0 | 0 | 0 | 0 | 0 | 0 | 0 | 0 | 0 | 0 | 0 | 0 | 0
9 | 14909 | 2018 | MO | Audrain Generating Station | 55234 | GT4 | 0 | OP | GT | NG | 101.8 | 0.007 | 6309.125 | 3257.375 | Distributed from 923 Generation And Fuel | 2001 |  | 0 | 0 | 0 | 0 | 0 | 0 | 0 | 0 | 0 | 0 | 0 | 101.8 | 0 | 0 | 0 | 0 | 0 | 0 | 0 | 0 | 0 | 0 | 0 | 0 | 0 | 0 | 0 | 0 | 0 | 0
10 | 14910 | 2018 | MO | Audrain Generating Station | 55234 | GT5 | 0 | OP | GT | NG | 101.8 | 0.007 | 6309.125 | 3257.375 | Distributed from 923 Generation And Fuel | 2001 |  | 0 | 0 | 0 | 0 | 0 | 0 | 0 | 0 | 0 | 0 | 0 | 101.8 | 0 | 0 | 0 | 0 | 0 | 0 | 0 | 0 | 0 | 0 | 0 | 0 | 0 | 0 | 0 | 0 | 0 | 0
11 | 14911 | 2018 | MO | Audrain Generating Station | 55234 | GT6 | 0 | OP | GT | NG | 101.8 | 0.007 | 6309.125 | 3257.375 | Distributed from 923 Generation And Fuel | 2001 |  | 0 | 0 | 0 | 0 | 0 | 0 | 0 | 0 | 0 | 0 | 0 | 101.8 | 0 | 0 | 0 | 0 | 0 | 0 | 0 | 0 | 0 | 0 | 0 | 0 | 0 | 0 | 0 | 0 | 0 | 0
12 | 14912 | 2018 | MO | Audrain Generating Station | 55234 | GT7 | 0 | OP | GT | NG | 101.8 | 0.007 | 6309.125 | 3257.375 | Distributed from 923 Generation And Fuel | 2001 |  | 0 | 0 | 0 | 0 | 0 | 0 | 0 | 0 | 0 | 0 | 0 | 101.8 | 0 | 0 | 0 | 0 | 0 | 0 | 0 | 0 | 0 | 0 | 0 | 0 | 0 | 0 | 0 | 0 | 0 | 0
13 | 14913 | 2018 | MO | Audrain Generating Station | 55234 | GT8 | 0 | OP | GT | NG | 101.8 | 0.007 | 6309.125 | 3257.375 | Distributed from 923 Generation And Fuel | 2001 |  | 0 | 0 | 0 | 0 | 0 | 0 | 0 | 0 | 0 | 0 | 0 | 101.8 | 0 | 0 | 0 | 0 | 0 | 0 | 0 | 0 | 0 | 0 | 0 | 0 | 0 | 0 | 0 | 0 | 0 | 0
14 | 14914 | 2018 | MO | Black Oak Power Producers | 59310 | GEN1 | 0 | OP | IC | LFG | 2 | 0.446 | 7813.5 | 3511 | Distributed from 923 Generation And Fuel | 2014 |  | 0 | 0 | 0 | 0 | 0 | 0 | 0 | 2 | 0 | 0 | 0 | 0 | 0 | 0 | 0 | 0 | 0 | 0 | 0 | 0 | 0 | 0 | 0 | 0 | 0 | 0 | 0 | 0 | 0 | 0
15 | 14915 | 2018 | MO | Black Oak Power Producers | 59310 | GEN2 | 0 | OP | IC | LFG | 2 | 0.446 | 7813.5 | 3511 | Distributed from 923 Generation And Fuel | 2014 |  | 0 | 0 | 0 | 0 | 0 | 0 | 0 | 2 | 0 | 0 | 0 | 0 | 0 | 0 | 0 | 0 | 0 | 0 | 0 | 0 | 0 | 0 | 0 | 0 | 0 | 0 | 0 | 0 | 0 | 0
16 | 14916 | 2018 | MO | Blue Valley | 2132 | 2 | 1 | OP | ST | NG | 25 | 0.014 | 2991 | 2111 | EIA-923 Generator File | 1958 |  | 0 | 0 | 0 | 0 | 0 | 0 | 0 | 0 | 0 | 0 | 0 | 25 | 0 | 0 | 0 | 0 | 0 | 0 | 0 | 0 | 0 | 0 | 0 | 0 | 0 | 0 | 0 | 0 | 0 | 0
17 | 14917 | 2018 | MO | Blue Valley | 2132 | 3 | 1 | OP | ST | NG | 65 | 0.025 | 13977 | 7787 | EIA-923 Generator File | 1965 |  | 0 | 0 | 0 | 0 | 0 | 0 | 0 | 0 | 0 | 0 | 0 | 65 | 0 | 0 | 0 | 0 | 0 | 0 | 0 | 0 | 0 | 0 | 0 | 0 | 0 | 0 | 0 | 0 | 0 | 0
18 | 14918 | 2018 | MO | Blue Valley | 2132 | ST1 | 1 | OP | ST | NG | 25 | 0.011 | 2461 | 1718 | EIA-923 Generator File | 1958 |  | 0 | 0 | 0 | 0 | 0 | 0 | 0 | 0 | 0 | 0 | 0 | 25 | 0 | 0 | 0 | 0 | 0 | 0 | 0 | 0 | 0 | 0 | 0 | 0 | 0 | 0 | 0 | 0 | 0 | 0
19 | 14920 | 2018 | MO | Bluegrass Ridge | 56555 | 1 | 0 | OP | WT | WND | 56.7 | 0.23 | 114043 | 40969 | Distributed from 923 Generation And Fuel | 2007 |  | 0 | 0 | 0 | 0 | 0 | 0 | 0 | 0 | 0 | 0 | 0 | 0 | 0 | 0 | 0 | 0 | 0 | 0 | 0 | 0 | 0 | 0 | 0 | 0 | 0 | 0 | 0 | 0 | 0 | 56.7
20 | 14925 | 2018 | MO | Butler Municipal Power Plant | 2115 | NG2 | 0 | OP | IC | DFO | 2 | 0 | 8.446 | 3.774 | Data from EIA-923 Generator File overwritten with distributed data from EIA-923 Generation and Fuel | 2000 |  | 0 | 0 | 0 | 0 | 2 | 0 | 0 | 0 | 0 | 0 | 0 | 0 | 0 | 0 | 0 | 0 | 0 | 0 | 0 | 0 | 0 | 0 | 0 | 0 | 0 | 0 | 0 | 0 | 0 | 0
21 | 14927 | 2018 | MO | Butler Municipal Power Plant | 2115 | SG2 | 0 | OP | IC | DFO | 2 | 0 | 8.446 | 3.774 | Data from EIA-923 Generator File overwritten with distributed data from EIA-923 Generation and Fuel | 2000 |  | 0 | 0 | 0 | 0 | 2 | 0 | 0 | 0 | 0 | 0 | 0 | 0 | 0 | 0 | 0 | 0 | 0 | 0 | 0 | 0 | 0 | 0 | 0 | 0 | 0 | 0 | 0 | 0 | 0 | 0
22 | 14929 | 2018 | MO | Butler Solar Power Project | 58959 | BSF1 | 0 | OP | PV | SUN | 2.8 | 0.167 | 4086 | 2159 | Distributed from 923 Generation And Fuel | 2014 |  | 0 | 0 | 0 | 0 | 0 | 0 | 0 | 0 | 0 | 0 | 0 | 0 | 0 | 0 | 0 | 0 | 0 | 0 | 0 | 0 | 0 | 0 | 0 | 2.8 | 0 | 0 | 0 | 0 | 0 | 0
23 | 14930 | 2018 | MO | Callaway | 6153 | 1 | 1 | OP | ST | NUC | 1235.8 | 0.984 | 10655279 | 4391290 | Distributed from 923 Generation And Fuel | 1984 |  | 0 | 0 | 0 | 0 | 0 | 0 | 0 | 0 | 0 | 0 | 0 | 0 | 1235.8 | 0 | 0 | 0 | 0 | 0 | 0 | 0 | 0 | 0 | 0 | 0 | 0 | 0 | 0 | 0 | 0 | 0
24 | 14931 | 2018 | MO | Carrollton | 2120 | 10 | 0 | OP | IC | NG | 6.1 | 0 | 0 | 0 | Distributed from 923 Generation And Fuel | 1972 |  | 0 | 0 | 0 | 0 | 0 | 0 | 0 | 0 | 0 | 0 | 0 | 6.1 | 0 | 0 | 0 | 0 | 0 | 0 | 0 | 0 | 0 | 0 | 0 | 0 | 0 | 0 | 0 | 0 | 0 | 0
25 | 14932 | 2018 | MO | Carrollton | 2120 | 11 | 0 | OP | IC | DFO | 2 | 0 | 0 | 0 | Distributed from 923 Generation And Fuel | 2001 |  | 0 | 0 | 0 | 0 | 2 | 0 | 0 | 0 | 0 | 0 | 0 | 0 | 0 | 0 | 0 | 0 | 0 | 0 | 0 | 0 | 0 | 0 | 0 | 0 | 0 | 0 | 0 | 0 | 0 | 0
26 | 14933 | 2018 | MO | Carrollton | 2120 | 3 | 0 | OP | IC | NG | 1.8 | 0 | 0 | 0 | Distributed from 923 Generation And Fuel | 1947 |  | 0 | 0 | 0 | 0 | 0 | 0 | 0 | 0 | 0 | 0 | 0 | 1.8 | 0 | 0 | 0 | 0 | 0 | 0 | 0 | 0 | 0 | 0 | 0 | 0 | 0 | 0 | 0 | 0 | 0 | 0
27 | 14934 | 2018 | MO | Carrollton | 2120 | 7 | 0 | OP | IC | NG | 2.5 | 0 | 0 | 0 | Distributed from 923 Generation And Fuel | 1959 |  | 0 | 0 | 0 | 0 | 0 | 0 | 0 | 0 | 0 | 0 | 0 | 2.5 | 0 | 0 | 0 | 0 | 0 | 0 | 0 | 0 | 0 | 0 | 0 | 0 | 0 | 0 | 0 | 0 | 0 | 0
28 | 14935 | 2018 | MO | Carrollton | 2120 | 8 | 0 | OP | IC | NG | 4.1 | 0 | 0 | 0 | Distributed from 923 Generation And Fuel | 1966 |  | 0 | 0 | 0 | 0 | 0 | 0 | 0 | 0 | 0 | 0 | 0 | 4.1 | 0 | 0 | 0 | 0 | 0 | 0 | 0 | 0 | 0 | 0 | 0 | 0 | 0 | 0 | 0 | 0 | 0 | 0
29 | 14936 | 2018 | MO | Carrollton | 2120 | 9 | 0 | OP | IC | NG | 4.1 | 0 | 0 | 0 | Distributed from 923 Generation And Fuel | 1970 |  | 0 | 0 | 0 | 0 | 0 | 0 | 0 | 0 | 0 | 0 | 0 | 4.1 | 0 | 0 | 0 | 0 | 0 | 0 | 0 | 0 | 0 | 0 | 0 | 0 | 0 | 0 | 0 | 0 | 0 | 0
30 | 14943 | 2018 | MO | Carthage | 2121 | 11 | 0 | OP | IC | NG | 4.5 | 0 | -1.938 | -0.969 | Distributed from 923 Generation And Fuel | 1970 |  | 0 | 0 | 0 | 0 | 0 | 0 | 0 | 0 | 0 | 0 | 0 | 4.5 | 0 | 0 | 0 | 0 | 0 | 0 | 0 | 0 | 0 | 0 | 0 | 0 | 0 | 0 | 0 | 0 | 0 | 0
31 | 14944 | 2018 | MO | Carthage | 2121 | 12 | 0 | OP | IC | NG | 4.5 | 0 | -1.938 | -0.969 | Distributed from 923 Generation And Fuel | 1971 |  | 0 | 0 | 0 | 0 | 0 | 0 | 0 | 0 | 0 | 0 | 0 | 4.5 | 0 | 0 | 0 | 0 | 0 | 0 | 0 | 0 | 0 | 0 | 0 | 0 | 0 | 0 | 0 | 0 | 0 | 0
32 | 14945 | 2018 | MO | Carthage | 2121 | 13 | 0 | OP | IC | NG | 6 | 0 | -2.584 | -1.292 | Distributed from 923 Generation And Fuel | 1976 |  | 0 | 0 | 0 | 0 | 0 | 0 | 0 | 0 | 0 | 0 | 0 | 6 | 0 | 0 | 0 | 0 | 0 | 0 | 0 | 0 | 0 | 0 | 0 | 0 | 0 | 0 | 0 | 0 | 0 | 0
33 | 14946 | 2018 | MO | Carthage | 2121 | 14 | 0 | OP | IC | NG | 6 | 0 | -2.584 | -1.292 | Distributed from 923 Generation And Fuel | 1976 |  | 0 | 0 | 0 | 0 | 0 | 0 | 0 | 0 | 0 | 0 | 0 | 6 | 0 | 0 | 0 | 0 | 0 | 0 | 0 | 0 | 0 | 0 | 0 | 0 | 0 | 0 | 0 | 0 | 0 | 0
34 | 14951 | 2018 | MO | Chillicothe | 2122 | D1 | 0 | OP | IC | DFO | 2 | 0.001 | 15.8 | 7 | Distributed from 923 Generation And Fuel | 2003 |  | 0 | 0 | 0 | 0 | 2 | 0 | 0 | 0 | 0 | 0 | 0 | 0 | 0 | 0 | 0 | 0 | 0 | 0 | 0 | 0 | 0 | 0 | 0 | 0 | 0 | 0 | 0 | 0 | 0 | 0
35 | 14952 | 2018 | MO | Chillicothe | 2122 | D2 | 0 | OP | IC | DFO | 2 | 0.001 | 15.8 | 7 | Distributed from 923 Generation And Fuel | 2003 |  | 0 | 0 | 0 | 0 | 2 | 0 | 0 | 0 | 0 | 0 | 0 | 0 | 0 | 0 | 0 | 0 | 0 | 0 | 0 | 0 | 0 | 0 | 0 | 0 | 0 | 0 | 0 | 0 | 0 | 0
36 | 14953 | 2018 | MO | Chillicothe | 2122 | D3 | 0 | OP | IC | DFO | 2 | 0.001 | 15.8 | 7 | Distributed from 923 Generation And Fuel | 2003 |  | 0 | 0 | 0 | 0 | 2 | 0 | 0 | 0 | 0 | 0 | 0 | 0 | 0 | 0 | 0 | 0 | 0 | 0 | 0 | 0 | 0 | 0 | 0 | 0 | 0 | 0 | 0 | 0 | 0 | 0
37 | 14954 | 2018 | MO | Chillicothe | 2122 | D4 | 0 | OP | IC | DFO | 2 | 0.001 | 15.8 | 7 | Distributed from 923 Generation And Fuel | 2003 |  | 0 | 0 | 0 | 0 | 2 | 0 | 0 | 0 | 0 | 0 | 0 | 0 | 0 | 0 | 0 | 0 | 0 | 0 | 0 | 0 | 0 | 0 | 0 | 0 | 0 | 0 | 0 | 0 | 0 | 0
38 | 14955 | 2018 | MO | Chillicothe | 2122 | D5 | 0 | OP | IC | DFO | 2 | 0.001 | 15.8 | 7 | Distributed from 923 Generation And Fuel | 2003 |  | 0 | 0 | 0 | 0 | 2 | 0 | 0 | 0 | 0 | 0 | 0 | 0 | 0 | 0 | 0 | 0 | 0 | 0 | 0 | 0 | 0 | 0 | 0 | 0 | 0 | 0 | 0 | 0 | 0 | 0
39 | 14956 | 2018 | MO | Chillicothe | 2122 | GT1 | 0 | OP | GT | NG | 40 | 0.004 | 1470.5 | 732.5 | Distributed from 923 Generation And Fuel | 1986 |  | 0 | 0 | 0 | 0 | 0 | 0 | 0 | 0 | 0 | 0 | 0 | 40 | 0 | 0 | 0 | 0 | 0 | 0 | 0 | 0 | 0 | 0 | 0 | 0 | 0 | 0 | 0 | 0 | 0 | 0
40 | 14957 | 2018 | MO | Chillicothe | 2122 | GT2 | 0 | OP | GT | NG | 40 | 0.004 | 1470.5 | 732.5 | Distributed from 923 Generation And Fuel | 1986 |  | 0 | 0 | 0 | 0 | 0 | 0 | 0 | 0 | 0 | 0 | 0 | 40 | 0 | 0 | 0 | 0 | 0 | 0 | 0 | 0 | 0 | 0 | 0 | 0 | 0 | 0 | 0 | 0 | 0 | 0
41 | 14961 | 2018 | MO | Chillicothe Solar Farm | 61223 | CHSF1 | 0 | OP | PV | SUN | 2.5 | 0.207 | 4534 | 2353 | Distributed from 923 Generation And Fuel | 2017 |  | 0 | 0 | 0 | 0 | 0 | 0 | 0 | 0 | 0 | 0 | 0 | 0 | 0 | 0 | 0 | 0 | 0 | 0 | 0 | 0 | 0 | 0 | 0 | 2.5 | 0 | 0 | 0 | 0 | 0 | 0
42 | 14964 | 2018 | MO | Clarence Cannon | 6140 | 1 | 0 | OP | HY | WAT | 27 | 0.083 | 19729 | 2885 | Distributed from 923 Generation And Fuel | 1984 |  | 0 | 0 | 0 | 0 | 0 | 0 | 0 | 0 | 0 | 0 | 0 | 0 | 0 | 0 | 0 | 0 | 0 | 0 | 0 | 0 | 0 | 0 | 0 | 0 | 27 | 0 | 0 | 0 | 0 | 0
43 | 14965 | 2018 | MO | Clarence Cannon | 6140 | 2 | 0 | OP | PS | WAT | 31 | 0.104 | 28131 | 5543 | Distributed from 923 Generation And Fuel | 1984 |  | 0 | 0 | 0 | 0 | 0 | 0 | 0 | 0 | 0 | 0 | 0 | 0 | 0 | 0 | 0 | 0 | 0 | 0 | 0 | 0 | 0 | 0 | 0 | 0 | 31 | 0 | 0 | 0 | 0 | 0
44 | 14968 | 2018 | MO | Columbia (MO) | 2123 | 6 | 0 | OP | GT | NG | 12.5 | 0.012 | 1299 | 671 | Distributed from 923 Generation And Fuel | 1963 |  | 0 | 0 | 0 | 0 | 0 | 0 | 0 | 0 | 0 | 0 | 0 | 12.5 | 0 | 0 | 0 | 0 | 0 | 0 | 0 | 0 | 0 | 0 | 0 | 0 | 0 | 0 | 0 | 0 | 0 | 0
45 | 14969 | 2018 | MO | Columbia (MO) | 2123 | 7 | 3 | OP | ST | BIT | 22 | 0 | 0 | 0 | EIA-923 Generator File | 1965 |  | 0 | 0 | 22 | 0 | 0 | 0 | 0 | 0 | 0 | 0 | 0 | 0 | 0 | 0 | 0 | 0 | 0 | 0 | 0 | 0 | 0 | 0 | 0 | 0 | 0 | 0 | 0 | 0 | 0 | 0
46 | 14970 | 2018 | MO | Columbia (MO) | 2123 | 8 | 3 | OP | ST | NG | 35 | 0.075 | 23058 | 5963 | EIA-923 Generator File | 1970 |  | 0 | 0 | 0 | 0 | 0 | 0 | 0 | 0 | 0 | 0 | 0 | 35 | 0 | 0 | 0 | 0 | 0 | 0 | 0 | 0 | 0 | 0 | 0 | 0 | 0 | 0 | 0 | 0 | 0 | 0
47 | 14971 | 2018 | MO | Columbia (MO) | 2123 | DAN1 | 0 | OP | IC | DFO | 2 | 0.13 | 2278.676 | 1023.971 | Distributed from 923 Generation And Fuel | 2004 |  | 0 | 0 | 0 | 0 | 2 | 0 | 0 | 0 | 0 | 0 | 0 | 0 | 0 | 0 | 0 | 0 | 0 | 0 | 0 | 0 | 0 | 0 | 0 | 0 | 0 | 0 | 0 | 0 | 0 | 0
48 | 14972 | 2018 | MO | Columbia (MO) | 2123 | LF1 | 0 | OP | IC | LFG | 1 | 0.13 | 1139.338 | 511.985 | Distributed from 923 Generation And Fuel | 2008 |  | 0 | 0 | 0 | 0 | 0 | 0 | 0 | 1 | 0 | 0 | 0 | 0 | 0 | 0 | 0 | 0 | 0 | 0 | 0 | 0 | 0 | 0 | 0 | 0 | 0 | 0 | 0 | 0 | 0 | 0
49 | 14973 | 2018 | MO | Columbia (MO) | 2123 | LF2 | 0 | OP | IC | LFG | 1 | 0.13 | 1139.338 | 511.985 | Distributed from 923 Generation And Fuel | 2008 |  | 0 | 0 | 0 | 0 | 0 | 0 | 0 | 1 | 0 | 0 | 0 | 0 | 0 | 0 | 0 | 0 | 0 | 0 | 0 | 0 | 0 | 0 | 0 | 0 | 0 | 0 | 0 | 0 | 0 | 0
50 | 14974 | 2018 | MO | Columbia (MO) | 2123 | LF3 | 0 | OP | IC | LFG | 1 | 0.13 | 1139.338 | 511.985 | Distributed from 923 Generation And Fuel | 2013 |  | 0 | 0 | 0 | 0 | 0 | 0 | 0 | 1 | 0 | 0 | 0 | 0 | 0 | 0 | 0 | 0 | 0 | 0 | 0 | 0 | 0 | 0 | 0 | 0 | 0 | 0 | 0 | 0 | 0 | 0
51 | 14975 | 2018 | MO | Columbia (MO) | 2123 | SF1 | 0 | OP | IC | DFO | 1 | 0.13 | 1139.338 | 511.985 | Distributed from 923 Generation And Fuel | 2008 |  | 0 | 0 | 0 | 0 | 1 | 0 | 0 | 0 | 0 | 0 | 0 | 0 | 0 | 0 | 0 | 0 | 0 | 0 | 0 | 0 | 0 | 0 | 0 | 0 | 0 | 0 | 0 | 0 | 0 | 0
52 | 14976 | 2018 | MO | Columbia (MO) | 2123 | SF2 | 0 | OP | IC | DFO | 1 | 0.13 | 1139.338 | 511.985 | Distributed from 923 Generation And Fuel | 2008 |  | 0 | 0 | 0 | 0 | 1 | 0 | 0 | 0 | 0 | 0 | 0 | 0 | 0 | 0 | 0 | 0 | 0 | 0 | 0 | 0 | 0 | 0 | 0 | 0 | 0 | 0 | 0 | 0 | 0 | 0
53 | 14977 | 2018 | MO | Columbia (MO) | 2123 | SH1 | 0 | OP | IC | DFO | 1.3 | 0.13 | 1481.14 | 665.581 | Distributed from 923 Generation And Fuel | 2002 |  | 0 | 0 | 0 | 0 | 1.3 | 0 | 0 | 0 | 0 | 0 | 0 | 0 | 0 | 0 | 0 | 0 | 0 | 0 | 0 | 0 | 0 | 0 | 0 | 0 | 0 | 0 | 0 | 0 | 0 | 0
54 | 14978 | 2018 | MO | Columbia (MO) | 2123 | SH2 | 0 | OP | IC | DFO | 1.3 | 0.13 | 1481.14 | 665.581 | Distributed from 923 Generation And Fuel | 2002 |  | 0 | 0 | 0 | 0 | 1.3 | 0 | 0 | 0 | 0 | 0 | 0 | 0 | 0 | 0 | 0 | 0 | 0 | 0 | 0 | 0 | 0 | 0 | 0 | 0 | 0 | 0 | 0 | 0 | 0 | 0
55 | 14979 | 2018 | MO | Columbia (MO) | 2123 | WTP1 | 0 | OP | IC | DFO | 2 | 0.13 | 2278.676 | 1023.971 | Distributed from 923 Generation And Fuel | 2004 |  | 0 | 0 | 0 | 0 | 2 | 0 | 0 | 0 | 0 | 0 | 0 | 0 | 0 | 0 | 0 | 0 | 0 | 0 | 0 | 0 | 0 | 0 | 0 | 0 | 0 | 0 | 0 | 0 | 0 | 0
56 | 14980 | 2018 | MO | Columbia (MO) | 2123 | WTP2 | 0 | OP | IC | DFO | 2 | 0.13 | 2278.676 | 1023.971 | Distributed from 923 Generation And Fuel | 2004 |  | 0 | 0 | 0 | 0 | 2 | 0 | 0 | 0 | 0 | 0 | 0 | 0 | 0 | 0 | 0 | 0 | 0 | 0 | 0 | 0 | 0 | 0 | 0 | 0 | 0 | 0 | 0 | 0 | 0 | 0
57 | 14982 | 2018 | MO | Columbia Energy Center | 55447 | CT01 | 0 | OP | GT | NG | 40.7 | 0.005 | 1954.25 | 1009 | Distributed from 923 Generation And Fuel | 2001 |  | 0 | 0 | 0 | 0 | 0 | 0 | 0 | 0 | 0 | 0 | 0 | 40.7 | 0 | 0 | 0 | 0 | 0 | 0 | 0 | 0 | 0 | 0 | 0 | 0 | 0 | 0 | 0 | 0 | 0 | 0
58 | 14983 | 2018 | MO | Columbia Energy Center | 55447 | CT02 | 0 | OP | GT | NG | 40.7 | 0.005 | 1954.25 | 1009 | Distributed from 923 Generation And Fuel | 2001 |  | 0 | 0 | 0 | 0 | 0 | 0 | 0 | 0 | 0 | 0 | 0 | 40.7 | 0 | 0 | 0 | 0 | 0 | 0 | 0 | 0 | 0 | 0 | 0 | 0 | 0 | 0 | 0 | 0 | 0 | 0
59 | 14984 | 2018 | MO | Columbia Energy Center | 55447 | CT03 | 0 | OP | GT | NG | 40.7 | 0.005 | 1954.25 | 1009 | Distributed from 923 Generation And Fuel | 2001 |  | 0 | 0 | 0 | 0 | 0 | 0 | 0 | 0 | 0 | 0 | 0 | 40.7 | 0 | 0 | 0 | 0 | 0 | 0 | 0 | 0 | 0 | 0 | 0 | 0 | 0 | 0 | 0 | 0 | 0 | 0
60 | 14985 | 2018 | MO | Columbia Energy Center | 55447 | CT04 | 0 | OP | GT | NG | 40.7 | 0.005 | 1954.25 | 1009 | Distributed from 923 Generation And Fuel | 2001 |  | 0 | 0 | 0 | 0 | 0 | 0 | 0 | 0 | 0 | 0 | 0 | 40.7 | 0 | 0 | 0 | 0 | 0 | 0 | 0 | 0 | 0 | 0 | 0 | 0 | 0 | 0 | 0 | 0 | 0 | 0
61 | 14986 | 2018 | MO | Conception | 56537 | 1 | 0 | OP | WT | WND | 50.4 | 0.24 | 106037 | 38093 | Distributed from 923 Generation And Fuel | 2008 |  | 0 | 0 | 0 | 0 | 0 | 0 | 0 | 0 | 0 | 0 | 0 | 0 | 0 | 0 | 0 | 0 | 0 | 0 | 0 | 0 | 0 | 0 | 0 | 0 | 0 | 0 | 0 | 0 | 0 | 50.4
62 | 14987 | 2018 | MO | Cow Branch | 56536 | 1 | 0 | OP | WT | WND | 50.4 | 0.235 | 103828 | 37300 | Distributed from 923 Generation And Fuel | 2008 |  | 0 | 0 | 0 | 0 | 0 | 0 | 0 | 0 | 0 | 0 | 0 | 0 | 0 | 0 | 0 | 0 | 0 | 0 | 0 | 0 | 0 | 0 | 0 | 0 | 0 | 0 | 0 | 0 | 0 | 50.4
63 | 14988 | 2018 | MO | Cox Battery Energy Storage | 61679 | 1 | 0 | OP | BA | MWH | 1.2 | 0.023 | 244 | 108 | Distributed from 923 Generation And Fuel | 2017 |  | 0 | 0 | 0 | 0 | 0 | 0 | 0 | 0 | 0 | 0 | 1.2 | 0 | 0 | 0 | 0 | 0 | 0 | 0 | 0 | 0 | 0 | 0 | 0 | 0 | 0 | 0 | 0 | 0 | 0 | 0
64 | 14989 | 2018 | MO | Dogwood Energy Facility | 55178 | CT-1 | 0 | OP | CT | NG | 180 | 0.422 | 665680 | 337940 | EIA-923 Generator File | 2001 |  | 0 | 0 | 0 | 0 | 0 | 0 | 0 | 0 | 0 | 0 | 0 | 180 | 0 | 0 | 0 | 0 | 0 | 0 | 0 | 0 | 0 | 0 | 0 | 0 | 0 | 0 | 0 | 0 | 0 | 0
65 | 14990 | 2018 | MO | Dogwood Energy Facility | 55178 | CT-2 | 0 | OP | CT | NG | 180 | 0.38 | 598929 | 319104 | EIA-923 Generator File | 2001 |  | 0 | 0 | 0 | 0 | 0 | 0 | 0 | 0 | 0 | 0 | 0 | 180 | 0 | 0 | 0 | 0 | 0 | 0 | 0 | 0 | 0 | 0 | 0 | 0 | 0 | 0 | 0 | 0 | 0 | 0
66 | 14991 | 2018 | MO | Dogwood Energy Facility | 55178 | ST-1 | 2 | OP | CA | NG | 270 | 0.331 | 782536 | 441948 | EIA-923 Generator File | 2002 |  | 0 | 0 | 0 | 0 | 0 | 0 | 0 | 0 | 0 | 0 | 0 | 270 | 0 | 0 | 0 | 0 | 0 | 0 | 0 | 0 | 0 | 0 | 0 | 0 | 0 | 0 | 0 | 0 | 0 | 0
67 | 14992 | 2018 | MO | El Dorado Springs Solar Farm | 61566 | EDSF1 | 0 | OP | PV | SUN | 2.5 | 0.13 | 2857 | 1943 | Distributed from 923 Generation And Fuel | 2018 |  | 0 | 0 | 0 | 0 | 0 | 0 | 0 | 0 | 0 | 0 | 0 | 0 | 0 | 0 | 0 | 0 | 0 | 0 | 0 | 0 | 0 | 0 | 0 | 2.5 | 0 | 0 | 0 | 0 | 0 | 0
68 | 14997 | 2018 | MO | Empire Energy Center | 6223 | 1 | 0 | OP | GT | NG | 129 | 0.036 | 40147.251 | 20443.947 | Distributed from 923 Generation And Fuel | 1978 | 2023 | 0 | 0 | 0 | 0 | 0 | 0 | 0 | 0 | 0 | 0 | 0 | 129 | 0 | 0 | 0 | 0 | 0 | 0 | 0 | 0 | 0 | 0 | 0 | 0 | 0 | 0 | 0 | 0 | 0 | 0
69 | 14998 | 2018 | MO | Empire Energy Center | 6223 | 2 | 0 | OP | GT | NG | 129 | 0.036 | 40147.251 | 20443.947 | Distributed from 923 Generation And Fuel | 1981 | 2026 | 0 | 0 | 0 | 0 | 0 | 0 | 0 | 0 | 0 | 0 | 0 | 129 | 0 | 0 | 0 | 0 | 0 | 0 | 0 | 0 | 0 | 0 | 0 | 0 | 0 | 0 | 0 | 0 | 0 | 0
70 | 14999 | 2018 | MO | Empire Energy Center | 6223 | 3 | 0 | OP | GT | NG | 60.5 | 0.036 | 18828.749 | 9588.053 | Distributed from 923 Generation And Fuel | 2003 |  | 0 | 0 | 0 | 0 | 0 | 0 | 0 | 0 | 0 | 0 | 0 | 60.5 | 0 | 0 | 0 | 0 | 0 | 0 | 0 | 0 | 0 | 0 | 0 | 0 | 0 | 0 | 0 | 0 | 0 | 0
71 | 15000 | 2018 | MO | Empire Energy Center | 6223 | 4 | 0 | OP | GT | NG | 60.5 | 0.036 | 18828.749 | 9588.053 | Distributed from 923 Generation And Fuel | 2003 |  | 0 | 0 | 0 | 0 | 0 | 0 | 0 | 0 | 0 | 0 | 0 | 60.5 | 0 | 0 | 0 | 0 | 0 | 0 | 0 | 0 | 0 | 0 | 0 | 0 | 0 | 0 | 0 | 0 | 0 | 0
72 | 15001 | 2018 | MO | Essex | 7749 | 1 | 0 | OP | GT | NG | 121.2 | 0.017 | 17618.419 | 9096.346 | Distributed from 923 Generation And Fuel | 1999 |  | 0 | 0 | 0 | 0 | 0 | 0 | 0 | 0 | 0 | 0 | 0 | 121.2 | 0 | 0 | 0 | 0 | 0 | 0 | 0 | 0 | 0 | 0 | 0 | 0 | 0 | 0 | 0 | 0 | 0 | 0
73 | 15003 | 2018 | MO | Fairgrounds | 2082 | 1 | 0 | OP | GT | DFO | 68.3 | 0.001 | 459 | 205 | Distributed from 923 Generation And Fuel | 1974 |  | 0 | 0 | 0 | 0 | 68.3 | 0 | 0 | 0 | 0 | 0 | 0 | 0 | 0 | 0 | 0 | 0 | 0 | 0 | 0 | 0 | 0 | 0 | 0 | 0 | 0 | 0 | 0 | 0 | 0 | 0
74 | 15004 | 2018 | MO | Farmers City Wind LLC | 56767 | 1 | 0 | OP | WT | WND | 146 | 0.243 | 311424 | 111877 | Distributed from 923 Generation And Fuel | 2009 |  | 0 | 0 | 0 | 0 | 0 | 0 | 0 | 0 | 0 | 0 | 0 | 0 | 0 | 0 | 0 | 0 | 0 | 0 | 0 | 0 | 0 | 0 | 0 | 0 | 0 | 0 | 0 | 0 | 0 | 146
75 | 15005 | 2018 | MO | Farmington Solar Farm | 61450 | FSF1 | 0 | OP | PV | SUN | 2.5 | 0.052 | 1145 | 365 | Distributed from 923 Generation And Fuel | 2018 |  | 0 | 0 | 0 | 0 | 0 | 0 | 0 | 0 | 0 | 0 | 0 | 0 | 0 | 0 | 0 | 0 | 0 | 0 | 0 | 0 | 0 | 0 | 0 | 2.5 | 0 | 0 | 0 | 0 | 0 | 0
76 | 15010 | 2018 | MO | Fredericktown Energy Center | 57946 | UNIT1 | 0 | OP | GT | NG | 13.8 | 0.054 | 6501 | 3356.5 | Distributed from 923 Generation And Fuel | 2015 |  | 0 | 0 | 0 | 0 | 0 | 0 | 0 | 0 | 0 | 0 | 0 | 13.8 | 0 | 0 | 0 | 0 | 0 | 0 | 0 | 0 | 0 | 0 | 0 | 0 | 0 | 0 | 0 | 0 | 0 | 0
77 | 15011 | 2018 | MO | Fredericktown Energy Center | 57946 | UNIT2 | 0 | OP | GT | NG | 13.8 | 0.054 | 6501 | 3356.5 | Distributed from 923 Generation And Fuel | 2015 |  | 0 | 0 | 0 | 0 | 0 | 0 | 0 | 0 | 0 | 0 | 0 | 13.8 | 0 | 0 | 0 | 0 | 0 | 0 | 0 | 0 | 0 | 0 | 0 | 0 | 0 | 0 | 0 | 0 | 0 | 0
78 | 15012 | 2018 | MO | Fulton (MO) | 2126 | GT4 | 0 | OP | GT | NG | 21.2 | 0.005 | 996 | 514 | Distributed from 923 Generation And Fuel | 1972 |  | 0 | 0 | 0 | 0 | 0 | 0 | 0 | 0 | 0 | 0 | 0 | 21.2 | 0 | 0 | 0 | 0 | 0 | 0 | 0 | 0 | 0 | 0 | 0 | 0 | 0 | 0 | 0 | 0 | 0 | 0
79 | 15013 | 2018 | MO | Fulton (MO) | 2126 | IC1 | 0 | OP | IC | DFO | 5 | 0 | 1.667 | 0 | Distributed from 923 Generation And Fuel | 1966 |  | 0 | 0 | 0 | 0 | 5 | 0 | 0 | 0 | 0 | 0 | 0 | 0 | 0 | 0 | 0 | 0 | 0 | 0 | 0 | 0 | 0 | 0 | 0 | 0 | 0 | 0 | 0 | 0 | 0 | 0
80 | 15014 | 2018 | MO | Fulton (MO) | 2126 | IC3 | 0 | OP | IC | DFO | 7 | 0 | 2.333 | 0 | Distributed from 923 Generation And Fuel | 1975 |  | 0 | 0 | 0 | 0 | 7 | 0 | 0 | 0 | 0 | 0 | 0 | 0 | 0 | 0 | 0 | 0 | 0 | 0 | 0 | 0 | 0 | 0 | 0 | 0 | 0 | 0 | 0 | 0 | 0 | 0
81 | 15022 | 2018 | MO | Grand Ave Plant | 58205 | 1 | 1 | OP | ST | NG | 5 | 0.765 | 33502 | 14734 | EIA-923 Generator File | 1991 |  | 0 | 0 | 0 | 0 | 0 | 0 | 0 | 0 | 0 | 0 | 0 | 5 | 0 | 0 | 0 | 0 | 0 | 0 | 0 | 0 | 0 | 0 | 0 | 0 | 0 | 0 | 0 | 0 | 0 | 0
82 | 15025 | 2018 | MO | Greenwood (MO) | 6074 | 1 | 0 | OP | GT | NG | 64.7 | 0.004 | 2494.25 | 1856.75 | Distributed from 923 Generation And Fuel | 1975 |  | 0 | 0 | 0 | 0 | 0 | 0 | 0 | 0 | 0 | 0 | 0 | 64.7 | 0 | 0 | 0 | 0 | 0 | 0 | 0 | 0 | 0 | 0 | 0 | 0 | 0 | 0 | 0 | 0 | 0 | 0
83 | 15026 | 2018 | MO | Greenwood (MO) | 6074 | 2 | 0 | OP | GT | NG | 64.7 | 0.004 | 2494.25 | 1856.75 | Distributed from 923 Generation And Fuel | 1975 |  | 0 | 0 | 0 | 0 | 0 | 0 | 0 | 0 | 0 | 0 | 0 | 64.7 | 0 | 0 | 0 | 0 | 0 | 0 | 0 | 0 | 0 | 0 | 0 | 0 | 0 | 0 | 0 | 0 | 0 | 0
84 | 15027 | 2018 | MO | Greenwood (MO) | 6074 | 3 | 0 | OP | GT | NG | 64.7 | 0.004 | 2494.25 | 1856.75 | Distributed from 923 Generation And Fuel | 1977 |  | 0 | 0 | 0 | 0 | 0 | 0 | 0 | 0 | 0 | 0 | 0 | 64.7 | 0 | 0 | 0 | 0 | 0 | 0 | 0 | 0 | 0 | 0 | 0 | 0 | 0 | 0 | 0 | 0 | 0 | 0
85 | 15028 | 2018 | MO | Greenwood (MO) | 6074 | 4 | 0 | OP | GT | NG | 64.7 | 0.004 | 2494.25 | 1856.75 | Distributed from 923 Generation And Fuel | 1979 |  | 0 | 0 | 0 | 0 | 0 | 0 | 0 | 0 | 0 | 0 | 0 | 64.7 | 0 | 0 | 0 | 0 | 0 | 0 | 0 | 0 | 0 | 0 | 0 | 0 | 0 | 0 | 0 | 0 | 0 | 0
86 | 15029 | 2018 | MO | Greenwood (MO) | 6074 | 5 | 0 | OP | PV | SUN | 3 | 0.178 | 4684 | 2611 | Distributed from 923 Generation And Fuel | 2016 |  | 0 | 0 | 0 | 0 | 0 | 0 | 0 | 0 | 0 | 0 | 0 | 0 | 0 | 0 | 0 | 0 | 0 | 0 | 0 | 0 | 0 | 0 | 0 | 3 | 0 | 0 | 0 | 0 | 0 | 0
87 | 15030 | 2018 | MO | Harry Truman | 6141 | 1 | 0 | OP | PS | WAT | 26.9 | 0.099 | 23351.833 | 7568.167 | Distributed from 923 Generation And Fuel | 1982 |  | 0 | 0 | 0 | 0 | 0 | 0 | 0 | 0 | 0 | 0 | 0 | 0 | 0 | 0 | 0 | 0 | 0 | 0 | 0 | 0 | 0 | 0 | 0 | 0 | 26.9 | 0 | 0 | 0 | 0 | 0
88 | 15031 | 2018 | MO | Harry Truman | 6141 | 2 | 0 | OP | PS | WAT | 26.9 | 0.099 | 23351.833 | 7568.167 | Distributed from 923 Generation And Fuel | 1982 |  | 0 | 0 | 0 | 0 | 0 | 0 | 0 | 0 | 0 | 0 | 0 | 0 | 0 | 0 | 0 | 0 | 0 | 0 | 0 | 0 | 0 | 0 | 0 | 0 | 26.9 | 0 | 0 | 0 | 0 | 0
89 | 15032 | 2018 | MO | Harry Truman | 6141 | 3 | 0 | OP | PS | WAT | 26.9 | 0.099 | 23351.833 | 7568.167 | Distributed from 923 Generation And Fuel | 1982 |  | 0 | 0 | 0 | 0 | 0 | 0 | 0 | 0 | 0 | 0 | 0 | 0 | 0 | 0 | 0 | 0 | 0 | 0 | 0 | 0 | 0 | 0 | 0 | 0 | 26.9 | 0 | 0 | 0 | 0 | 0
90 | 15033 | 2018 | MO | Harry Truman | 6141 | 4 | 0 | OP | PS | WAT | 26.9 | 0.099 | 23351.833 | 7568.167 | Distributed from 923 Generation And Fuel | 1982 |  | 0 | 0 | 0 | 0 | 0 | 0 | 0 | 0 | 0 | 0 | 0 | 0 | 0 | 0 | 0 | 0 | 0 | 0 | 0 | 0 | 0 | 0 | 0 | 0 | 26.9 | 0 | 0 | 0 | 0 | 0
91 | 15034 | 2018 | MO | Harry Truman | 6141 | 5 | 0 | OP | PS | WAT | 26.9 | 0.099 | 23351.833 | 7568.167 | Distributed from 923 Generation And Fuel | 1981 |  | 0 | 0 | 0 | 0 | 0 | 0 | 0 | 0 | 0 | 0 | 0 | 0 | 0 | 0 | 0 | 0 | 0 | 0 | 0 | 0 | 0 | 0 | 0 | 0 | 26.9 | 0 | 0 | 0 | 0 | 0
92 | 15036 | 2018 | MO | Hawthorn | 2079 | 5 | 1 | OP | ST | SUB | 569 | 0.559 | 2788687 | 1413342 | EIA-923 Generator File | 1969 |  | 0 | 0 | 0 | 0 | 0 | 0 | 0 | 0 | 0 | 0 | 0 | 0 | 0 | 0 | 0 | 0 | 0 | 0 | 0 | 0 | 0 | 0 | 569 | 0 | 0 | 0 | 0 | 0 | 0 | 0
93 | 15037 | 2018 | MO | Hawthorn | 2079 | 6 | 0 | OP | CT | NG | 170 | 0.06 | 89233 | 58145 | EIA-923 Generator File | 1997 |  | 0 | 0 | 0 | 0 | 0 | 0 | 0 | 0 | 0 | 0 | 0 | 170 | 0 | 0 | 0 | 0 | 0 | 0 | 0 | 0 | 0 | 0 | 0 | 0 | 0 | 0 | 0 | 0 | 0 | 0
94 | 15038 | 2018 | MO | Hawthorn | 2079 | 7 | 0 | OP | GT | NG | 82.2 | 0.05 | 35893 | 24612.5 | Distributed from 923 Generation And Fuel | 2000 |  | 0 | 0 | 0 | 0 | 0 | 0 | 0 | 0 | 0 | 0 | 0 | 82.2 | 0 | 0 | 0 | 0 | 0 | 0 | 0 | 0 | 0 | 0 | 0 | 0 | 0 | 0 | 0 | 0 | 0 | 0
95 | 15039 | 2018 | MO | Hawthorn | 2079 | 8 | 0 | OP | GT | NG | 82.2 | 0.05 | 35893 | 24612.5 | Distributed from 923 Generation And Fuel | 2000 |  | 0 | 0 | 0 | 0 | 0 | 0 | 0 | 0 | 0 | 0 | 0 | 82.2 | 0 | 0 | 0 | 0 | 0 | 0 | 0 | 0 | 0 | 0 | 0 | 0 | 0 | 0 | 0 | 0 | 0 | 0
96 | 15040 | 2018 | MO | Hawthorn | 2079 | 9 | 1 | OP | CA | NG | 142.8 | 0.025 | 30900 | 21050 | EIA-923 Generator File | 2000 |  | 0 | 0 | 0 | 0 | 0 | 0 | 0 | 0 | 0 | 0 | 0 | 142.8 | 0 | 0 | 0 | 0 | 0 | 0 | 0 | 0 | 0 | 0 | 0 | 0 | 0 | 0 | 0 | 0 | 0 | 0
97 | 15044 | 2018 | MO | Higginsville | 2131 | 4 | 0 | OP | GT | NG | 40 | 0.019 | 6633 | 3423 | Distributed from 923 Generation And Fuel | 1996 |  | 0 | 0 | 0 | 0 | 0 | 0 | 0 | 0 | 0 | 0 | 0 | 40 | 0 | 0 | 0 | 0 | 0 | 0 | 0 | 0 | 0 | 0 | 0 | 0 | 0 | 0 | 0 | 0 | 0 | 0
98 | 15045 | 2018 | MO | Higginsville | 2131 | 5 | 0 | OP | IC | DFO | 1.2 | 0 | 0.931 | 0.414 | Distributed from 923 Generation And Fuel | 2004 |  | 0 | 0 | 0 | 0 | 1.2 | 0 | 0 | 0 | 0 | 0 | 0 | 0 | 0 | 0 | 0 | 0 | 0 | 0 | 0 | 0 | 0 | 0 | 0 | 0 | 0 | 0 | 0 | 0 | 0 | 0
99 | 15046 | 2018 | MO | Higginsville | 2131 | 6 | 0 | OP | IC | DFO | 5.5 | 0 | 4.267 | 1.897 | Distributed from 923 Generation And Fuel | 2004 |  | 0 | 0 | 0 | 0 | 5.5 | 0 | 0 | 0 | 0 | 0 | 0 | 0 | 0 | 0 | 0 | 0 | 0 | 0 | 0 | 0 | 0 | 0 | 0 | 0 | 0 | 0 | 0 | 0 | 0 | 0
100 | 15047 | 2018 | MO | Higginsville Solar Farm | 61316 | HSF1 | 0 | OP | PV | SUN | 2.5 | 0.196 | 4301 | 2232 | Distributed from 923 Generation And Fuel | 2017 |  | 0 | 0 | 0 | 0 | 0 | 0 | 0 | 0 | 0 | 0 | 0 | 0 | 0 | 0 | 0 | 0 | 0 | 0 | 0 | 0 | 0 | 0 | 0 | 2.5 | 0 | 0 | 0 | 0 | 0 | 0
101 | 15049 | 2018 | MO | Holden | 7848 | 11 | 0 | OP | GT | NG | 107.1 | 0.053 | 49697 | 25650 | Distributed from 923 Generation And Fuel | 2002 |  | 0 | 0 | 0 | 0 | 0 | 0 | 0 | 0 | 0 | 0 | 0 | 107.1 | 0 | 0 | 0 | 0 | 0 | 0 | 0 | 0 | 0 | 0 | 0 | 0 | 0 | 0 | 0 | 0 | 0 | 0
102 | 15050 | 2018 | MO | Holden | 7848 | 12 | 0 | OP | GT | NG | 107.1 | 0.053 | 49697 | 25650 | Distributed from 923 Generation And Fuel | 2002 |  | 0 | 0 | 0 | 0 | 0 | 0 | 0 | 0 | 0 | 0 | 0 | 107.1 | 0 | 0 | 0 | 0 | 0 | 0 | 0 | 0 | 0 | 0 | 0 | 0 | 0 | 0 | 0 | 0 | 0 | 0
103 | 15051 | 2018 | MO | Holden | 7848 | 13 | 0 | OP | GT | NG | 107.1 | 0.053 | 49697 | 25650 | Distributed from 923 Generation And Fuel | 2002 |  | 0 | 0 | 0 | 0 | 0 | 0 | 0 | 0 | 0 | 0 | 0 | 107.1 | 0 | 0 | 0 | 0 | 0 | 0 | 0 | 0 | 0 | 0 | 0 | 0 | 0 | 0 | 0 | 0 | 0 | 0
104 | 15053 | 2018 | MO | Iatan | 6065 | 1 | 1 | OP | ST | SUB | 726 | 0.631 | 4015622 | 2112626 | EIA-923 Generator File | 1980 |  | 0 | 0 | 0 | 0 | 0 | 0 | 0 | 0 | 0 | 0 | 0 | 0 | 0 | 0 | 0 | 0 | 0 | 0 | 0 | 0 | 0 | 0 | 726 | 0 | 0 | 0 | 0 | 0 | 0 | 0
105 | 15054 | 2018 | MO | Iatan | 6065 | 2 | 1 | OP | ST | SUB | 999 | 0.435 | 3808967 | 1610096 | EIA-923 Generator File | 2010 |  | 0 | 0 | 0 | 0 | 0 | 0 | 0 | 0 | 0 | 0 | 0 | 0 | 0 | 0 | 0 | 0 | 0 | 0 | 0 | 0 | 0 | 0 | 999 | 0 | 0 | 0 | 0 | 0 | 0 | 0
106 | 15055 | 2018 | MO | IKEA St. Louis 410 | 59714 | IK410 | 0 | OP | PV | SUN | 1 | 0.177 | 1552 | 875 | Distributed from 923 Generation And Fuel | 2015 |  | 0 | 0 | 0 | 0 | 0 | 0 | 0 | 0 | 0 | 0 | 0 | 0 | 0 | 0 | 0 | 0 | 0 | 0 | 0 | 0 | 0 | 0 | 0 | 1 | 0 | 0 | 0 | 0 | 0 | 0
107 | 15056 | 2018 | MO | Independence II Solar Farm | 61588 | 1 | 0 | OP | PV | SUN | 4.1 | 0.103 | 3691.929 | 2510.647 | Distributed from 923 Generation And Fuel | 2018 |  | 0 | 0 | 0 | 0 | 0 | 0 | 0 | 0 | 0 | 0 | 0 | 0 | 0 | 0 | 0 | 0 | 0 | 0 | 0 | 0 | 0 | 0 | 0 | 4.1 | 0 | 0 | 0 | 0 | 0 | 0
108 | 15057 | 2018 | MO | Independence II Solar Farm | 61588 | 2 | 0 | OP | PV | SUN | 4.4 | 0.103 | 3962.071 | 2694.353 | Distributed from 923 Generation And Fuel | 2018 |  | 0 | 0 | 0 | 0 | 0 | 0 | 0 | 0 | 0 | 0 | 0 | 0 | 0 | 0 | 0 | 0 | 0 | 0 | 0 | 0 | 0 | 0 | 0 | 4.4 | 0 | 0 | 0 | 0 | 0 | 0
109 | 15058 | 2018 | MO | Independence Solar Farm | 61092 | IPL1 | 0 | OP | PV | SUN | 3 | 0.194 | 5103 | 2649 | Distributed from 923 Generation And Fuel | 2017 |  | 0 | 0 | 0 | 0 | 0 | 0 | 0 | 0 | 0 | 0 | 0 | 0 | 0 | 0 | 0 | 0 | 0 | 0 | 0 | 0 | 0 | 0 | 0 | 3 | 0 | 0 | 0 | 0 | 0 | 0
110 | 15059 | 2018 | MO | Jackson (MO) | 2137 | 10 | 0 | OP | IC | DFO | 2 | 0.001 | 11.179 | 5.399 | Distributed from 923 Generation And Fuel | 2006 |  | 0 | 0 | 0 | 0 | 2 | 0 | 0 | 0 | 0 | 0 | 0 | 0 | 0 | 0 | 0 | 0 | 0 | 0 | 0 | 0 | 0 | 0 | 0 | 0 | 0 | 0 | 0 | 0 | 0 | 0
111 | 15060 | 2018 | MO | Jackson (MO) | 2137 | 11 | 0 | OP | IC | DFO | 2 | 0.001 | 11.179 | 5.399 | Distributed from 923 Generation And Fuel | 2006 |  | 0 | 0 | 0 | 0 | 2 | 0 | 0 | 0 | 0 | 0 | 0 | 0 | 0 | 0 | 0 | 0 | 0 | 0 | 0 | 0 | 0 | 0 | 0 | 0 | 0 | 0 | 0 | 0 | 0 | 0
112 | 15061 | 2018 | MO | Jackson (MO) | 2137 | 12 | 0 | OP | IC | DFO | 2 | 0.001 | 11.179 | 5.399 | Distributed from 923 Generation And Fuel | 2006 |  | 0 | 0 | 0 | 0 | 2 | 0 | 0 | 0 | 0 | 0 | 0 | 0 | 0 | 0 | 0 | 0 | 0 | 0 | 0 | 0 | 0 | 0 | 0 | 0 | 0 | 0 | 0 | 0 | 0 | 0
113 | 15062 | 2018 | MO | Jackson (MO) | 2137 | 3 | 0 | OP | IC | DFO | 1 | 0.001 | 5.589 | 2.7 | Distributed from 923 Generation And Fuel | 1963 |  | 0 | 0 | 0 | 0 | 1 | 0 | 0 | 0 | 0 | 0 | 0 | 0 | 0 | 0 | 0 | 0 | 0 | 0 | 0 | 0 | 0 | 0 | 0 | 0 | 0 | 0 | 0 | 0 | 0 | 0
114 | 15063 | 2018 | MO | Jackson (MO) | 2137 | 4 | 0 | OP | IC | DFO | 1 | 0.001 | 5.589 | 2.7 | Distributed from 923 Generation And Fuel | 1963 |  | 0 | 0 | 0 | 0 | 1 | 0 | 0 | 0 | 0 | 0 | 0 | 0 | 0 | 0 | 0 | 0 | 0 | 0 | 0 | 0 | 0 | 0 | 0 | 0 | 0 | 0 | 0 | 0 | 0 | 0
115 | 15064 | 2018 | MO | Jackson (MO) | 2137 | 5 | 0 | OP | IC | DFO | 0.7 | 0.001 | 3.913 | 1.89 | Distributed from 923 Generation And Fuel | 1936 |  | 0 | 0 | 0 | 0 | 0.7 | 0 | 0 | 0 | 0 | 0 | 0 | 0 | 0 | 0 | 0 | 0 | 0 | 0 | 0 | 0 | 0 | 0 | 0 | 0 | 0 | 0 | 0 | 0 | 0 | 0
116 | 15065 | 2018 | MO | Jackson (MO) | 2137 | 6 | 0 | OP | IC | DFO | 1 | 0.001 | 5.589 | 2.7 | Distributed from 923 Generation And Fuel | 1946 |  | 0 | 0 | 0 | 0 | 1 | 0 | 0 | 0 | 0 | 0 | 0 | 0 | 0 | 0 | 0 | 0 | 0 | 0 | 0 | 0 | 0 | 0 | 0 | 0 | 0 | 0 | 0 | 0 | 0 | 0
117 | 15066 | 2018 | MO | Jackson (MO) | 2137 | 7 | 0 | OP | IC | DFO | 6.8 | 0.001 | 38.008 | 18.357 | Distributed from 923 Generation And Fuel | 1973 |  | 0 | 0 | 0 | 0 | 6.8 | 0 | 0 | 0 | 0 | 0 | 0 | 0 | 0 | 0 | 0 | 0 | 0 | 0 | 0 | 0 | 0 | 0 | 0 | 0 | 0 | 0 | 0 | 0 | 0 | 0
118 | 15067 | 2018 | MO | Jackson (MO) | 2137 | 8 | 0 | OP | IC | DFO | 6.8 | 0.001 | 38.008 | 18.357 | Distributed from 923 Generation And Fuel | 1973 |  | 0 | 0 | 0 | 0 | 6.8 | 0 | 0 | 0 | 0 | 0 | 0 | 0 | 0 | 0 | 0 | 0 | 0 | 0 | 0 | 0 | 0 | 0 | 0 | 0 | 0 | 0 | 0 | 0 | 0 | 0
119 | 15068 | 2018 | MO | Jackson (MO) | 2137 | 9 | 0 | OP | IC | DFO | 3 | 0.001 | 16.768 | 8.099 | Distributed from 923 Generation And Fuel | 1983 |  | 0 | 0 | 0 | 0 | 3 | 0 | 0 | 0 | 0 | 0 | 0 | 0 | 0 | 0 | 0 | 0 | 0 | 0 | 0 | 0 | 0 | 0 | 0 | 0 | 0 | 0 | 0 | 0 | 0 | 0
120 | 15071 | 2018 | MO | Jackson Square | 2134 | 1 | 0 | OP | GT | DFO | 18 | 0.002 | 317.5 | 142 | Distributed from 923 Generation And Fuel | 1969 |  | 0 | 0 | 0 | 0 | 18 | 0 | 0 | 0 | 0 | 0 | 0 | 0 | 0 | 0 | 0 | 0 | 0 | 0 | 0 | 0 | 0 | 0 | 0 | 0 | 0 | 0 | 0 | 0 | 0 | 0
121 | 15072 | 2018 | MO | Jackson Square | 2134 | 2 | 0 | OP | GT | DFO | 18 | 0.002 | 317.5 | 142 | Distributed from 923 Generation And Fuel | 1969 |  | 0 | 0 | 0 | 0 | 18 | 0 | 0 | 0 | 0 | 0 | 0 | 0 | 0 | 0 | 0 | 0 | 0 | 0 | 0 | 0 | 0 | 0 | 0 | 0 | 0 | 0 | 0 | 0 | 0 | 0
122 | 15075 | 2018 | MO | James River Power Station | 2161 | GT1 | 0 | OP | GT | NG | 96 | 0.068 | 57218.916 | 34526.947 | Distributed from 923 Generation And Fuel | 1989 |  | 0 | 0 | 0 | 0 | 0 | 0 | 0 | 0 | 0 | 0 | 0 | 96 | 0 | 0 | 0 | 0 | 0 | 0 | 0 | 0 | 0 | 0 | 0 | 0 | 0 | 0 | 0 | 0 | 0 | 0
123 | 15076 | 2018 | MO | James River Power Station | 2161 | GT2 | 0 | OP | GT | NG | 101.5 | 0.068 | 60497.084 | 36505.053 | Distributed from 923 Generation And Fuel | 1992 |  | 0 | 0 | 0 | 0 | 0 | 0 | 0 | 0 | 0 | 0 | 0 | 101.5 | 0 | 0 | 0 | 0 | 0 | 0 | 0 | 0 | 0 | 0 | 0 | 0 | 0 | 0 | 0 | 0 | 0 | 0
124 | 15083 | 2018 | MO | John Twitty Energy Center | 6195 | GT1 | 0 | OP | GT | NG | 57 | 0.047 | 23424.385 | 14510.422 | Distributed from 923 Generation And Fuel | 1983 |  | 0 | 0 | 0 | 0 | 0 | 0 | 0 | 0 | 0 | 0 | 0 | 57 | 0 | 0 | 0 | 0 | 0 | 0 | 0 | 0 | 0 | 0 | 0 | 0 | 0 | 0 | 0 | 0 | 0 | 0
125 | 15084 | 2018 | MO | John Twitty Energy Center | 6195 | GT2 | 0 | OP | GT | NG | 52 | 0.047 | 21369.615 | 13237.578 | Distributed from 923 Generation And Fuel | 1983 |  | 0 | 0 | 0 | 0 | 0 | 0 | 0 | 0 | 0 | 0 | 0 | 52 | 0 | 0 | 0 | 0 | 0 | 0 | 0 | 0 | 0 | 0 | 0 | 0 | 0 | 0 | 0 | 0 | 0 | 0
126 | 15085 | 2018 | MO | John Twitty Energy Center | 6195 | ST1 | 1 | OP | ST | SUB | 194 | 0.503 | 854035 | 484834 | EIA-923 Generator File | 1976 |  | 0 | 0 | 0 | 0 | 0 | 0 | 0 | 0 | 0 | 0 | 0 | 0 | 0 | 0 | 0 | 0 | 0 | 0 | 0 | 0 | 0 | 0 | 194 | 0 | 0 | 0 | 0 | 0 | 0 | 0
127 | 15086 | 2018 | MO | John Twitty Energy Center | 6195 | ST2 | 1 | OP | ST | SUB | 300 | 0.637 | 1673995 | 815708 | EIA-923 Generator File | 2011 |  | 0 | 0 | 0 | 0 | 0 | 0 | 0 | 0 | 0 | 0 | 0 | 0 | 0 | 0 | 0 | 0 | 0 | 0 | 0 | 0 | 0 | 0 | 300 | 0 | 0 | 0 | 0 | 0 | 0 | 0
128 | 15087 | 2018 | MO | Kahoka | 2138 | 10 | 0 | OP | IC | DFO | 1.1 | 0 | 0.149 | 0 | Distributed from 923 Generation And Fuel | 1999 |  | 0 | 0 | 0 | 0 | 1.1 | 0 | 0 | 0 | 0 | 0 | 0 | 0 | 0 | 0 | 0 | 0 | 0 | 0 | 0 | 0 | 0 | 0 | 0 | 0 | 0 | 0 | 0 | 0 | 0 | 0
129 | 15088 | 2018 | MO | Kahoka | 2138 | 11 | 0 | OP | IC | DFO | 1.1 | 0 | 0.149 | 0 | Distributed from 923 Generation And Fuel | 1999 |  | 0 | 0 | 0 | 0 | 1.1 | 0 | 0 | 0 | 0 | 0 | 0 | 0 | 0 | 0 | 0 | 0 | 0 | 0 | 0 | 0 | 0 | 0 | 0 | 0 | 0 | 0 | 0 | 0 | 0 | 0
130 | 15089 | 2018 | MO | Kahoka | 2138 | 12 | 0 | OP | IC | DFO | 1.1 | 0 | 0.149 | 0 | Distributed from 923 Generation And Fuel | 1999 |  | 0 | 0 | 0 | 0 | 1.1 | 0 | 0 | 0 | 0 | 0 | 0 | 0 | 0 | 0 | 0 | 0 | 0 | 0 | 0 | 0 | 0 | 0 | 0 | 0 | 0 | 0 | 0 | 0 | 0 | 0
131 | 15090 | 2018 | MO | Kahoka | 2138 | 3 | 0 | OP | IC | DFO | 0.2 | 0 | 0.027 | 0 | Distributed from 923 Generation And Fuel | 1941 |  | 0 | 0 | 0 | 0 | 0.2 | 0 | 0 | 0 | 0 | 0 | 0 | 0 | 0 | 0 | 0 | 0 | 0 | 0 | 0 | 0 | 0 | 0 | 0 | 0 | 0 | 0 | 0 | 0 | 0 | 0
132 | 15091 | 2018 | MO | Kahoka | 2138 | 6 | 0 | OP | IC | DFO | 0.7 | 0 | 0.095 | 0 | Distributed from 923 Generation And Fuel | 1952 |  | 0 | 0 | 0 | 0 | 0.7 | 0 | 0 | 0 | 0 | 0 | 0 | 0 | 0 | 0 | 0 | 0 | 0 | 0 | 0 | 0 | 0 | 0 | 0 | 0 | 0 | 0 | 0 | 0 | 0 | 0
133 | 15098 | 2018 | MO | Kennett | 2139 | 1 | 0 | OP | IC | DFO | 0.4 | 0.007 | 22.975 | 11.856 | Distributed from 923 Generation And Fuel | 1942 |  | 0 | 0 | 0 | 0 | 0.4 | 0 | 0 | 0 | 0 | 0 | 0 | 0 | 0 | 0 | 0 | 0 | 0 | 0 | 0 | 0 | 0 | 0 | 0 | 0 | 0 | 0 | 0 | 0 | 0 | 0
134 | 15099 | 2018 | MO | Kennett | 2139 | 10 | 0 | OP | IC | NG | 6.2 | 0.007 | 356.117 | 183.771 | Distributed from 923 Generation And Fuel | 1971 |  | 0 | 0 | 0 | 0 | 0 | 0 | 0 | 0 | 0 | 0 | 0 | 6.2 | 0 | 0 | 0 | 0 | 0 | 0 | 0 | 0 | 0 | 0 | 0 | 0 | 0 | 0 | 0 | 0 | 0 | 0
135 | 15100 | 2018 | MO | Kennett | 2139 | 11 | 0 | OP | IC | NG | 6.2 | 0.007 | 356.117 | 183.771 | Distributed from 923 Generation And Fuel | 1975 |  | 0 | 0 | 0 | 0 | 0 | 0 | 0 | 0 | 0 | 0 | 0 | 6.2 | 0 | 0 | 0 | 0 | 0 | 0 | 0 | 0 | 0 | 0 | 0 | 0 | 0 | 0 | 0 | 0 | 0 | 0
136 | 15101 | 2018 | MO | Kennett | 2139 | 12 | 0 | OP | IC | NG | 6.4 | 0.007 | 367.604 | 189.699 | Distributed from 923 Generation And Fuel | 2001 |  | 0 | 0 | 0 | 0 | 0 | 0 | 0 | 0 | 0 | 0 | 0 | 6.4 | 0 | 0 | 0 | 0 | 0 | 0 | 0 | 0 | 0 | 0 | 0 | 0 | 0 | 0 | 0 | 0 | 0 | 0
137 | 15102 | 2018 | MO | Kennett | 2139 | 13 | 0 | OP | IC | NG | 6.4 | 0.007 | 367.604 | 189.699 | Distributed from 923 Generation And Fuel | 2001 |  | 0 | 0 | 0 | 0 | 0 | 0 | 0 | 0 | 0 | 0 | 0 | 6.4 | 0 | 0 | 0 | 0 | 0 | 0 | 0 | 0 | 0 | 0 | 0 | 0 | 0 | 0 | 0 | 0 | 0 | 0
138 | 15103 | 2018 | MO | Kennett | 2139 | 2 | 0 | OP | IC | DFO | 0.4 | 0.007 | 22.975 | 11.856 | Distributed from 923 Generation And Fuel | 1942 |  | 0 | 0 | 0 | 0 | 0.4 | 0 | 0 | 0 | 0 | 0 | 0 | 0 | 0 | 0 | 0 | 0 | 0 | 0 | 0 | 0 | 0 | 0 | 0 | 0 | 0 | 0 | 0 | 0 | 0 | 0
139 | 15104 | 2018 | MO | Kennett | 2139 | 3 | 0 | OP | IC | DFO | 0.8 | 0.007 | 45.951 | 23.712 | Distributed from 923 Generation And Fuel | 1945 |  | 0 | 0 | 0 | 0 | 0.8 | 0 | 0 | 0 | 0 | 0 | 0 | 0 | 0 | 0 | 0 | 0 | 0 | 0 | 0 | 0 | 0 | 0 | 0 | 0 | 0 | 0 | 0 | 0 | 0 | 0
140 | 15105 | 2018 | MO | Kennett | 2139 | 4 | 0 | OP | IC | NG | 2.5 | 0.007 | 143.596 | 74.101 | Distributed from 923 Generation And Fuel | 1955 |  | 0 | 0 | 0 | 0 | 0 | 0 | 0 | 0 | 0 | 0 | 0 | 2.5 | 0 | 0 | 0 | 0 | 0 | 0 | 0 | 0 | 0 | 0 | 0 | 0 | 0 | 0 | 0 | 0 | 0 | 0
141 | 15106 | 2018 | MO | Kennett | 2139 | 5 | 0 | OP | IC | DFO | 1.4 | 0.007 | 80.413 | 41.497 | Distributed from 923 Generation And Fuel | 1949 |  | 0 | 0 | 0 | 0 | 1.4 | 0 | 0 | 0 | 0 | 0 | 0 | 0 | 0 | 0 | 0 | 0 | 0 | 0 | 0 | 0 | 0 | 0 | 0 | 0 | 0 | 0 | 0 | 0 | 0 | 0
142 | 15107 | 2018 | MO | Kennett | 2139 | 6 | 0 | OP | IC | NG | 2 | 0.007 | 114.876 | 59.281 | Distributed from 923 Generation And Fuel | 1951 |  | 0 | 0 | 0 | 0 | 0 | 0 | 0 | 0 | 0 | 0 | 0 | 2 | 0 | 0 | 0 | 0 | 0 | 0 | 0 | 0 | 0 | 0 | 0 | 0 | 0 | 0 | 0 | 0 | 0 | 0
143 | 15108 | 2018 | MO | Kennett | 2139 | 7 | 0 | OP | IC | NG | 2.5 | 0.007 | 143.596 | 74.101 | Distributed from 923 Generation And Fuel | 1960 |  | 0 | 0 | 0 | 0 | 0 | 0 | 0 | 0 | 0 | 0 | 0 | 2.5 | 0 | 0 | 0 | 0 | 0 | 0 | 0 | 0 | 0 | 0 | 0 | 0 | 0 | 0 | 0 | 0 | 0 | 0
144 | 15109 | 2018 | MO | Kennett | 2139 | 8 | 0 | OP | IC | NG | 3.1 | 0.007 | 178.058 | 91.885 | Distributed from 923 Generation And Fuel | 1962 |  | 0 | 0 | 0 | 0 | 0 | 0 | 0 | 0 | 0 | 0 | 0 | 3.1 | 0 | 0 | 0 | 0 | 0 | 0 | 0 | 0 | 0 | 0 | 0 | 0 | 0 | 0 | 0 | 0 | 0 | 0
145 | 15110 | 2018 | MO | Kennett | 2139 | 9 | 0 | OP | IC | NG | 6.2 | 0.007 | 356.117 | 183.771 | Distributed from 923 Generation And Fuel | 1965 |  | 0 | 0 | 0 | 0 | 0 | 0 | 0 | 0 | 0 | 0 | 0 | 6.2 | 0 | 0 | 0 | 0 | 0 | 0 | 0 | 0 | 0 | 0 | 0 | 0 | 0 | 0 | 0 | 0 | 0 | 0
146 | 15113 | 2018 | MO | La Plata | 2140 | 1 | 0 | OP | IC | DFO | 1.8 | 0 | 6 | 2.5 | Distributed from 923 Generation And Fuel | 2013 |  | 0 | 0 | 0 | 0 | 1.8 | 0 | 0 | 0 | 0 | 0 | 0 | 0 | 0 | 0 | 0 | 0 | 0 | 0 | 0 | 0 | 0 | 0 | 0 | 0 | 0 | 0 | 0 | 0 | 0 | 0
147 | 15114 | 2018 | MO | La Plata | 2140 | 2 | 0 | OP | IC | DFO | 1.8 | 0 | 6 | 2.5 | Distributed from 923 Generation And Fuel | 2013 |  | 0 | 0 | 0 | 0 | 1.8 | 0 | 0 | 0 | 0 | 0 | 0 | 0 | 0 | 0 | 0 | 0 | 0 | 0 | 0 | 0 | 0 | 0 | 0 | 0 | 0 | 0 | 0 | 0 | 0 | 0
148 | 15120 | 2018 | MO | Labadie | 2103 | 1 | 1 | OP | ST | SUB | 573.7 | 0.868 | 4359789 | 1788343 | EIA-923 Generator File | 1970 |  | 0 | 0 | 0 | 0 | 0 | 0 | 0 | 0 | 0 | 0 | 0 | 0 | 0 | 0 | 0 | 0 | 0 | 0 | 0 | 0 | 0 | 0 | 573.7 | 0 | 0 | 0 | 0 | 0 | 0 | 0
149 | 15121 | 2018 | MO | Labadie | 2103 | 2 | 1 | OP | ST | SUB | 573.7 | 0.862 | 4334286 | 1790180 | EIA-923 Generator File | 1971 |  | 0 | 0 | 0 | 0 | 0 | 0 | 0 | 0 | 0 | 0 | 0 | 0 | 0 | 0 | 0 | 0 | 0 | 0 | 0 | 0 | 0 | 0 | 573.7 | 0 | 0 | 0 | 0 | 0 | 0 | 0
150 | 15122 | 2018 | MO | Labadie | 2103 | 3 | 1 | OP | ST | SUB | 621 | 0.516 | 2806816 | 1416081 | EIA-923 Generator File | 1972 |  | 0 | 0 | 0 | 0 | 0 | 0 | 0 | 0 | 0 | 0 | 0 | 0 | 0 | 0 | 0 | 0 | 0 | 0 | 0 | 0 | 0 | 0 | 621 | 0 | 0 | 0 | 0 | 0 | 0 | 0
151 | 15123 | 2018 | MO | Labadie | 2103 | 4 | 1 | OP | ST | SUB | 621 | 0.784 | 4264808 | 1805660 | EIA-923 Generator File | 1973 |  | 0 | 0 | 0 | 0 | 0 | 0 | 0 | 0 | 0 | 0 | 0 | 0 | 0 | 0 | 0 | 0 | 0 | 0 | 0 | 0 | 0 | 0 | 621 | 0 | 0 | 0 | 0 | 0 | 0 | 0
152 | 15124 | 2018 | MO | Lake Road (MO) | 2098 | 1 | 4 | OP | ST | NG | 23 | -0.024 | -4894 | -2658 | EIA-923 Generator File | 1950 |  | 0 | 0 | 0 | 0 | 0 | 0 | 0 | 0 | 0 | 0 | 0 | 23 | 0 | 0 | 0 | 0 | 0 | 0 | 0 | 0 | 0 | 0 | 0 | 0 | 0 | 0 | 0 | 0 | 0 | 0
153 | 15125 | 2018 | MO | Lake Road (MO) | 2098 | 2 | 4 | OP | ST | NG | 25 | -0.034 | -7369 | -3560 | EIA-923 Generator File | 1958 |  | 0 | 0 | 0 | 0 | 0 | 0 | 0 | 0 | 0 | 0 | 0 | 25 | 0 | 0 | 0 | 0 | 0 | 0 | 0 | 0 | 0 | 0 | 0 | 0 | 0 | 0 | 0 | 0 | 0 | 0
154 | 15126 | 2018 | MO | Lake Road (MO) | 2098 | 3 | 6 | OP | ST | NG | 12.5 | -0.056 | -6084 | -2796 | EIA-923 Generator File | 1962 |  | 0 | 0 | 0 | 0 | 0 | 0 | 0 | 0 | 0 | 0 | 0 | 12.5 | 0 | 0 | 0 | 0 | 0 | 0 | 0 | 0 | 0 | 0 | 0 | 0 | 0 | 0 | 0 | 0 | 0 | 0
155 | 15127 | 2018 | MO | Lake Road (MO) | 2098 | 4 | 1 | OP | ST | NG | 90 | 0.005 | 4148 | 4608 | EIA-923 Generator File | 1966 | 2019 | 0 | 0 | 0 | 0 | 0 | 0 | 0 | 0 | 0 | 0 | 0 | 90 | 0 | 0 | 0 | 0 | 0 | 0 | 0 | 0 | 0 | 0 | 0 | 0 | 0 | 0 | 0 | 0 | 0 | 0
156 | 15128 | 2018 | MO | Lake Road (MO) | 2098 | 5 | 0 | OP | GT | NG | 85 | 0.002 | 1384.324 | 2029.633 | Distributed from 923 Generation And Fuel | 1974 |  | 0 | 0 | 0 | 0 | 0 | 0 | 0 | 0 | 0 | 0 | 0 | 85 | 0 | 0 | 0 | 0 | 0 | 0 | 0 | 0 | 0 | 0 | 0 | 0 | 0 | 0 | 0 | 0 | 0 | 0
157 | 15129 | 2018 | MO | Lake Road (MO) | 2098 | 6 | 0 | OP | GT | DFO | 24 | 0.002 | 390.868 | 573.073 | Distributed from 923 Generation And Fuel | 1989 |  | 0 | 0 | 0 | 0 | 24 | 0 | 0 | 0 | 0 | 0 | 0 | 0 | 0 | 0 | 0 | 0 | 0 | 0 | 0 | 0 | 0 | 0 | 0 | 0 | 0 | 0 | 0 | 0 | 0 | 0
158 | 15130 | 2018 | MO | Lake Road (MO) | 2098 | 7 | 0 | OP | GT | DFO | 18.9 | 0.002 | 307.808 | 451.295 | Distributed from 923 Generation And Fuel | 1990 |  | 0 | 0 | 0 | 0 | 18.9 | 0 | 0 | 0 | 0 | 0 | 0 | 0 | 0 | 0 | 0 | 0 | 0 | 0 | 0 | 0 | 0 | 0 | 0 | 0 | 0 | 0 | 0 | 0 | 0 | 0
159 | 15131 | 2018 | MO | Lebanon Solar Farm (MO) | 61135 | LSF1 | 0 | OP | PV | SUN | 2.5 | 0.198 | 4329 | 2247 | Distributed from 923 Generation And Fuel | 2017 |  | 0 | 0 | 0 | 0 | 0 | 0 | 0 | 0 | 0 | 0 | 0 | 0 | 0 | 0 | 0 | 0 | 0 | 0 | 0 | 0 | 0 | 0 | 0 | 2.5 | 0 | 0 | 0 | 0 | 0 | 0
160 | 15132 | 2018 | MO | Loess Hills | 56538 | 1 | 0 | OP | WT | WND | 5 | 0.196 | 8563 | 3076 | Distributed from 923 Generation And Fuel | 2008 |  | 0 | 0 | 0 | 0 | 0 | 0 | 0 | 0 | 0 | 0 | 0 | 0 | 0 | 0 | 0 | 0 | 0 | 0 | 0 | 0 | 0 | 0 | 0 | 0 | 0 | 0 | 0 | 0 | 0 | 5
161 | 15133 | 2018 | MO | Lost Creek Wind Energy Facility | 57189 | LCW | 0 | OP | WT | WND | 150 | 0.299 | 392757 | 141096 | Distributed from 923 Generation And Fuel | 2010 |  | 0 | 0 | 0 | 0 | 0 | 0 | 0 | 0 | 0 | 0 | 0 | 0 | 0 | 0 | 0 | 0 | 0 | 0 | 0 | 0 | 0 | 0 | 0 | 0 | 0 | 0 | 0 | 0 | 0 | 150
162 | 15137 | 2018 | MO | Macon Energy Center | 56127 | 1 | 0 | OP | GT | NG | 10 | 0.993 | 86948 | 44891 | Distributed from 923 Generation And Fuel | 2003 |  | 0 | 0 | 0 | 0 | 0 | 0 | 0 | 0 | 0 | 0 | 0 | 10 | 0 | 0 | 0 | 0 | 0 | 0 | 0 | 0 | 0 | 0 | 0 | 0 | 0 | 0 | 0 | 0 | 0 | 0
163 | 15138 | 2018 | MO | Macon Solar Power Project | 59729 | MSF1 | 0 | OP | PV | SUN | 2.8 | 0.167 | 4097 | 2186 | Distributed from 923 Generation And Fuel | 2015 |  | 0 | 0 | 0 | 0 | 0 | 0 | 0 | 0 | 0 | 0 | 0 | 0 | 0 | 0 | 0 | 0 | 0 | 0 | 0 | 0 | 0 | 0 | 0 | 2.8 | 0 | 0 | 0 | 0 | 0 | 0
164 | 15154 | 2018 | MO | Marshall (MO) | 2144 | 10 | 0 | OP | IC | NG | 6.3 | 0.001 | 35.942 | 17.769 | Distributed from 923 Generation And Fuel | 1990 |  | 0 | 0 | 0 | 0 | 0 | 0 | 0 | 0 | 0 | 0 | 0 | 6.3 | 0 | 0 | 0 | 0 | 0 | 0 | 0 | 0 | 0 | 0 | 0 | 0 | 0 | 0 | 0 | 0 | 0 | 0
165 | 15155 | 2018 | MO | Marshall (MO) | 2144 | 11 | 0 | OP | IC | NG | 6.3 | 0.001 | 35.942 | 17.769 | Distributed from 923 Generation And Fuel | 1994 |  | 0 | 0 | 0 | 0 | 0 | 0 | 0 | 0 | 0 | 0 | 0 | 6.3 | 0 | 0 | 0 | 0 | 0 | 0 | 0 | 0 | 0 | 0 | 0 | 0 | 0 | 0 | 0 | 0 | 0 | 0
166 | 15156 | 2018 | MO | Marshall (MO) | 2144 | 7 | 0 | OP | IC | DFO | 1 | 0.001 | 5.705 | 2.821 | Distributed from 923 Generation And Fuel | 1988 |  | 0 | 0 | 0 | 0 | 1 | 0 | 0 | 0 | 0 | 0 | 0 | 0 | 0 | 0 | 0 | 0 | 0 | 0 | 0 | 0 | 0 | 0 | 0 | 0 | 0 | 0 | 0 | 0 | 0 | 0
167 | 15157 | 2018 | MO | Marshall (MO) | 2144 | 8 | 0 | OP | IC | DFO | 1 | 0.001 | 5.705 | 2.821 | Distributed from 923 Generation And Fuel | 1988 |  | 0 | 0 | 0 | 0 | 1 | 0 | 0 | 0 | 0 | 0 | 0 | 0 | 0 | 0 | 0 | 0 | 0 | 0 | 0 | 0 | 0 | 0 | 0 | 0 | 0 | 0 | 0 | 0 | 0 | 0
168 | 15158 | 2018 | MO | Marshall (MO) | 2144 | 9 | 0 | OP | IC | DFO | 1 | 0.001 | 5.705 | 2.821 | Distributed from 923 Generation And Fuel | 1988 |  | 0 | 0 | 0 | 0 | 1 | 0 | 0 | 0 | 0 | 0 | 0 | 0 | 0 | 0 | 0 | 0 | 0 | 0 | 0 | 0 | 0 | 0 | 0 | 0 | 0 | 0 | 0 | 0 | 0 | 0
169 | 15159 | 2018 | MO | Marshall (MO) | 2144 | GT1 | 0 | OP | GT | NG | 15.2 | 0.004 | 596 | 307 | Distributed from 923 Generation And Fuel | 1972 |  | 0 | 0 | 0 | 0 | 0 | 0 | 0 | 0 | 0 | 0 | 0 | 15.2 | 0 | 0 | 0 | 0 | 0 | 0 | 0 | 0 | 0 | 0 | 0 | 0 | 0 | 0 | 0 | 0 | 0 | 0
170 | 15163 | 2018 | MO | Marshall Solar Farm (MO) | 60707 | MMSF1 | 0 | OP | PV | SUN | 2.8 | 0.174 | 4259 | 2211 | Distributed from 923 Generation And Fuel | 2016 |  | 0 | 0 | 0 | 0 | 0 | 0 | 0 | 0 | 0 | 0 | 0 | 0 | 0 | 0 | 0 | 0 | 0 | 0 | 0 | 0 | 0 | 0 | 0 | 2.8 | 0 | 0 | 0 | 0 | 0 | 0
171 | 15164 | 2018 | MO | MBS Texbook Exchange | 62647 | MBS1 | 0 | OP | IC | DFO | 1 |  |  |  |  | 2008 |  | 0 | 0 | 0 | 0 | 1 | 0 | 0 | 0 | 0 | 0 | 0 | 0 | 0 | 0 | 0 | 0 | 0 | 0 | 0 | 0 | 0 | 0 | 0 | 0 | 0 | 0 | 0 | 0 | 0 | 0
172 | 15165 | 2018 | MO | MBS Texbook Exchange | 62647 | MBS2 | 0 | OP | IC | DFO | 1 |  |  |  |  | 2008 |  | 0 | 0 | 0 | 0 | 1 | 0 | 0 | 0 | 0 | 0 | 0 | 0 | 0 | 0 | 0 | 0 | 0 | 0 | 0 | 0 | 0 | 0 | 0 | 0 | 0 | 0 | 0 | 0 | 0 | 0
173 | 15166 | 2018 | MO | McCartney | 7903 | MGS1 | 0 | OP | GT | NG | 58.9 | 0.067 | 34655 | 17892 | Distributed from 923 Generation And Fuel | 2002 |  | 0 | 0 | 0 | 0 | 0 | 0 | 0 | 0 | 0 | 0 | 0 | 58.9 | 0 | 0 | 0 | 0 | 0 | 0 | 0 | 0 | 0 | 0 | 0 | 0 | 0 | 0 | 0 | 0 | 0 | 0
174 | 15167 | 2018 | MO | McCartney | 7903 | MSG2 | 0 | OP | GT | NG | 58.9 | 0.067 | 34655 | 17892 | Distributed from 923 Generation And Fuel | 2002 |  | 0 | 0 | 0 | 0 | 0 | 0 | 0 | 0 | 0 | 0 | 0 | 58.9 | 0 | 0 | 0 | 0 | 0 | 0 | 0 | 0 | 0 | 0 | 0 | 0 | 0 | 0 | 0 | 0 | 0 | 0
175 | 15168 | 2018 | MO | Memphis | 2145 | 1 | 0 | OP | IC | DFO | 0.6 | 0 | 0 | 0 | Distributed from 923 Generation And Fuel | 1972 |  | 0 | 0 | 0 | 0 | 0.6 | 0 | 0 | 0 | 0 | 0 | 0 | 0 | 0 | 0 | 0 | 0 | 0 | 0 | 0 | 0 | 0 | 0 | 0 | 0 | 0 | 0 | 0 | 0 | 0 | 0
176 | 15169 | 2018 | MO | Memphis | 2145 | 10 | 0 | OP | IC | DFO | 1 | 0 | 0 | 0 | Distributed from 923 Generation And Fuel | 1989 |  | 0 | 0 | 0 | 0 | 1 | 0 | 0 | 0 | 0 | 0 | 0 | 0 | 0 | 0 | 0 | 0 | 0 | 0 | 0 | 0 | 0 | 0 | 0 | 0 | 0 | 0 | 0 | 0 | 0 | 0
177 | 15170 | 2018 | MO | Memphis | 2145 | 11 | 0 | OP | IC | DFO | 1 | 0 | 0 | 0 | Distributed from 923 Generation And Fuel | 1989 |  | 0 | 0 | 0 | 0 | 1 | 0 | 0 | 0 | 0 | 0 | 0 | 0 | 0 | 0 | 0 | 0 | 0 | 0 | 0 | 0 | 0 | 0 | 0 | 0 | 0 | 0 | 0 | 0 | 0 | 0
178 | 15171 | 2018 | MO | Memphis | 2145 | 12 | 0 | OP | IC | DFO | 0.4 | 0 | 0 | 0 | Distributed from 923 Generation And Fuel | 1989 |  | 0 | 0 | 0 | 0 | 0.4 | 0 | 0 | 0 | 0 | 0 | 0 | 0 | 0 | 0 | 0 | 0 | 0 | 0 | 0 | 0 | 0 | 0 | 0 | 0 | 0 | 0 | 0 | 0 | 0 | 0
179 | 15172 | 2018 | MO | Memphis | 2145 | 13 | 0 | OP | IC | DFO | 1 | 0 | 0 | 0 | Distributed from 923 Generation And Fuel | 1990 |  | 0 | 0 | 0 | 0 | 1 | 0 | 0 | 0 | 0 | 0 | 0 | 0 | 0 | 0 | 0 | 0 | 0 | 0 | 0 | 0 | 0 | 0 | 0 | 0 | 0 | 0 | 0 | 0 | 0 | 0
180 | 15173 | 2018 | MO | Memphis | 2145 | 3 | 0 | OP | IC | DFO | 0.2 | 0 | 0 | 0 | Distributed from 923 Generation And Fuel | 1945 |  | 0 | 0 | 0 | 0 | 0.2 | 0 | 0 | 0 | 0 | 0 | 0 | 0 | 0 | 0 | 0 | 0 | 0 | 0 | 0 | 0 | 0 | 0 | 0 | 0 | 0 | 0 | 0 | 0 | 0 | 0
181 | 15174 | 2018 | MO | Memphis | 2145 | 6 | 0 | OP | IC | DFO | 0.9 | 0 | 0 | 0 | Distributed from 923 Generation And Fuel | 1957 |  | 0 | 0 | 0 | 0 | 0.9 | 0 | 0 | 0 | 0 | 0 | 0 | 0 | 0 | 0 | 0 | 0 | 0 | 0 | 0 | 0 | 0 | 0 | 0 | 0 | 0 | 0 | 0 | 0 | 0 | 0
182 | 15175 | 2018 | MO | Memphis | 2145 | 7 | 0 | OP | IC | DFO | 1.1 | 0 | 0 | 0 | Distributed from 923 Generation And Fuel | 1960 |  | 0 | 0 | 0 | 0 | 1.1 | 0 | 0 | 0 | 0 | 0 | 0 | 0 | 0 | 0 | 0 | 0 | 0 | 0 | 0 | 0 | 0 | 0 | 0 | 0 | 0 | 0 | 0 | 0 | 0 | 0
183 | 15176 | 2018 | MO | Memphis | 2145 | 8 | 0 | OP | IC | DFO | 1.3 | 0 | 0 | 0 | Distributed from 923 Generation And Fuel | 1966 |  | 0 | 0 | 0 | 0 | 1.3 | 0 | 0 | 0 | 0 | 0 | 0 | 0 | 0 | 0 | 0 | 0 | 0 | 0 | 0 | 0 | 0 | 0 | 0 | 0 | 0 | 0 | 0 | 0 | 0 | 0
184 | 15177 | 2018 | MO | Memphis | 2145 | 9 | 0 | OP | IC | DFO | 1.3 | 0 | 0 | 0 | Distributed from 923 Generation And Fuel | 1972 |  | 0 | 0 | 0 | 0 | 1.3 | 0 | 0 | 0 | 0 | 0 | 0 | 0 | 0 | 0 | 0 | 0 | 0 | 0 | 0 | 0 | 0 | 0 | 0 | 0 | 0 | 0 | 0 | 0 | 0 | 0
185 | 15178 | 2018 | MO | Meramec | 2104 | 1 | 1 | OP | ST | NG | 137.5 | -1.174 | -1413829 | 8047 | EIA-923 Generator File | 1953 | 2022 | 0 | 0 | 0 | 0 | 0 | 0 | 0 | 0 | 0 | 0 | 0 | 137.5 | 0 | 0 | 0 | 0 | 0 | 0 | 0 | 0 | 0 | 0 | 0 | 0 | 0 | 0 | 0 | 0 | 0 | 0
186 | 15179 | 2018 | MO | Meramec | 2104 | 2 | 1 | OP | ST | NG | 137.5 | 0.021 | 24767 | 15771 | EIA-923 Generator File | 1954 | 2022 | 0 | 0 | 0 | 0 | 0 | 0 | 0 | 0 | 0 | 0 | 0 | 137.5 | 0 | 0 | 0 | 0 | 0 | 0 | 0 | 0 | 0 | 0 | 0 | 0 | 0 | 0 | 0 | 0 | 0 | 0
187 | 15180 | 2018 | MO | Meramec | 2104 | 3 | 1 | OP | ST | SUB | 289 | -0.298 | -754550 | 347901 | EIA-923 Generator File | 1959 | 2022 | 0 | 0 | 0 | 0 | 0 | 0 | 0 | 0 | 0 | 0 | 0 | 0 | 0 | 0 | 0 | 0 | 0 | 0 | 0 | 0 | 0 | 0 | 289 | 0 | 0 | 0 | 0 | 0 | 0 | 0
188 | 15181 | 2018 | MO | Meramec | 2104 | 4 | 1 | OP | ST | SUB | 359 | -0.055 | -172926 | 585012 | EIA-923 Generator File | 1961 | 2022 | 0 | 0 | 0 | 0 | 0 | 0 | 0 | 0 | 0 | 0 | 0 | 0 | 0 | 0 | 0 | 0 | 0 | 0 | 0 | 0 | 0 | 0 | 359 | 0 | 0 | 0 | 0 | 0 | 0 | 0
189 | 15182 | 2018 | MO | Meramec | 2104 | GT1 | 0 | OP | GT | DFO | 62 | 0.003 | 1584.153 | 660.458 | Distributed from 923 Generation And Fuel | 1974 |  | 0 | 0 | 0 | 0 | 62 | 0 | 0 | 0 | 0 | 0 | 0 | 0 | 0 | 0 | 0 | 0 | 0 | 0 | 0 | 0 | 0 | 0 | 0 | 0 | 0 | 0 | 0 | 0 | 0 | 0
190 | 15183 | 2018 | MO | Meramec | 2104 | GT2 | 0 | OP | GT | NG | 56 | 0.003 | 1430.847 | 596.542 | Distributed from 923 Generation And Fuel | 2000 |  | 0 | 0 | 0 | 0 | 0 | 0 | 0 | 0 | 0 | 0 | 0 | 56 | 0 | 0 | 0 | 0 | 0 | 0 | 0 | 0 | 0 | 0 | 0 | 0 | 0 | 0 | 0 | 0 | 0 | 0
191 | 15184 | 2018 | MO | Mexico | 6650 | 1 | 0 | OP | GT | DFO | 60.7 | 0.001 | 312 | 139 | Distributed from 923 Generation And Fuel | 1978 |  | 0 | 0 | 0 | 0 | 60.7 | 0 | 0 | 0 | 0 | 0 | 0 | 0 | 0 | 0 | 0 | 0 | 0 | 0 | 0 | 0 | 0 | 0 | 0 | 0 | 0 | 0 | 0 | 0 | 0 | 0
192 | 15191 | 2018 | MO | MJMEUC Generating Station #1 | 56478 | 0001 | 0 | OP | GT | NG | 13.3 | 0.966 | 112522 | 58094 | Distributed from 923 Generation And Fuel | 2007 |  | 0 | 0 | 0 | 0 | 0 | 0 | 0 | 0 | 0 | 0 | 0 | 13.3 | 0 | 0 | 0 | 0 | 0 | 0 | 0 | 0 | 0 | 0 | 0 | 0 | 0 | 0 | 0 | 0 | 0 | 0
193 | 15192 | 2018 | MO | Moberly | 6651 | 1 | 0 | OP | GT | DFO | 60.6 | 0.001 | 279 | 125 | Distributed from 923 Generation And Fuel | 1978 |  | 0 | 0 | 0 | 0 | 60.6 | 0 | 0 | 0 | 0 | 0 | 0 | 0 | 0 | 0 | 0 | 0 | 0 | 0 | 0 | 0 | 0 | 0 | 0 | 0 | 0 | 0 | 0 | 0 | 0 | 0
194 | 15193 | 2018 | MO | Monroe (MO) | 2146 | 10 | 0 | OP | IC | DFO | 1.6 | 0 | 0 | 0 | Distributed from 923 Generation And Fuel | 1988 |  | 0 | 0 | 0 | 0 | 1.6 | 0 | 0 | 0 | 0 | 0 | 0 | 0 | 0 | 0 | 0 | 0 | 0 | 0 | 0 | 0 | 0 | 0 | 0 | 0 | 0 | 0 | 0 | 0 | 0 | 0
195 | 15194 | 2018 | MO | Monroe (MO) | 2146 | 11 | 0 | OP | IC | DFO | 1.8 | 0 | 0 | 0 | Distributed from 923 Generation And Fuel | 2003 |  | 0 | 0 | 0 | 0 | 1.8 | 0 | 0 | 0 | 0 | 0 | 0 | 0 | 0 | 0 | 0 | 0 | 0 | 0 | 0 | 0 | 0 | 0 | 0 | 0 | 0 | 0 | 0 | 0 | 0 | 0
196 | 15195 | 2018 | MO | Monroe (MO) | 2146 | 12 | 0 | OP | IC | DFO | 1.8 | 0 | 0 | 0 | Distributed from 923 Generation And Fuel | 2003 |  | 0 | 0 | 0 | 0 | 1.8 | 0 | 0 | 0 | 0 | 0 | 0 | 0 | 0 | 0 | 0 | 0 | 0 | 0 | 0 | 0 | 0 | 0 | 0 | 0 | 0 | 0 | 0 | 0 | 0 | 0
197 | 15196 | 2018 | MO | Monroe (MO) | 2146 | 5 | 0 | OP | IC | DFO | 2 | 0 | 0 | 0 | Distributed from 923 Generation And Fuel | 1985 |  | 0 | 0 | 0 | 0 | 2 | 0 | 0 | 0 | 0 | 0 | 0 | 0 | 0 | 0 | 0 | 0 | 0 | 0 | 0 | 0 | 0 | 0 | 0 | 0 | 0 | 0 | 0 | 0 | 0 | 0
198 | 15197 | 2018 | MO | Monroe (MO) | 2146 | 8 | 0 | OP | IC | DFO | 1.6 | 0 | 0 | 0 | Distributed from 923 Generation And Fuel | 1988 |  | 0 | 0 | 0 | 0 | 1.6 | 0 | 0 | 0 | 0 | 0 | 0 | 0 | 0 | 0 | 0 | 0 | 0 | 0 | 0 | 0 | 0 | 0 | 0 | 0 | 0 | 0 | 0 | 0 | 0 | 0
199 | 15198 | 2018 | MO | Monroe (MO) | 2146 | 9 | 0 | OP | IC | DFO | 1.6 | 0 | 0 | 0 | Distributed from 923 Generation And Fuel | 1988 |  | 0 | 0 | 0 | 0 | 1.6 | 0 | 0 | 0 | 0 | 0 | 0 | 0 | 0 | 0 | 0 | 0 | 0 | 0 | 0 | 0 | 0 | 0 | 0 | 0 | 0 | 0 | 0 | 0 | 0 | 0
200 | 15208 | 2018 | MO | Moreau | 6652 | 1 | 0 | OP | GT | DFO | 60.8 | 0.001 | 279 | 125 | Distributed from 923 Generation And Fuel | 1978 |  | 0 | 0 | 0 | 0 | 60.8 | 0 | 0 | 0 | 0 | 0 | 0 | 0 | 0 | 0 | 0 | 0 | 0 | 0 | 0 | 0 | 0 | 0 | 0 | 0 | 0 | 0 | 0 | 0 | 0 | 0
201 | 15209 | 2018 | MO | MU Combined Heat and Power Plant | 50969 | 6025 | 9 | OP | ST | NG | 0.3 | 0 | 0 | 0 | Distributed from 923 Generation And Fuel | 2017 |  | 0 | 0 | 0 | 0 | 0 | 0 | 0 | 0 | 0 | 0 | 0 | 0.3 | 0 | 0 | 0 | 0 | 0 | 0 | 0 | 0 | 0 | 0 | 0 | 0 | 0 | 0 | 0 | 0 | 0 | 0
202 | 15211 | 2018 | MO | MU Combined Heat and Power Plant | 50969 | GEN1 | 9 | OP | ST | NG | 6.2 | 0.083 | 4495 | 2209 | EIA-923 Generator File | 1961 |  | 0 | 0 | 0 | 0 | 0 | 0 | 0 | 0 | 0 | 0 | 0 | 6.2 | 0 | 0 | 0 | 0 | 0 | 0 | 0 | 0 | 0 | 0 | 0 | 0 | 0 | 0 | 0 | 0 | 0 | 0
203 | 15212 | 2018 | MO | MU Combined Heat and Power Plant | 50969 | GEN2 | 9 | OP | ST | NG | 12.5 | 0.362 | 39598 | 14130 | EIA-923 Generator File | 1974 |  | 0 | 0 | 0 | 0 | 0 | 0 | 0 | 0 | 0 | 0 | 0 | 12.5 | 0 | 0 | 0 | 0 | 0 | 0 | 0 | 0 | 0 | 0 | 0 | 0 | 0 | 0 | 0 | 0 | 0 | 0
204 | 15213 | 2018 | MO | MU Combined Heat and Power Plant | 50969 | GEN3 | 9 | OP | ST | NG | 19.8 | 0.358 | 62152 | 25918 | EIA-923 Generator File | 1986 |  | 0 | 0 | 0 | 0 | 0 | 0 | 0 | 0 | 0 | 0 | 0 | 19.8 | 0 | 0 | 0 | 0 | 0 | 0 | 0 | 0 | 0 | 0 | 0 | 0 | 0 | 0 | 0 | 0 | 0 | 0
205 | 15214 | 2018 | MO | MU Combined Heat and Power Plant | 50969 | GEN4 | 9 | OP | ST | NG | 14.5 | 0.027 | 3474 | 291 | EIA-923 Generator File | 1988 |  | 0 | 0 | 0 | 0 | 0 | 0 | 0 | 0 | 0 | 0 | 0 | 14.5 | 0 | 0 | 0 | 0 | 0 | 0 | 0 | 0 | 0 | 0 | 0 | 0 | 0 | 0 | 0 | 0 | 0 | 0
206 | 15217 | 2018 | MO | MU Combined Heat and Power Plant | 50969 | NTG1 | 0 | OP | GT | NG | 17.3 | 0.209 | 31603 | 19879 | Distributed from 923 Generation And Fuel | 2002 |  | 0 | 0 | 0 | 0 | 0 | 0 | 0 | 0 | 0 | 0 | 0 | 17.3 | 0 | 0 | 0 | 0 | 0 | 0 | 0 | 0 | 0 | 0 | 0 | 0 | 0 | 0 | 0 | 0 | 0 | 0
207 | 15218 | 2018 | MO | MU Combined Heat and Power Plant | 50969 | NTG2 | 0 | OP | GT | NG | 17.3 | 0.209 | 31603 | 19879 | Distributed from 923 Generation And Fuel | 2002 |  | 0 | 0 | 0 | 0 | 0 | 0 | 0 | 0 | 0 | 0 | 0 | 17.3 | 0 | 0 | 0 | 0 | 0 | 0 | 0 | 0 | 0 | 0 | 0 | 0 | 0 | 0 | 0 | 0 | 0 | 0
208 | 15219 | 2018 | MO | Nevada | 2090 | 1 | 0 | OP | GT | DFO | 22 | -0.001 | -105 | -47 | Distributed from 923 Generation And Fuel | 1974 |  | 0 | 0 | 0 | 0 | 22 | 0 | 0 | 0 | 0 | 0 | 0 | 0 | 0 | 0 | 0 | 0 | 0 | 0 | 0 | 0 | 0 | 0 | 0 | 0 | 0 | 0 | 0 | 0 | 0 | 0
209 | 15220 | 2018 | MO | New Madrid | 2167 | 1 | 1 | OP | ST | RC | 650 | 0.685 | 3900849 | 1447670 | EIA-923 Generator File | 1972 |  | 0 | 0 | 0 | 0 | 0 | 0 | 0 | 0 | 0 | 0 | 0 | 0 | 0 | 0 | 0 | 0 | 0 | 0 | 0 | 0 | 0 | 650 | 0 | 0 | 0 | 0 | 0 | 0 | 0 | 0
210 | 15221 | 2018 | MO | New Madrid | 2167 | 2 | 1 | OP | ST | RC | 650 | 0.703 | 4001694 | 1519794 | EIA-923 Generator File | 1977 |  | 0 | 0 | 0 | 0 | 0 | 0 | 0 | 0 | 0 | 0 | 0 | 0 | 0 | 0 | 0 | 0 | 0 | 0 | 0 | 0 | 0 | 650 | 0 | 0 | 0 | 0 | 0 | 0 | 0 | 0
211 | 15224 | 2018 | MO | Nixa Solar, LLC | 60673 | NIXA | 0 | OP | PV | SUN | 7.9 | 0.217 | 15036 | 7804 | Distributed from 923 Generation And Fuel | 2017 |  | 0 | 0 | 0 | 0 | 0 | 0 | 0 | 0 | 0 | 0 | 0 | 0 | 0 | 0 | 0 | 0 | 0 | 0 | 0 | 0 | 0 | 0 | 0 | 7.9 | 0 | 0 | 0 | 0 | 0 | 0
212 | 15225 | 2018 | MO | Noble Hill Landfill | 56404 | NHLC | 0 | OP | IC | LFG | 3.2 | 0.401 | 11250 | 5055 | Distributed from 923 Generation And Fuel | 2006 |  | 0 | 0 | 0 | 0 | 0 | 0 | 0 | 3.2 | 0 | 0 | 0 | 0 | 0 | 0 | 0 | 0 | 0 | 0 | 0 | 0 | 0 | 0 | 0 | 0 | 0 | 0 | 0 | 0 | 0 | 0
213 | 15226 | 2018 | MO | Nodaway | 7754 | 1 | 0 | OP | GT | NG | 157.8 | 0.004 | 5494 | 2836.5 | Distributed from 923 Generation And Fuel | 1999 |  | 0 | 0 | 0 | 0 | 0 | 0 | 0 | 0 | 0 | 0 | 0 | 157.8 | 0 | 0 | 0 | 0 | 0 | 0 | 0 | 0 | 0 | 0 | 0 | 0 | 0 | 0 | 0 | 0 | 0 | 0
214 | 15227 | 2018 | MO | Nodaway | 7754 | 2 | 0 | OP | GT | NG | 157.8 | 0.004 | 5494 | 2836.5 | Distributed from 923 Generation And Fuel | 1999 |  | 0 | 0 | 0 | 0 | 0 | 0 | 0 | 0 | 0 | 0 | 0 | 157.8 | 0 | 0 | 0 | 0 | 0 | 0 | 0 | 0 | 0 | 0 | 0 | 0 | 0 | 0 | 0 | 0 | 0 | 0
215 | 15229 | 2018 | MO | Northeast (MO) | 2081 | 11 | 0 | OP | GT | DFO | 50 | 0 | 162.229 | 72.511 | Distributed from 923 Generation And Fuel | 1972 |  | 0 | 0 | 0 | 0 | 50 | 0 | 0 | 0 | 0 | 0 | 0 | 0 | 0 | 0 | 0 | 0 | 0 | 0 | 0 | 0 | 0 | 0 | 0 | 0 | 0 | 0 | 0 | 0 | 0 | 0
216 | 15230 | 2018 | MO | Northeast (MO) | 2081 | 12 | 0 | OP | GT | DFO | 50 | 0 | 162.229 | 72.511 | Distributed from 923 Generation And Fuel | 1972 |  | 0 | 0 | 0 | 0 | 50 | 0 | 0 | 0 | 0 | 0 | 0 | 0 | 0 | 0 | 0 | 0 | 0 | 0 | 0 | 0 | 0 | 0 | 0 | 0 | 0 | 0 | 0 | 0 | 0 | 0
217 | 15231 | 2018 | MO | Northeast (MO) | 2081 | 13 | 0 | OP | GT | DFO | 64.7 | 0 | 209.924 | 93.83 | Distributed from 923 Generation And Fuel | 1975 |  | 0 | 0 | 0 | 0 | 64.7 | 0 | 0 | 0 | 0 | 0 | 0 | 0 | 0 | 0 | 0 | 0 | 0 | 0 | 0 | 0 | 0 | 0 | 0 | 0 | 0 | 0 | 0 | 0 | 0 | 0
218 | 15232 | 2018 | MO | Northeast (MO) | 2081 | 14 | 0 | OP | GT | DFO | 64.7 | 0 | 209.924 | 93.83 | Distributed from 923 Generation And Fuel | 1975 |  | 0 | 0 | 0 | 0 | 64.7 | 0 | 0 | 0 | 0 | 0 | 0 | 0 | 0 | 0 | 0 | 0 | 0 | 0 | 0 | 0 | 0 | 0 | 0 | 0 | 0 | 0 | 0 | 0 | 0 | 0
219 | 15233 | 2018 | MO | Northeast (MO) | 2081 | 15 | 0 | OP | GT | DFO | 64.7 | 0 | 209.924 | 93.83 | Distributed from 923 Generation And Fuel | 1976 |  | 0 | 0 | 0 | 0 | 64.7 | 0 | 0 | 0 | 0 | 0 | 0 | 0 | 0 | 0 | 0 | 0 | 0 | 0 | 0 | 0 | 0 | 0 | 0 | 0 | 0 | 0 | 0 | 0 | 0 | 0
220 | 15234 | 2018 | MO | Northeast (MO) | 2081 | 16 | 0 | OP | GT | DFO | 64.7 | 0 | 209.924 | 93.83 | Distributed from 923 Generation And Fuel | 1976 |  | 0 | 0 | 0 | 0 | 64.7 | 0 | 0 | 0 | 0 | 0 | 0 | 0 | 0 | 0 | 0 | 0 | 0 | 0 | 0 | 0 | 0 | 0 | 0 | 0 | 0 | 0 | 0 | 0 | 0 | 0
221 | 15235 | 2018 | MO | Northeast (MO) | 2081 | 17 | 0 | OP | GT | DFO | 64.7 | 0 | 209.924 | 93.83 | Distributed from 923 Generation And Fuel | 1977 |  | 0 | 0 | 0 | 0 | 64.7 | 0 | 0 | 0 | 0 | 0 | 0 | 0 | 0 | 0 | 0 | 0 | 0 | 0 | 0 | 0 | 0 | 0 | 0 | 0 | 0 | 0 | 0 | 0 | 0 | 0
222 | 15236 | 2018 | MO | Northeast (MO) | 2081 | 18 | 0 | OP | GT | DFO | 64.7 | 0 | 209.924 | 93.83 | Distributed from 923 Generation And Fuel | 1977 |  | 0 | 0 | 0 | 0 | 64.7 | 0 | 0 | 0 | 0 | 0 | 0 | 0 | 0 | 0 | 0 | 0 | 0 | 0 | 0 | 0 | 0 | 0 | 0 | 0 | 0 | 0 | 0 | 0 | 0 | 0
223 | 15237 | 2018 | MO | Northeast (MO) | 2081 | 19 | 0 | OP | IC | DFO | 2 | 0 | 0 | 0 | Distributed from 923 Generation And Fuel | 1985 |  | 0 | 0 | 0 | 0 | 2 | 0 | 0 | 0 | 0 | 0 | 0 | 0 | 0 | 0 | 0 | 0 | 0 | 0 | 0 | 0 | 0 | 0 | 0 | 0 | 0 | 0 | 0 | 0 | 0 | 0
224 | 15238 | 2018 | MO | O'Fallon Renewable Energy Center | 61826 | OREC | 0 | OP | PV | SUN | 4.5 | 0.156 | 6148 | 3191 | Distributed from 923 Generation And Fuel | 2014 |  | 0 | 0 | 0 | 0 | 0 | 0 | 0 | 0 | 0 | 0 | 0 | 0 | 0 | 0 | 0 | 0 | 0 | 0 | 0 | 0 | 0 | 0 | 0 | 4.5 | 0 | 0 | 0 | 0 | 0 | 0
225 | 15239 | 2018 | MO | Osage Dam | 2106 | 1 | 0 | OP | HY | WAT | 27.5 | 0.187 | 44957.344 | 17464.748 | Distributed from 923 Generation And Fuel | 1931 |  | 0 | 0 | 0 | 0 | 0 | 0 | 0 | 0 | 0 | 0 | 0 | 0 | 0 | 0 | 0 | 0 | 0 | 0 | 0 | 0 | 0 | 0 | 0 | 0 | 27.5 | 0 | 0 | 0 | 0 | 0
226 | 15240 | 2018 | MO | Osage Dam | 2106 | 2 | 0 | OP | HY | WAT | 27.5 | 0.187 | 44957.344 | 17464.748 | Distributed from 923 Generation And Fuel | 1931 |  | 0 | 0 | 0 | 0 | 0 | 0 | 0 | 0 | 0 | 0 | 0 | 0 | 0 | 0 | 0 | 0 | 0 | 0 | 0 | 0 | 0 | 0 | 0 | 0 | 27.5 | 0 | 0 | 0 | 0 | 0
227 | 15241 | 2018 | MO | Osage Dam | 2106 | 3 | 0 | OP | HY | WAT | 27.5 | 0.187 | 44957.344 | 17464.748 | Distributed from 923 Generation And Fuel | 1931 |  | 0 | 0 | 0 | 0 | 0 | 0 | 0 | 0 | 0 | 0 | 0 | 0 | 0 | 0 | 0 | 0 | 0 | 0 | 0 | 0 | 0 | 0 | 0 | 0 | 27.5 | 0 | 0 | 0 | 0 | 0
228 | 15242 | 2018 | MO | Osage Dam | 2106 | 4 | 0 | OP | HY | WAT | 27.5 | 0.187 | 44957.344 | 17464.748 | Distributed from 923 Generation And Fuel | 1931 |  | 0 | 0 | 0 | 0 | 0 | 0 | 0 | 0 | 0 | 0 | 0 | 0 | 0 | 0 | 0 | 0 | 0 | 0 | 0 | 0 | 0 | 0 | 0 | 0 | 27.5 | 0 | 0 | 0 | 0 | 0
229 | 15243 | 2018 | MO | Osage Dam | 2106 | 5 | 0 | OP | HY | WAT | 27.5 | 0.187 | 44957.344 | 17464.748 | Distributed from 923 Generation And Fuel | 1931 |  | 0 | 0 | 0 | 0 | 0 | 0 | 0 | 0 | 0 | 0 | 0 | 0 | 0 | 0 | 0 | 0 | 0 | 0 | 0 | 0 | 0 | 0 | 0 | 0 | 27.5 | 0 | 0 | 0 | 0 | 0
230 | 15244 | 2018 | MO | Osage Dam | 2106 | 6 | 0 | OP | HY | WAT | 27.5 | 0.187 | 44957.344 | 17464.748 | Distributed from 923 Generation And Fuel | 1931 |  | 0 | 0 | 0 | 0 | 0 | 0 | 0 | 0 | 0 | 0 | 0 | 0 | 0 | 0 | 0 | 0 | 0 | 0 | 0 | 0 | 0 | 0 | 0 | 0 | 27.5 | 0 | 0 | 0 | 0 | 0
231 | 15245 | 2018 | MO | Osage Dam | 2106 | 7 | 0 | OP | HY | WAT | 21.5 | 0.187 | 35148.469 | 13654.257 | Distributed from 923 Generation And Fuel | 1953 |  | 0 | 0 | 0 | 0 | 0 | 0 | 0 | 0 | 0 | 0 | 0 | 0 | 0 | 0 | 0 | 0 | 0 | 0 | 0 | 0 | 0 | 0 | 0 | 0 | 21.5 | 0 | 0 | 0 | 0 | 0
232 | 15246 | 2018 | MO | Osage Dam | 2106 | 8 | 0 | OP | HY | WAT | 21.5 | 0.187 | 35148.469 | 13654.257 | Distributed from 923 Generation And Fuel | 1953 |  | 0 | 0 | 0 | 0 | 0 | 0 | 0 | 0 | 0 | 0 | 0 | 0 | 0 | 0 | 0 | 0 | 0 | 0 | 0 | 0 | 0 | 0 | 0 | 0 | 21.5 | 0 | 0 | 0 | 0 | 0
233 | 15247 | 2018 | MO | Osborn Wind Energy | 60672 | GEN1 | 0 | OP | WT | WND | 200.9 | 0.408 | 717352 | 240745 | Distributed from 923 Generation And Fuel | 2016 |  | 0 | 0 | 0 | 0 | 0 | 0 | 0 | 0 | 0 | 0 | 0 | 0 | 0 | 0 | 0 | 0 | 0 | 0 | 0 | 0 | 0 | 0 | 0 | 0 | 0 | 0 | 0 | 0 | 0 | 200.9
234 | 15252 | 2018 | MO | Ozark Beach | 6280 | 5 | 0 | OP | HY | WAT | 4 | 0.352 | 12336.25 | 4792.25 | Distributed from 923 Generation And Fuel | 1931 |  | 0 | 0 | 0 | 0 | 0 | 0 | 0 | 0 | 0 | 0 | 0 | 0 | 0 | 0 | 0 | 0 | 0 | 0 | 0 | 0 | 0 | 0 | 0 | 0 | 4 | 0 | 0 | 0 | 0 | 0
235 | 15253 | 2018 | MO | Ozark Beach | 6280 | 6 | 0 | OP | HY | WAT | 4 | 0.352 | 12336.25 | 4792.25 | Distributed from 923 Generation And Fuel | 1931 |  | 0 | 0 | 0 | 0 | 0 | 0 | 0 | 0 | 0 | 0 | 0 | 0 | 0 | 0 | 0 | 0 | 0 | 0 | 0 | 0 | 0 | 0 | 0 | 0 | 4 | 0 | 0 | 0 | 0 | 0
236 | 15254 | 2018 | MO | Ozark Beach | 6280 | 7 | 0 | OP | HY | WAT | 4 | 0.352 | 12336.25 | 4792.25 | Distributed from 923 Generation And Fuel | 1931 |  | 0 | 0 | 0 | 0 | 0 | 0 | 0 | 0 | 0 | 0 | 0 | 0 | 0 | 0 | 0 | 0 | 0 | 0 | 0 | 0 | 0 | 0 | 0 | 0 | 4 | 0 | 0 | 0 | 0 | 0
237 | 15255 | 2018 | MO | Ozark Beach | 6280 | 8 | 0 | OP | HY | WAT | 4 | 0.352 | 12336.25 | 4792.25 | Distributed from 923 Generation And Fuel | 1931 |  | 0 | 0 | 0 | 0 | 0 | 0 | 0 | 0 | 0 | 0 | 0 | 0 | 0 | 0 | 0 | 0 | 0 | 0 | 0 | 0 | 0 | 0 | 0 | 0 | 4 | 0 | 0 | 0 | 0 | 0
238 | 15256 | 2018 | MO | Peno Creek | 7964 | GT1 | 0 | OP | GT | NG | 60 | 0.044 | 23117.75 | 11935.5 | Distributed from 923 Generation And Fuel | 2002 |  | 0 | 0 | 0 | 0 | 0 | 0 | 0 | 0 | 0 | 0 | 0 | 60 | 0 | 0 | 0 | 0 | 0 | 0 | 0 | 0 | 0 | 0 | 0 | 0 | 0 | 0 | 0 | 0 | 0 | 0
239 | 15257 | 2018 | MO | Peno Creek | 7964 | GT2 | 0 | OP | GT | NG | 60 | 0.044 | 23117.75 | 11935.5 | Distributed from 923 Generation And Fuel | 2002 |  | 0 | 0 | 0 | 0 | 0 | 0 | 0 | 0 | 0 | 0 | 0 | 60 | 0 | 0 | 0 | 0 | 0 | 0 | 0 | 0 | 0 | 0 | 0 | 0 | 0 | 0 | 0 | 0 | 0 | 0
240 | 15258 | 2018 | MO | Peno Creek | 7964 | GT3 | 0 | OP | GT | NG | 60 | 0.044 | 23117.75 | 11935.5 | Distributed from 923 Generation And Fuel | 2002 |  | 0 | 0 | 0 | 0 | 0 | 0 | 0 | 0 | 0 | 0 | 0 | 60 | 0 | 0 | 0 | 0 | 0 | 0 | 0 | 0 | 0 | 0 | 0 | 0 | 0 | 0 | 0 | 0 | 0 | 0
241 | 15259 | 2018 | MO | Peno Creek | 7964 | GT4 | 0 | OP | GT | NG | 60 | 0.044 | 23117.75 | 11935.5 | Distributed from 923 Generation And Fuel | 2002 |  | 0 | 0 | 0 | 0 | 0 | 0 | 0 | 0 | 0 | 0 | 0 | 60 | 0 | 0 | 0 | 0 | 0 | 0 | 0 | 0 | 0 | 0 | 0 | 0 | 0 | 0 | 0 | 0 | 0 | 0
242 | 15261 | 2018 | MO | Poplar Bluff Generating Station | 7392 | 2 | 0 | OP | IC | DFO | 7 | 0.006 | 371.965 | 169.355 | Distributed from 923 Generation And Fuel | 1976 |  | 0 | 0 | 0 | 0 | 7 | 0 | 0 | 0 | 0 | 0 | 0 | 0 | 0 | 0 | 0 | 0 | 0 | 0 | 0 | 0 | 0 | 0 | 0 | 0 | 0 | 0 | 0 | 0 | 0 | 0
243 | 15265 | 2018 | MO | Ralph Green | 2092 | 3 | 0 | OP | GT | NG | 85 | 0.009 | 6509 | 3361 | Distributed from 923 Generation And Fuel | 1981 |  | 0 | 0 | 0 | 0 | 0 | 0 | 0 | 0 | 0 | 0 | 0 | 85 | 0 | 0 | 0 | 0 | 0 | 0 | 0 | 0 | 0 | 0 | 0 | 0 | 0 | 0 | 0 | 0 | 0 | 0
244 | 15266 | 2018 | MO | Rock Creek Wind Project | 60655 | WT1 | 0 | OP | WT | WND | 300 | 0.411 | 1080673 | 366656 | Distributed from 923 Generation And Fuel | 2017 |  | 0 | 0 | 0 | 0 | 0 | 0 | 0 | 0 | 0 | 0 | 0 | 0 | 0 | 0 | 0 | 0 | 0 | 0 | 0 | 0 | 0 | 0 | 0 | 0 | 0 | 0 | 0 | 0 | 0 | 300
245 | 15267 | 2018 | MO | Rolla Solar Farm (MO) | 60705 | RSF1 | 0 | OP | PV | SUN | 2.8 | 0.173 | 4234 | 2198 | Distributed from 923 Generation And Fuel | 2016 |  | 0 | 0 | 0 | 0 | 0 | 0 | 0 | 0 | 0 | 0 | 0 | 0 | 0 | 0 | 0 | 0 | 0 | 0 | 0 | 0 | 0 | 0 | 0 | 2.8 | 0 | 0 | 0 | 0 | 0 | 0
246 | 15268 | 2018 | MO | Rush Island | 6155 | 1 | 1 | OP | ST | RC | 621 | 0.61 | 3318160 | 1317158 | EIA-923 Generator File | 1976 |  | 0 | 0 | 0 | 0 | 0 | 0 | 0 | 0 | 0 | 0 | 0 | 0 | 0 | 0 | 0 | 0 | 0 | 0 | 0 | 0 | 0 | 621 | 0 | 0 | 0 | 0 | 0 | 0 | 0 | 0
247 | 15269 | 2018 | MO | Rush Island | 6155 | 2 | 1 | OP | ST | RC | 621 | 0.818 | 4448068 | 1951103 | EIA-923 Generator File | 1977 |  | 0 | 0 | 0 | 0 | 0 | 0 | 0 | 0 | 0 | 0 | 0 | 0 | 0 | 0 | 0 | 0 | 0 | 0 | 0 | 0 | 0 | 621 | 0 | 0 | 0 | 0 | 0 | 0 | 0 | 0
248 | 15270 | 2018 | MO | Salisbury City of | 7400 | 1 | 0 | OP | IC | DFO | 1 | 0 | 0 | 0 | Distributed from 923 Generation And Fuel | 1983 |  | 0 | 0 | 0 | 0 | 1 | 0 | 0 | 0 | 0 | 0 | 0 | 0 | 0 | 0 | 0 | 0 | 0 | 0 | 0 | 0 | 0 | 0 | 0 | 0 | 0 | 0 | 0 | 0 | 0 | 0
249 | 15271 | 2018 | MO | Salisbury City of | 7400 | 2 | 0 | OP | IC | DFO | 1 | 0 | 0 | 0 | Distributed from 923 Generation And Fuel | 1983 |  | 0 | 0 | 0 | 0 | 1 | 0 | 0 | 0 | 0 | 0 | 0 | 0 | 0 | 0 | 0 | 0 | 0 | 0 | 0 | 0 | 0 | 0 | 0 | 0 | 0 | 0 | 0 | 0 | 0 | 0
250 | 15272 | 2018 | MO | Salisbury City of | 7400 | 3 | 0 | OP | IC | DFO | 2.2 | 0 | 0 | 0 | Distributed from 923 Generation And Fuel | 1986 |  | 0 | 0 | 0 | 0 | 2.2 | 0 | 0 | 0 | 0 | 0 | 0 | 0 | 0 | 0 | 0 | 0 | 0 | 0 | 0 | 0 | 0 | 0 | 0 | 0 | 0 | 0 | 0 | 0 | 0 | 0
251 | 15273 | 2018 | MO | Salisbury City of | 7400 | 4 | 0 | OP | IC | DFO | 2.2 | 0 | 0 | 0 | Distributed from 923 Generation And Fuel | 1986 |  | 0 | 0 | 0 | 0 | 2.2 | 0 | 0 | 0 | 0 | 0 | 0 | 0 | 0 | 0 | 0 | 0 | 0 | 0 | 0 | 0 | 0 | 0 | 0 | 0 | 0 | 0 | 0 | 0 | 0 | 0
252 | 15274 | 2018 | MO | Shelbina Power #1 | 7405 | G1 | 0 | OP | IC | DFO | 3 | 0 | 5.217 | 2.609 | Distributed from 923 Generation And Fuel | 1981 |  | 0 | 0 | 0 | 0 | 3 | 0 | 0 | 0 | 0 | 0 | 0 | 0 | 0 | 0 | 0 | 0 | 0 | 0 | 0 | 0 | 0 | 0 | 0 | 0 | 0 | 0 | 0 | 0 | 0 | 0
253 | 15275 | 2018 | MO | Shelbina Power #1 | 7405 | G2 | 0 | OP | IC | DFO | 1.6 | 0 | 2.783 | 1.391 | Distributed from 923 Generation And Fuel | 1989 |  | 0 | 0 | 0 | 0 | 1.6 | 0 | 0 | 0 | 0 | 0 | 0 | 0 | 0 | 0 | 0 | 0 | 0 | 0 | 0 | 0 | 0 | 0 | 0 | 0 | 0 | 0 | 0 | 0 | 0 | 0
254 | 15276 | 2018 | MO | Shelbina Power #2 | 7406 | G3 | 0 | OP | IC | DFO | 1.6 | 0.001 | 9.212 | 4.121 | Distributed from 923 Generation And Fuel | 1992 |  | 0 | 0 | 0 | 0 | 1.6 | 0 | 0 | 0 | 0 | 0 | 0 | 0 | 0 | 0 | 0 | 0 | 0 | 0 | 0 | 0 | 0 | 0 | 0 | 0 | 0 | 0 | 0 | 0 | 0 | 0
255 | 15277 | 2018 | MO | Shelbina Power #2 | 7406 | G4 | 0 | OP | IC | DFO | 1.6 | 0.001 | 9.212 | 4.121 | Distributed from 923 Generation And Fuel | 1992 |  | 0 | 0 | 0 | 0 | 1.6 | 0 | 0 | 0 | 0 | 0 | 0 | 0 | 0 | 0 | 0 | 0 | 0 | 0 | 0 | 0 | 0 | 0 | 0 | 0 | 0 | 0 | 0 | 0 | 0 | 0
256 | 15278 | 2018 | MO | Shelbina Power #2 | 7406 | G5 | 0 | OP | IC | DFO | 1.6 | 0.001 | 9.212 | 4.121 | Distributed from 923 Generation And Fuel | 1992 |  | 0 | 0 | 0 | 0 | 1.6 | 0 | 0 | 0 | 0 | 0 | 0 | 0 | 0 | 0 | 0 | 0 | 0 | 0 | 0 | 0 | 0 | 0 | 0 | 0 | 0 | 0 | 0 | 0 | 0 | 0
257 | 15279 | 2018 | MO | Shelbina Power #2 | 7406 | G6 | 0 | OP | IC | DFO | 1.8 | 0.001 | 10.364 | 4.636 | Distributed from 923 Generation And Fuel | 1999 |  | 0 | 0 | 0 | 0 | 1.8 | 0 | 0 | 0 | 0 | 0 | 0 | 0 | 0 | 0 | 0 | 0 | 0 | 0 | 0 | 0 | 0 | 0 | 0 | 0 | 0 | 0 | 0 | 0 | 0 | 0
258 | 15280 | 2018 | MO | Shelbina Power #3 | 7860 | G7 | 0 | OP | IC | DFO | 1.8 | 0.001 | 11 | 5 | Distributed from 923 Generation And Fuel | 2002 |  | 0 | 0 | 0 | 0 | 1.8 | 0 | 0 | 0 | 0 | 0 | 0 | 0 | 0 | 0 | 0 | 0 | 0 | 0 | 0 | 0 | 0 | 0 | 0 | 0 | 0 | 0 | 0 | 0 | 0 | 0
259 | 15281 | 2018 | MO | Shelbina Power #3 | 7860 | G8 | 0 | OP | IC | DFO | 1.8 | 0.001 | 11 | 5 | Distributed from 923 Generation And Fuel | 2002 |  | 0 | 0 | 0 | 0 | 1.8 | 0 | 0 | 0 | 0 | 0 | 0 | 0 | 0 | 0 | 0 | 0 | 0 | 0 | 0 | 0 | 0 | 0 | 0 | 0 | 0 | 0 | 0 | 0 | 0 | 0
260 | 15285 | 2018 | MO | Sikeston Power Station | 6768 | 1 | 1 | OP | ST | SUB | 261 | 0.786 | 1796819 | 774806 | EIA-923 Generator File | 1981 |  | 0 | 0 | 0 | 0 | 0 | 0 | 0 | 0 | 0 | 0 | 0 | 0 | 0 | 0 | 0 | 0 | 0 | 0 | 0 | 0 | 0 | 0 | 261 | 0 | 0 | 0 | 0 | 0 | 0 | 0
261 | 15286 | 2018 | MO | Sioux | 2107 | 1 | 1 | OP | ST | RC | 549.7 | 0.548 | 2641190 | 1220026 | EIA-923 Generator File | 1967 |  | 0 | 0 | 0 | 0 | 0 | 0 | 0 | 0 | 0 | 0 | 0 | 0 | 0 | 0 | 0 | 0 | 0 | 0 | 0 | 0 | 0 | 549.7 | 0 | 0 | 0 | 0 | 0 | 0 | 0 | 0
262 | 15287 | 2018 | MO | Sioux | 2107 | 2 | 1 | OP | ST | RC | 549.7 | 0.628 | 3023701 | 1257652 | EIA-923 Generator File | 1968 |  | 0 | 0 | 0 | 0 | 0 | 0 | 0 | 0 | 0 | 0 | 0 | 0 | 0 | 0 | 0 | 0 | 0 | 0 | 0 | 0 | 0 | 549.7 | 0 | 0 | 0 | 0 | 0 | 0 | 0 | 0
263 | 15288 | 2018 | MO | South Harper | 56151 | GT1 | 0 | OP | GT | NG | 117 | 0.013 | 12921.333 | 6671.333 | Distributed from 923 Generation And Fuel | 2005 |  | 0 | 0 | 0 | 0 | 0 | 0 | 0 | 0 | 0 | 0 | 0 | 117 | 0 | 0 | 0 | 0 | 0 | 0 | 0 | 0 | 0 | 0 | 0 | 0 | 0 | 0 | 0 | 0 | 0 | 0
264 | 15289 | 2018 | MO | South Harper | 56151 | GT2 | 0 | OP | GT | NG | 117 | 0.013 | 12921.333 | 6671.333 | Distributed from 923 Generation And Fuel | 2005 |  | 0 | 0 | 0 | 0 | 0 | 0 | 0 | 0 | 0 | 0 | 0 | 117 | 0 | 0 | 0 | 0 | 0 | 0 | 0 | 0 | 0 | 0 | 0 | 0 | 0 | 0 | 0 | 0 | 0 | 0
265 | 15290 | 2018 | MO | South Harper | 56151 | GT3 | 0 | OP | GT | NG | 117 | 0.013 | 12921.333 | 6671.333 | Distributed from 923 Generation And Fuel | 2005 |  | 0 | 0 | 0 | 0 | 0 | 0 | 0 | 0 | 0 | 0 | 0 | 117 | 0 | 0 | 0 | 0 | 0 | 0 | 0 | 0 | 0 | 0 | 0 | 0 | 0 | 0 | 0 | 0 | 0 | 0
266 | 15298 | 2018 | MO | Springfield Solar 1 LLC | 59110 | 1 | 0 | OP | PV | SUN | 4.9 | 0.196 | 8404 | 4032 | Distributed from 923 Generation And Fuel | 2014 |  | 0 | 0 | 0 | 0 | 0 | 0 | 0 | 0 | 0 | 0 | 0 | 0 | 0 | 0 | 0 | 0 | 0 | 0 | 0 | 0 | 0 | 0 | 0 | 4.9 | 0 | 0 | 0 | 0 | 0 | 0
267 | 15299 | 2018 | MO | St Francis Energy Facility | 7604 | 1 | 1 | OP | CS | NG | 253.3 | 0.154 | 341553 | 202586 | EIA-923 Generator File | 1999 |  | 0 | 0 | 0 | 0 | 0 | 0 | 0 | 0 | 0 | 0 | 0 | 253.3 | 0 | 0 | 0 | 0 | 0 | 0 | 0 | 0 | 0 | 0 | 0 | 0 | 0 | 0 | 0 | 0 | 0 | 0
268 | 15300 | 2018 | MO | St Francis Energy Facility | 7604 | 2 | 1 | OP | CS | NG | 253.3 | 0.197 | 436689 | 229293 | EIA-923 Generator File | 2001 |  | 0 | 0 | 0 | 0 | 0 | 0 | 0 | 0 | 0 | 0 | 0 | 253.3 | 0 | 0 | 0 | 0 | 0 | 0 | 0 | 0 | 0 | 0 | 0 | 0 | 0 | 0 | 0 | 0 | 0 | 0
269 | 15301 | 2018 | MO | St Joseph Landfill Generating Station | 58024 | UNIT1 | 0 | OP | IC | LFG | 1.6 | 0.375 | 5253 | 2360 | Distributed from 923 Generation And Fuel | 2011 |  | 0 | 0 | 0 | 0 | 0 | 0 | 0 | 1.6 | 0 | 0 | 0 | 0 | 0 | 0 | 0 | 0 | 0 | 0 | 0 | 0 | 0 | 0 | 0 | 0 | 0 | 0 | 0 | 0 | 0 | 0
270 | 15308 | 2018 | MO | State Line Combined Cycle | 7296 | 1 | 0 | OP | GT | NG | 123 | 0.022 | 23177 | 8509 | Distributed from 923 Generation And Fuel | 1995 |  | 0 | 0 | 0 | 0 | 0 | 0 | 0 | 0 | 0 | 0 | 0 | 123 | 0 | 0 | 0 | 0 | 0 | 0 | 0 | 0 | 0 | 0 | 0 | 0 | 0 | 0 | 0 | 0 | 0 | 0
271 | 15309 | 2018 | MO | State Line Combined Cycle | 7296 | 2-1 | 0 | OP | CT | NG | 181 | 0.528 | 836863 | 396999 | EIA-923 Generator File | 2001 |  | 0 | 0 | 0 | 0 | 0 | 0 | 0 | 0 | 0 | 0 | 0 | 181 | 0 | 0 | 0 | 0 | 0 | 0 | 0 | 0 | 0 | 0 | 0 | 0 | 0 | 0 | 0 | 0 | 0 | 0
272 | 15310 | 2018 | MO | State Line Combined Cycle | 7296 | 2-2 | 0 | OP | CT | NG | 180 | 0.535 | 842930 | 388351 | EIA-923 Generator File | 1997 |  | 0 | 0 | 0 | 0 | 0 | 0 | 0 | 0 | 0 | 0 | 0 | 180 | 0 | 0 | 0 | 0 | 0 | 0 | 0 | 0 | 0 | 0 | 0 | 0 | 0 | 0 | 0 | 0 | 0 | 0
273 | 15311 | 2018 | MO | State Line Combined Cycle | 7296 | 2-3 | 2 | OP | CA | NG | 206.5 | 0.538 | 973967 | 474522 | EIA-923 Generator File | 2001 |  | 0 | 0 | 0 | 0 | 0 | 0 | 0 | 0 | 0 | 0 | 0 | 206.5 | 0 | 0 | 0 | 0 | 0 | 0 | 0 | 0 | 0 | 0 | 0 | 0 | 0 | 0 | 0 | 0 | 0 | 0
274 | 15312 | 2018 | MO | Station H | 2135 | 1 | 0 | OP | GT | NG | 19 | 0.026 | 4329.791 | 2234.93 | Distributed from 923 Generation And Fuel | 1972 |  | 0 | 0 | 0 | 0 | 0 | 0 | 0 | 0 | 0 | 0 | 0 | 19 | 0 | 0 | 0 | 0 | 0 | 0 | 0 | 0 | 0 | 0 | 0 | 0 | 0 | 0 | 0 | 0 | 0 | 0
275 | 15313 | 2018 | MO | Station H | 2135 | 2 | 0 | OP | GT | NG | 24 | 0.026 | 5469.209 | 2823.07 | Distributed from 923 Generation And Fuel | 1974 |  | 0 | 0 | 0 | 0 | 0 | 0 | 0 | 0 | 0 | 0 | 0 | 24 | 0 | 0 | 0 | 0 | 0 | 0 | 0 | 0 | 0 | 0 | 0 | 0 | 0 | 0 | 0 | 0 | 0 | 0
276 | 15314 | 2018 | MO | Station I | 2136 | 1 | 0 | OP | GT | DFO | 19 | 0 | 78.5 | 35 | Distributed from 923 Generation And Fuel | 1972 |  | 0 | 0 | 0 | 0 | 19 | 0 | 0 | 0 | 0 | 0 | 0 | 0 | 0 | 0 | 0 | 0 | 0 | 0 | 0 | 0 | 0 | 0 | 0 | 0 | 0 | 0 | 0 | 0 | 0 | 0
277 | 15315 | 2018 | MO | Station I | 2136 | 2 | 0 | OP | GT | DFO | 19 | 0 | 78.5 | 35 | Distributed from 923 Generation And Fuel | 1972 |  | 0 | 0 | 0 | 0 | 19 | 0 | 0 | 0 | 0 | 0 | 0 | 0 | 0 | 0 | 0 | 0 | 0 | 0 | 0 | 0 | 0 | 0 | 0 | 0 | 0 | 0 | 0 | 0 | 0 | 0
278 | 15316 | 2018 | MO | Stockton Hydro | 2124 | 1 | 0 | OP | HY | WAT | 52 | 0.073 | 33084 | 12852 | Distributed from 923 Generation And Fuel | 1973 |  | 0 | 0 | 0 | 0 | 0 | 0 | 0 | 0 | 0 | 0 | 0 | 0 | 0 | 0 | 0 | 0 | 0 | 0 | 0 | 0 | 0 | 0 | 0 | 0 | 52 | 0 | 0 | 0 | 0 | 0
279 | 15323 | 2018 | MO | Table Rock | 2166 | 1 | 0 | OP | HY | WAT | 50 | 0.22 | 96384 | 37442.75 | Distributed from 923 Generation And Fuel | 1959 |  | 0 | 0 | 0 | 0 | 0 | 0 | 0 | 0 | 0 | 0 | 0 | 0 | 0 | 0 | 0 | 0 | 0 | 0 | 0 | 0 | 0 | 0 | 0 | 0 | 50 | 0 | 0 | 0 | 0 | 0
280 | 15324 | 2018 | MO | Table Rock | 2166 | 2 | 0 | OP | HY | WAT | 50 | 0.22 | 96384 | 37442.75 | Distributed from 923 Generation And Fuel | 1959 |  | 0 | 0 | 0 | 0 | 0 | 0 | 0 | 0 | 0 | 0 | 0 | 0 | 0 | 0 | 0 | 0 | 0 | 0 | 0 | 0 | 0 | 0 | 0 | 0 | 50 | 0 | 0 | 0 | 0 | 0
281 | 15325 | 2018 | MO | Table Rock | 2166 | 3 | 0 | OP | HY | WAT | 50 | 0.22 | 96384 | 37442.75 | Distributed from 923 Generation And Fuel | 1961 |  | 0 | 0 | 0 | 0 | 0 | 0 | 0 | 0 | 0 | 0 | 0 | 0 | 0 | 0 | 0 | 0 | 0 | 0 | 0 | 0 | 0 | 0 | 0 | 0 | 50 | 0 | 0 | 0 | 0 | 0
282 | 15326 | 2018 | MO | Table Rock | 2166 | 4 | 0 | OP | HY | WAT | 50 | 0.22 | 96384 | 37442.75 | Distributed from 923 Generation And Fuel | 1961 |  | 0 | 0 | 0 | 0 | 0 | 0 | 0 | 0 | 0 | 0 | 0 | 0 | 0 | 0 | 0 | 0 | 0 | 0 | 0 | 0 | 0 | 0 | 0 | 0 | 50 | 0 | 0 | 0 | 0 | 0
283 | 15327 | 2018 | MO | Taum Sauk | 2108 | 1 | 0 | OP | PS | WAT | 204 | -0.034 | -60667.5 | -44667.5 | Distributed from 923 Generation And Fuel | 1963 |  | 0 | 0 | 0 | 0 | 0 | 0 | 0 | 0 | 0 | 0 | 0 | 0 | 0 | 0 | 0 | 0 | 0 | 0 | 0 | 0 | 0 | 0 | 0 | 0 | 204 | 0 | 0 | 0 | 0 | 0
284 | 15328 | 2018 | MO | Taum Sauk | 2108 | 2 | 0 | OP | PS | WAT | 204 | -0.034 | -60667.5 | -44667.5 | Distributed from 923 Generation And Fuel | 1963 |  | 0 | 0 | 0 | 0 | 0 | 0 | 0 | 0 | 0 | 0 | 0 | 0 | 0 | 0 | 0 | 0 | 0 | 0 | 0 | 0 | 0 | 0 | 0 | 0 | 204 | 0 | 0 | 0 | 0 | 0
285 | 15329 | 2018 | MO | Thomas Hill | 2168 | 1 | 1 | OP | ST | RC | 171.7 | 0.778 | 1170463 | 481326 | EIA-923 Generator File | 1966 |  | 0 | 0 | 0 | 0 | 0 | 0 | 0 | 0 | 0 | 0 | 0 | 0 | 0 | 0 | 0 | 0 | 0 | 0 | 0 | 0 | 0 | 171.7 | 0 | 0 | 0 | 0 | 0 | 0 | 0 | 0
286 | 15330 | 2018 | MO | Thomas Hill | 2168 | 2 | 1 | OP | ST | RC | 272 | 0.727 | 1731634 | 751117 | EIA-923 Generator File | 1969 |  | 0 | 0 | 0 | 0 | 0 | 0 | 0 | 0 | 0 | 0 | 0 | 0 | 0 | 0 | 0 | 0 | 0 | 0 | 0 | 0 | 0 | 272 | 0 | 0 | 0 | 0 | 0 | 0 | 0 | 0
287 | 15331 | 2018 | MO | Thomas Hill | 2168 | 3 | 1 | OP | ST | RC | 738 | 0.758 | 4897537 | 2104265 | EIA-923 Generator File | 1982 |  | 0 | 0 | 0 | 0 | 0 | 0 | 0 | 0 | 0 | 0 | 0 | 0 | 0 | 0 | 0 | 0 | 0 | 0 | 0 | 0 | 0 | 738 | 0 | 0 | 0 | 0 | 0 | 0 | 0 | 0
288 | 15338 | 2018 | MO | Trenton North | 698 | 1 | 0 | OP | IC | DFO | 2.7 | 0.001 | 13.6 | 6 | Distributed from 923 Generation And Fuel | 1974 |  | 0 | 0 | 0 | 0 | 2.7 | 0 | 0 | 0 | 0 | 0 | 0 | 0 | 0 | 0 | 0 | 0 | 0 | 0 | 0 | 0 | 0 | 0 | 0 | 0 | 0 | 0 | 0 | 0 | 0 | 0
289 | 15339 | 2018 | MO | Trenton North | 698 | 2 | 0 | OP | IC | DFO | 2.7 | 0.001 | 13.6 | 6 | Distributed from 923 Generation And Fuel | 1974 |  | 0 | 0 | 0 | 0 | 2.7 | 0 | 0 | 0 | 0 | 0 | 0 | 0 | 0 | 0 | 0 | 0 | 0 | 0 | 0 | 0 | 0 | 0 | 0 | 0 | 0 | 0 | 0 | 0 | 0 | 0
290 | 15340 | 2018 | MO | Trenton North | 698 | 3 | 0 | OP | IC | DFO | 2.7 | 0.001 | 13.6 | 6 | Distributed from 923 Generation And Fuel | 1974 |  | 0 | 0 | 0 | 0 | 2.7 | 0 | 0 | 0 | 0 | 0 | 0 | 0 | 0 | 0 | 0 | 0 | 0 | 0 | 0 | 0 | 0 | 0 | 0 | 0 | 0 | 0 | 0 | 0 | 0 | 0
291 | 15341 | 2018 | MO | Trenton North | 698 | 4 | 0 | OP | IC | DFO | 2.7 | 0.001 | 13.6 | 6 | Distributed from 923 Generation And Fuel | 1974 |  | 0 | 0 | 0 | 0 | 2.7 | 0 | 0 | 0 | 0 | 0 | 0 | 0 | 0 | 0 | 0 | 0 | 0 | 0 | 0 | 0 | 0 | 0 | 0 | 0 | 0 | 0 | 0 | 0 | 0 | 0
292 | 15342 | 2018 | MO | Trenton North | 698 | 5 | 0 | OP | IC | DFO | 2.7 | 0.001 | 13.6 | 6 | Distributed from 923 Generation And Fuel | 1975 |  | 0 | 0 | 0 | 0 | 2.7 | 0 | 0 | 0 | 0 | 0 | 0 | 0 | 0 | 0 | 0 | 0 | 0 | 0 | 0 | 0 | 0 | 0 | 0 | 0 | 0 | 0 | 0 | 0 | 0 | 0
293 | 15343 | 2018 | MO | Trenton Solar Farm (MO) | 60704 | TSF1 | 0 | OP | PV | SUN | 2.8 | 0.181 | 4429 | 2299 | Distributed from 923 Generation And Fuel | 2015 |  | 0 | 0 | 0 | 0 | 0 | 0 | 0 | 0 | 0 | 0 | 0 | 0 | 0 | 0 | 0 | 0 | 0 | 0 | 0 | 0 | 0 | 0 | 0 | 2.8 | 0 | 0 | 0 | 0 | 0 | 0
294 | 15344 | 2018 | MO | Trenton South | 7935 | 1 | 0 | OP | IC | DFO | 2 | 0.001 | 10.286 | 4.571 | Distributed from 923 Generation And Fuel | 2000 |  | 0 | 0 | 0 | 0 | 2 | 0 | 0 | 0 | 0 | 0 | 0 | 0 | 0 | 0 | 0 | 0 | 0 | 0 | 0 | 0 | 0 | 0 | 0 | 0 | 0 | 0 | 0 | 0 | 0 | 0
295 | 15345 | 2018 | MO | Trenton South | 7935 | 2 | 0 | OP | IC | DFO | 2 | 0.001 | 10.286 | 4.571 | Distributed from 923 Generation And Fuel | 2000 |  | 0 | 0 | 0 | 0 | 2 | 0 | 0 | 0 | 0 | 0 | 0 | 0 | 0 | 0 | 0 | 0 | 0 | 0 | 0 | 0 | 0 | 0 | 0 | 0 | 0 | 0 | 0 | 0 | 0 | 0
296 | 15346 | 2018 | MO | Trenton South | 7935 | 3 | 0 | OP | IC | DFO | 2 | 0.001 | 10.286 | 4.571 | Distributed from 923 Generation And Fuel | 2000 |  | 0 | 0 | 0 | 0 | 2 | 0 | 0 | 0 | 0 | 0 | 0 | 0 | 0 | 0 | 0 | 0 | 0 | 0 | 0 | 0 | 0 | 0 | 0 | 0 | 0 | 0 | 0 | 0 | 0 | 0
297 | 15347 | 2018 | MO | Trenton South | 7935 | 4 | 0 | OP | IC | DFO | 2 | 0.001 | 10.286 | 4.571 | Distributed from 923 Generation And Fuel | 2000 |  | 0 | 0 | 0 | 0 | 2 | 0 | 0 | 0 | 0 | 0 | 0 | 0 | 0 | 0 | 0 | 0 | 0 | 0 | 0 | 0 | 0 | 0 | 0 | 0 | 0 | 0 | 0 | 0 | 0 | 0
298 | 15348 | 2018 | MO | Trenton South | 7935 | 5 | 0 | OP | IC | DFO | 2 | 0.001 | 10.286 | 4.571 | Distributed from 923 Generation And Fuel | 2004 |  | 0 | 0 | 0 | 0 | 2 | 0 | 0 | 0 | 0 | 0 | 0 | 0 | 0 | 0 | 0 | 0 | 0 | 0 | 0 | 0 | 0 | 0 | 0 | 0 | 0 | 0 | 0 | 0 | 0 | 0
299 | 15349 | 2018 | MO | Trenton South | 7935 | 6 | 0 | OP | IC | DFO | 2 | 0.001 | 10.286 | 4.571 | Distributed from 923 Generation And Fuel | 2004 |  | 0 | 0 | 0 | 0 | 2 | 0 | 0 | 0 | 0 | 0 | 0 | 0 | 0 | 0 | 0 | 0 | 0 | 0 | 0 | 0 | 0 | 0 | 0 | 0 | 0 | 0 | 0 | 0 | 0 | 0
300 | 15350 | 2018 | MO | Trenton South | 7935 | 7 | 0 | OP | IC | DFO | 2 | 0.001 | 10.286 | 4.571 | Distributed from 923 Generation And Fuel | 2004 |  | 0 | 0 | 0 | 0 | 2 | 0 | 0 | 0 | 0 | 0 | 0 | 0 | 0 | 0 | 0 | 0 | 0 | 0 | 0 | 0 | 0 | 0 | 0 | 0 | 0 | 0 | 0 | 0 | 0 | 0
301 | 15351 | 2018 | MO | Trigen St. Louis | 56309 | CT-1 | 2 | OP | CS | NG | 7.8 | 0.257 | 17552 | 2832 | EIA-923 Generator File | 1999 |  | 0 | 0 | 0 | 0 | 0 | 0 | 0 | 0 | 0 | 0 | 0 | 7.8 | 0 | 0 | 0 | 0 | 0 | 0 | 0 | 0 | 0 | 0 | 0 | 0 | 0 | 0 | 0 | 0 | 0 | 0
302 | 15352 | 2018 | MO | Trigen St. Louis | 56309 | CT-2 | 2 | OP | CS | NG | 7.8 | 0.48 | 32798 | 12582 | EIA-923 Generator File | 1999 |  | 0 | 0 | 0 | 0 | 0 | 0 | 0 | 0 | 0 | 0 | 0 | 7.8 | 0 | 0 | 0 | 0 | 0 | 0 | 0 | 0 | 0 | 0 | 0 | 0 | 0 | 0 | 0 | 0 | 0 | 0
303 | 15353 | 2018 | MO | Trigen St. Louis | 56309 | IC-1 | 0 | OP | IC | DFO | 1.2 | 0 | 0 | 0 | Distributed from 923 Generation And Fuel | 1999 |  | 0 | 0 | 0 | 0 | 1.2 | 0 | 0 | 0 | 0 | 0 | 0 | 0 | 0 | 0 | 0 | 0 | 0 | 0 | 0 | 0 | 0 | 0 | 0 | 0 | 0 | 0 | 0 | 0 | 0 | 0
304 | 15354 | 2018 | MO | Trigen St. Louis | 56309 | ST-3 | 2 | OP | CA | NG | 18.2 | 0.002 | 255 | 181 | EIA-923 Generator File | 2000 |  | 0 | 0 | 0 | 0 | 0 | 0 | 0 | 0 | 0 | 0 | 0 | 18.2 | 0 | 0 | 0 | 0 | 0 | 0 | 0 | 0 | 0 | 0 | 0 | 0 | 0 | 0 | 0 | 0 | 0 | 0
305 | 15355 | 2018 | MO | Trigen St. Louis | 56309 | ST-4 | 2 | OP | ST | NG | 1.5 | 0 | 0 | 0 | EIA-923 Generator File | 1999 |  | 0 | 0 | 0 | 0 | 0 | 0 | 0 | 0 | 0 | 0 | 0 | 1.5 | 0 | 0 | 0 | 0 | 0 | 0 | 0 | 0 | 0 | 0 | 0 | 0 | 0 | 0 | 0 | 0 | 0 | 0
306 | 15356 | 2018 | MO | Trigen St. Louis | 56309 | ST-5 | 2 | OP | ST | NG | 1.5 | 0 | 0 | 0 | EIA-923 Generator File | 1999 |  | 0 | 0 | 0 | 0 | 0 | 0 | 0 | 0 | 0 | 0 | 0 | 1.5 | 0 | 0 | 0 | 0 | 0 | 0 | 0 | 0 | 0 | 0 | 0 | 0 | 0 | 0 | 0 | 0 | 0 | 0
307 | 15359 | 2018 | MO | Unionville City of | 2164 | 1 | 0 | OP | IC | DFO | 0.8 | 0 | 1.287 | 0.552 | Distributed from 923 Generation And Fuel | 1970 |  | 0 | 0 | 0 | 0 | 0.8 | 0 | 0 | 0 | 0 | 0 | 0 | 0 | 0 | 0 | 0 | 0 | 0 | 0 | 0 | 0 | 0 | 0 | 0 | 0 | 0 | 0 | 0 | 0 | 0 | 0
308 | 15360 | 2018 | MO | Unionville City of | 2164 | 2 | 0 | OP | IC | DFO | 1.7 | 0 | 2.736 | 1.172 | Distributed from 923 Generation And Fuel | 1975 |  | 0 | 0 | 0 | 0 | 1.7 | 0 | 0 | 0 | 0 | 0 | 0 | 0 | 0 | 0 | 0 | 0 | 0 | 0 | 0 | 0 | 0 | 0 | 0 | 0 | 0 | 0 | 0 | 0 | 0 | 0
309 | 15361 | 2018 | MO | Unionville City of | 2164 | 3 | 0 | OP | IC | DFO | 0.2 | 0 | 0.322 | 0.138 | Distributed from 923 Generation And Fuel | 1935 |  | 0 | 0 | 0 | 0 | 0.2 | 0 | 0 | 0 | 0 | 0 | 0 | 0 | 0 | 0 | 0 | 0 | 0 | 0 | 0 | 0 | 0 | 0 | 0 | 0 | 0 | 0 | 0 | 0 | 0 | 0
310 | 15362 | 2018 | MO | Unionville City of | 2164 | 4 | 0 | OP | IC | DFO | 1 | 0 | 1.609 | 0.69 | Distributed from 923 Generation And Fuel | 1970 |  | 0 | 0 | 0 | 0 | 1 | 0 | 0 | 0 | 0 | 0 | 0 | 0 | 0 | 0 | 0 | 0 | 0 | 0 | 0 | 0 | 0 | 0 | 0 | 0 | 0 | 0 | 0 | 0 | 0 | 0
311 | 15363 | 2018 | MO | Unionville City of | 2164 | 5 | 0 | OP | IC | DFO | 0.3 | 0 | 0.483 | 0.207 | Distributed from 923 Generation And Fuel | 1955 |  | 0 | 0 | 0 | 0 | 0.3 | 0 | 0 | 0 | 0 | 0 | 0 | 0 | 0 | 0 | 0 | 0 | 0 | 0 | 0 | 0 | 0 | 0 | 0 | 0 | 0 | 0 | 0 | 0 | 0 | 0
312 | 15364 | 2018 | MO | Unionville City of | 2164 | 6 | 0 | OP | IC | DFO | 0.3 | 0 | 0.483 | 0.207 | Distributed from 923 Generation And Fuel | 1955 |  | 0 | 0 | 0 | 0 | 0.3 | 0 | 0 | 0 | 0 | 0 | 0 | 0 | 0 | 0 | 0 | 0 | 0 | 0 | 0 | 0 | 0 | 0 | 0 | 0 | 0 | 0 | 0 | 0 | 0 | 0
313 | 15365 | 2018 | MO | Unionville City of | 2164 | 7 | 0 | OP | IC | DFO | 1.1 | 0 | 1.77 | 0.759 | Distributed from 923 Generation And Fuel | 1962 |  | 0 | 0 | 0 | 0 | 1.1 | 0 | 0 | 0 | 0 | 0 | 0 | 0 | 0 | 0 | 0 | 0 | 0 | 0 | 0 | 0 | 0 | 0 | 0 | 0 | 0 | 0 | 0 | 0 | 0 | 0
314 | 15366 | 2018 | MO | Unionville City of | 2164 | 8 | 0 | OP | IC | DFO | 1.3 | 0 | 2.092 | 0.897 | Distributed from 923 Generation And Fuel | 1967 |  | 0 | 0 | 0 | 0 | 1.3 | 0 | 0 | 0 | 0 | 0 | 0 | 0 | 0 | 0 | 0 | 0 | 0 | 0 | 0 | 0 | 0 | 0 | 0 | 0 | 0 | 0 | 0 | 0 | 0 | 0
315 | 15367 | 2018 | MO | Unionville City of | 2164 | 9 | 0 | OP | IC | DFO | 2 | 0 | 3.218 | 1.379 | Distributed from 923 Generation And Fuel | 1994 |  | 0 | 0 | 0 | 0 | 2 | 0 | 0 | 0 | 0 | 0 | 0 | 0 | 0 | 0 | 0 | 0 | 0 | 0 | 0 | 0 | 0 | 0 | 0 | 0 | 0 | 0 | 0 | 0 | 0 | 0
316 | 15372 | 2018 | MO | Waynesville Solar Farm (MO) | 60706 | WSF1 | 0 | OP | PV | SUN | 2.8 | 0.179 | 4379 | 2273 | Distributed from 923 Generation And Fuel | 2016 |  | 0 | 0 | 0 | 0 | 0 | 0 | 0 | 0 | 0 | 0 | 0 | 0 | 0 | 0 | 0 | 0 | 0 | 0 | 0 | 0 | 0 | 0 | 0 | 2.8 | 0 | 0 | 0 | 0 | 0 | 0
[17 empty] | Sum | 0 | 0 | 22 | 0 | 1113.7 | 0 | 0 | 14.8 | 0 | 0 | 1.2 | 6991.4 | 1235.8 | 0 | 0 | 0 | 0 | 0 | 0 | 0 | 0 | 4823.1 | 6299.2 | 62.1 | 1076.5 | 0 | 0 | 0 | 0 | 959.4 | 22599.2
[17 empty] | % | 0% | 0% | 0.09735% | 0% | 4.928% | 0% | 0% | 0.06549% | 0% | 0% | 0.00531% | 30.94% | 5.468% | 0% | 0% | 0% | 0% | 0% | 0% | 0% | 0% | 21.34% | 27.87% | 0.2748% | 4.763% | 0% | 0% | 0% | 0% | 4.245%

## eGRID NE
| eGRID2018 Generator file sequence number | Data Year | Plant state abbreviation | Plant name | DOE/EIA ORIS plant or facility code | Generator ID | Number of associated boilers | Generator status | Generator prime mover type | Generator primary fuel | Generator nameplate capacity (MW) | Generator capacity factor | Generator annual net generation (MWh) | Generator ozone season net generation (MWh) | Generation data source | Generator year on-line | Generator planned or actual retirement year | AB | BFG | BIT | BLQ | DFO | GEO | JF | LFG | LIG | MSW | MWH | NG | NUC | OBG | OBS | OG | OTH | PC | PG | PRG | PUR | RC | SUB | SUN | WAT | WC | WDL | WDS | WH | WND
1 | 17105 | 2018 | NE | Ainsworth Wind | 56162 | 1 | 0 | OP | WT | WND | 59.4 | 0.32 | 166509 | 59817 | Distributed from 923 Generation And Fuel | 2005 |  | 0 | 0 | 0 | 0 | 0 | 0 | 0 | 0 | 0 | 0 | 0 | 0 | 0 | 0 | 0 | 0 | 0 | 0 | 0 | 0 | 0 | 0 | 0 | 0 | 0 | 0 | 0 | 0 | 0 | 59.4
2 | 17106 | 2018 | NE | Ansley | 2214 | 2 | 0 | OP | IC | NG | 0.9 | 0.002 | 13.2 | 5.4 | Distributed from 923 Generation And Fuel | 1976 |  | 0 | 0 | 0 | 0 | 0 | 0 | 0 | 0 | 0 | 0 | 0 | 0.9 | 0 | 0 | 0 | 0 | 0 | 0 | 0 | 0 | 0 | 0 | 0 | 0 | 0 | 0 | 0 | 0 | 0 | 0
3 | 17107 | 2018 | NE | Ansley | 2214 | 3 | 0 | OP | IC | DFO | 0.6 | 0.002 | 8.8 | 3.6 | Distributed from 923 Generation And Fuel | 1969 |  | 0 | 0 | 0 | 0 | 0.6 | 0 | 0 | 0 | 0 | 0 | 0 | 0 | 0 | 0 | 0 | 0 | 0 | 0 | 0 | 0 | 0 | 0 | 0 | 0 | 0 | 0 | 0 | 0 | 0 | 0
4 | 17108 | 2018 | NE | Archer Daniels Midland Columbus | 57046 | GEN1 | 2 | OP | ST | SUB | 71.4 | 0.516 | 322939 | 135065 | EIA-923 Generator File | 2010 |  | 0 | 0 | 0 | 0 | 0 | 0 | 0 | 0 | 0 | 0 | 0 | 0 | 0 | 0 | 0 | 0 | 0 | 0 | 0 | 0 | 0 | 0 | 71.4 | 0 | 0 | 0 | 0 | 0 | 0 | 0
5 | 17109 | 2018 | NE | Archer Daniels Midland Lincoln | 10862 | GEN1 | 0 | OP | ST | SUB | 7.9 | 0.427 | 29535 | 13079.647 | EIA-923 Generator File | 1988 |  | 0 | 0 | 0 | 0 | 0 | 0 | 0 | 0 | 0 | 0 | 0 | 0 | 0 | 0 | 0 | 0 | 0 | 0 | 0 | 0 | 0 | 0 | 7.9 | 0 | 0 | 0 | 0 | 0 | 0 | 0
6 | 17114 | 2018 | NE | Auburn | 2215 | 1 | 0 | OP | IC | NG | 2.4 | 0.001 | 29.519 | 16.171 | Distributed from 923 Generation And Fuel | 1982 |  | 0 | 0 | 0 | 0 | 0 | 0 | 0 | 0 | 0 | 0 | 0 | 2.4 | 0 | 0 | 0 | 0 | 0 | 0 | 0 | 0 | 0 | 0 | 0 | 0 | 0 | 0 | 0 | 0 | 0 | 0
7 | 17115 | 2018 | NE | Auburn | 2215 | 2 | 0 | OP | IC | NG | 1 | 0.001 | 12.299 | 6.738 | Distributed from 923 Generation And Fuel | 1949 |  | 0 | 0 | 0 | 0 | 0 | 0 | 0 | 0 | 0 | 0 | 0 | 1 | 0 | 0 | 0 | 0 | 0 | 0 | 0 | 0 | 0 | 0 | 0 | 0 | 0 | 0 | 0 | 0 | 0 | 0
8 | 17116 | 2018 | NE | Auburn | 2215 | 4A | 0 | OP | IC | NG | 3.7 | 0.001 | 45.508 | 24.93 | Distributed from 923 Generation And Fuel | 1993 |  | 0 | 0 | 0 | 0 | 0 | 0 | 0 | 0 | 0 | 0 | 0 | 3.7 | 0 | 0 | 0 | 0 | 0 | 0 | 0 | 0 | 0 | 0 | 0 | 0 | 0 | 0 | 0 | 0 | 0 | 0
9 | 17117 | 2018 | NE | Auburn | 2215 | 5 | 0 | OP | IC | NG | 3.3 | 0.001 | 40.588 | 22.235 | Distributed from 923 Generation And Fuel | 1973 |  | 0 | 0 | 0 | 0 | 0 | 0 | 0 | 0 | 0 | 0 | 0 | 3.3 | 0 | 0 | 0 | 0 | 0 | 0 | 0 | 0 | 0 | 0 | 0 | 0 | 0 | 0 | 0 | 0 | 0 | 0
10 | 17118 | 2018 | NE | Auburn | 2215 | 6 | 0 | OP | IC | NG | 2.7 | 0.001 | 33.209 | 18.193 | Distributed from 923 Generation And Fuel | 1967 |  | 0 | 0 | 0 | 0 | 0 | 0 | 0 | 0 | 0 | 0 | 0 | 2.7 | 0 | 0 | 0 | 0 | 0 | 0 | 0 | 0 | 0 | 0 | 0 | 0 | 0 | 0 | 0 | 0 | 0 | 0
11 | 17119 | 2018 | NE | Auburn | 2215 | 7 | 0 | OP | IC | NG | 5.6 | 0.001 | 68.877 | 37.733 | Distributed from 923 Generation And Fuel | 1987 |  | 0 | 0 | 0 | 0 | 0 | 0 | 0 | 0 | 0 | 0 | 0 | 5.6 | 0 | 0 | 0 | 0 | 0 | 0 | 0 | 0 | 0 | 0 | 0 | 0 | 0 | 0 | 0 | 0 | 0 | 0
12 | 17120 | 2018 | NE | Beatrice | 8000 | CT1 | 0 | OP | CT | NG | 76.6 | 0.208 | 139769 | 86399 | EIA-923 Generator File | 2005 |  | 0 | 0 | 0 | 0 | 0 | 0 | 0 | 0 | 0 | 0 | 0 | 76.6 | 0 | 0 | 0 | 0 | 0 | 0 | 0 | 0 | 0 | 0 | 0 | 0 | 0 | 0 | 0 | 0 | 0 | 0
13 | 17121 | 2018 | NE | Beatrice | 8000 | CT2 | 0 | OP | CT | NG | 76.6 | 0.196 | 131329 | 87478 | EIA-923 Generator File | 2005 |  | 0 | 0 | 0 | 0 | 0 | 0 | 0 | 0 | 0 | 0 | 0 | 76.6 | 0 | 0 | 0 | 0 | 0 | 0 | 0 | 0 | 0 | 0 | 0 | 0 | 0 | 0 | 0 | 0 | 0 | 0
14 | 17122 | 2018 | NE | Beatrice | 8000 | ST1 | 2 | OP | CA | NG | 93.9 | 0.199 | 164084 | 106042 | EIA-923 Generator File | 2005 |  | 0 | 0 | 0 | 0 | 0 | 0 | 0 | 0 | 0 | 0 | 0 | 93.9 | 0 | 0 | 0 | 0 | 0 | 0 | 0 | 0 | 0 | 0 | 0 | 0 | 0 | 0 | 0 | 0 | 0 | 0
15 | 17123 | 2018 | NE | Beaver City | 2217 | 1 | 0 | OP | IC | DFO | 0.5 | 0 | 0 | 0 | Distributed from 923 Generation And Fuel | 1957 |  | 0 | 0 | 0 | 0 | 0.5 | 0 | 0 | 0 | 0 | 0 | 0 | 0 | 0 | 0 | 0 | 0 | 0 | 0 | 0 | 0 | 0 | 0 | 0 | 0 | 0 | 0 | 0 | 0 | 0 | 0
16 | 17124 | 2018 | NE | Beaver City | 2217 | 2 | 0 | OP | IC | NG | 0.3 | 0 | 0 | 0 | Distributed from 923 Generation And Fuel | 1963 |  | 0 | 0 | 0 | 0 | 0 | 0 | 0 | 0 | 0 | 0 | 0 | 0.3 | 0 | 0 | 0 | 0 | 0 | 0 | 0 | 0 | 0 | 0 | 0 | 0 | 0 | 0 | 0 | 0 | 0 | 0
17 | 17125 | 2018 | NE | Beaver City | 2217 | 3 | 0 | OP | IC | DFO | 0.3 | 0 | 0 | 0 | Distributed from 923 Generation And Fuel | 1947 |  | 0 | 0 | 0 | 0 | 0.3 | 0 | 0 | 0 | 0 | 0 | 0 | 0 | 0 | 0 | 0 | 0 | 0 | 0 | 0 | 0 | 0 | 0 | 0 | 0 | 0 | 0 | 0 | 0 | 0 | 0
18 | 17126 | 2018 | NE | Beaver City | 2217 | 4 | 0 | OP | IC | NG | 0.9 | 0 | 0 | 0 | Distributed from 923 Generation And Fuel | 1967 |  | 0 | 0 | 0 | 0 | 0 | 0 | 0 | 0 | 0 | 0 | 0 | 0.9 | 0 | 0 | 0 | 0 | 0 | 0 | 0 | 0 | 0 | 0 | 0 | 0 | 0 | 0 | 0 | 0 | 0 | 0
19 | 17127 | 2018 | NE | Broken Bow | 2221 | 1 | 0 | OP | IC | DFO | 0.5 | 0.001 | 5.172 | 2.874 | Distributed from 923 Generation And Fuel | 1936 |  | 0 | 0 | 0 | 0 | 0.5 | 0 | 0 | 0 | 0 | 0 | 0 | 0 | 0 | 0 | 0 | 0 | 0 | 0 | 0 | 0 | 0 | 0 | 0 | 0 | 0 | 0 | 0 | 0 | 0 | 0
20 | 17128 | 2018 | NE | Broken Bow | 2221 | 2 | 0 | OP | IC | NG | 3.5 | 0.001 | 36.207 | 20.115 | Distributed from 923 Generation And Fuel | 1970 |  | 0 | 0 | 0 | 0 | 0 | 0 | 0 | 0 | 0 | 0 | 0 | 3.5 | 0 | 0 | 0 | 0 | 0 | 0 | 0 | 0 | 0 | 0 | 0 | 0 | 0 | 0 | 0 | 0 | 0 | 0
21 | 17129 | 2018 | NE | Broken Bow | 2221 | 3 | 0 | OP | IC | DFO | 0.8 | 0.001 | 8.276 | 4.598 | Distributed from 923 Generation And Fuel | 1945 |  | 0 | 0 | 0 | 0 | 0.8 | 0 | 0 | 0 | 0 | 0 | 0 | 0 | 0 | 0 | 0 | 0 | 0 | 0 | 0 | 0 | 0 | 0 | 0 | 0 | 0 | 0 | 0 | 0 | 0 | 0
22 | 17130 | 2018 | NE | Broken Bow | 2221 | 4 | 0 | OP | IC | NG | 0.8 | 0.001 | 8.276 | 4.598 | Distributed from 923 Generation And Fuel | 1951 |  | 0 | 0 | 0 | 0 | 0 | 0 | 0 | 0 | 0 | 0 | 0 | 0.8 | 0 | 0 | 0 | 0 | 0 | 0 | 0 | 0 | 0 | 0 | 0 | 0 | 0 | 0 | 0 | 0 | 0 | 0
23 | 17131 | 2018 | NE | Broken Bow | 2221 | 5 | 0 | OP | IC | NG | 1 | 0.001 | 10.345 | 5.747 | Distributed from 923 Generation And Fuel | 1951 |  | 0 | 0 | 0 | 0 | 0 | 0 | 0 | 0 | 0 | 0 | 0 | 1 | 0 | 0 | 0 | 0 | 0 | 0 | 0 | 0 | 0 | 0 | 0 | 0 | 0 | 0 | 0 | 0 | 0 | 0
24 | 17132 | 2018 | NE | Broken Bow | 2221 | 6 | 0 | OP | IC | NG | 2.1 | 0.001 | 21.724 | 12.069 | Distributed from 923 Generation And Fuel | 1961 |  | 0 | 0 | 0 | 0 | 0 | 0 | 0 | 0 | 0 | 0 | 0 | 2.1 | 0 | 0 | 0 | 0 | 0 | 0 | 0 | 0 | 0 | 0 | 0 | 0 | 0 | 0 | 0 | 0 | 0 | 0
25 | 17133 | 2018 | NE | Broken Bow Wind II, LLC | 58981 | BBII | 0 | OP | WT | WND | 73.1 | 0.471 | 301749 | 108402 | Distributed from 923 Generation And Fuel | 2014 |  | 0 | 0 | 0 | 0 | 0 | 0 | 0 | 0 | 0 | 0 | 0 | 0 | 0 | 0 | 0 | 0 | 0 | 0 | 0 | 0 | 0 | 0 | 0 | 0 | 0 | 0 | 0 | 0 | 0 | 73.1
26 | 17134 | 2018 | NE | Broken Bow Wind LLC | 57593 | 1 | 0 | OP | WT | WND | 79.9 | 0.421 | 294494 | 105795 | Distributed from 923 Generation And Fuel | 2012 |  | 0 | 0 | 0 | 0 | 0 | 0 | 0 | 0 | 0 | 0 | 0 | 0 | 0 | 0 | 0 | 0 | 0 | 0 | 0 | 0 | 0 | 0 | 0 | 0 | 0 | 0 | 0 | 0 | 0 | 79.9
27 | 17140 | 2018 | NE | C W Burdick | 2241 | GT1 | 0 | OP | GT | NG | 16 | 0.001 | 165.154 | 94.006 | Distributed from 923 Generation And Fuel | 1968 |  | 0 | 0 | 0 | 0 | 0 | 0 | 0 | 0 | 0 | 0 | 0 | 16 | 0 | 0 | 0 | 0 | 0 | 0 | 0 | 0 | 0 | 0 | 0 | 0 | 0 | 0 | 0 | 0 | 0 | 0
28 | 17141 | 2018 | NE | C W Burdick | 2241 | GT2 | 0 | OP | GT | NG | 63.4 | 0.001 | 654.423 | 372.497 | Distributed from 923 Generation And Fuel | 2003 |  | 0 | 0 | 0 | 0 | 0 | 0 | 0 | 0 | 0 | 0 | 0 | 63.4 | 0 | 0 | 0 | 0 | 0 | 0 | 0 | 0 | 0 | 0 | 0 | 0 | 0 | 0 | 0 | 0 | 0 | 0
29 | 17142 | 2018 | NE | C W Burdick | 2241 | GT3 | 0 | OP | GT | NG | 63.4 | 0.001 | 654.423 | 372.497 | Distributed from 923 Generation And Fuel | 2003 |  | 0 | 0 | 0 | 0 | 0 | 0 | 0 | 0 | 0 | 0 | 0 | 63.4 | 0 | 0 | 0 | 0 | 0 | 0 | 0 | 0 | 0 | 0 | 0 | 0 | 0 | 0 | 0 | 0 | 0 | 0
30 | 17147 | 2018 | NE | Cambridge | 2223 | CAT2 | 0 | OP | IC | DFO | 2 | 0 | 2.5 | 0 | Distributed from 923 Generation And Fuel | 2005 |  | 0 | 0 | 0 | 0 | 2 | 0 | 0 | 0 | 0 | 0 | 0 | 0 | 0 | 0 | 0 | 0 | 0 | 0 | 0 | 0 | 0 | 0 | 0 | 0 | 0 | 0 | 0 | 0 | 0 | 0
31 | 17155 | 2018 | NE | Canaday | 2226 | 1 | 1 | OP | ST | NG | 108.8 | 0.001 | 720 | 720 | EIA-923 Generator File | 1958 |  | 0 | 0 | 0 | 0 | 0 | 0 | 0 | 0 | 0 | 0 | 0 | 108.8 | 0 | 0 | 0 | 0 | 0 | 0 | 0 | 0 | 0 | 0 | 0 | 0 | 0 | 0 | 0 | 0 | 0 | 0
32 | 17156 | 2018 | NE | Cass County | 55972 | CT-1 | 0 | OP | GT | NG | 172.5 | 0.039 | 58451.5 | 35911 | Distributed from 923 Generation And Fuel | 2003 |  | 0 | 0 | 0 | 0 | 0 | 0 | 0 | 0 | 0 | 0 | 0 | 172.5 | 0 | 0 | 0 | 0 | 0 | 0 | 0 | 0 | 0 | 0 | 0 | 0 | 0 | 0 | 0 | 0 | 0 | 0
33 | 17157 | 2018 | NE | Cass County | 55972 | CT-2 | 0 | OP | GT | NG | 172.5 | 0.039 | 58451.5 | 35911 | Distributed from 923 Generation And Fuel | 2003 |  | 0 | 0 | 0 | 0 | 0 | 0 | 0 | 0 | 0 | 0 | 0 | 172.5 | 0 | 0 | 0 | 0 | 0 | 0 | 0 | 0 | 0 | 0 | 0 | 0 | 0 | 0 | 0 | 0 | 0 | 0
34 | 17158 | 2018 | NE | CCC Hastings Wind Turbine | 60931 | WT1 | 0 | OP | WT | WND | 1.7 | 0.489 | 7284 | 2617 | Distributed from 923 Generation And Fuel | 2016 |  | 0 | 0 | 0 | 0 | 0 | 0 | 0 | 0 | 0 | 0 | 0 | 0 | 0 | 0 | 0 | 0 | 0 | 0 | 0 | 0 | 0 | 0 | 0 | 0 | 0 | 0 | 0 | 0 | 0 | 1.7
35 | 17159 | 2018 | NE | Chappell | 2230 | 5 | 0 | OP | IC | DFO | 1.1 | 0.001 | 9 | 0 | Distributed from 923 Generation And Fuel | 1982 |  | 0 | 0 | 0 | 0 | 1.1 | 0 | 0 | 0 | 0 | 0 | 0 | 0 | 0 | 0 | 0 | 0 | 0 | 0 | 0 | 0 | 0 | 0 | 0 | 0 | 0 | 0 | 0 | 0 | 0 | 0
36 | 17161 | 2018 | NE | City Light & Water | 7481 | 1 | 0 | OP | IC | DFO | 0.9 | 0.001 | 4.154 | 0 | Distributed from 923 Generation And Fuel | 1987 |  | 0 | 0 | 0 | 0 | 0.9 | 0 | 0 | 0 | 0 | 0 | 0 | 0 | 0 | 0 | 0 | 0 | 0 | 0 | 0 | 0 | 0 | 0 | 0 | 0 | 0 | 0 | 0 | 0 | 0 | 0
37 | 17162 | 2018 | NE | City Light & Water | 7481 | 2 | 0 | OP | IC | DFO | 0.4 | 0.001 | 1.846 | 0 | Distributed from 923 Generation And Fuel | 1987 |  | 0 | 0 | 0 | 0 | 0.4 | 0 | 0 | 0 | 0 | 0 | 0 | 0 | 0 | 0 | 0 | 0 | 0 | 0 | 0 | 0 | 0 | 0 | 0 | 0 | 0 | 0 | 0 | 0 | 0 | 0
38 | 17163 | 2018 | NE | City of Lexington | 61467 | LXNE1 | 0 | OP | PV | SUN | 3.5 | 0.218 | 6670 | 3725 | Distributed from 923 Generation And Fuel | 2017 |  | 0 | 0 | 0 | 0 | 0 | 0 | 0 | 0 | 0 | 0 | 0 | 0 | 0 | 0 | 0 | 0 | 0 | 0 | 0 | 0 | 0 | 0 | 0 | 3.5 | 0 | 0 | 0 | 0 | 0 | 0
39 | 17164 | 2018 | NE | Columbus | 2260 | 1 | 0 | OP | HY | WAT | 15.2 | 0.38 | 50573.333 | 19646.333 | Distributed from 923 Generation And Fuel | 1936 |  | 0 | 0 | 0 | 0 | 0 | 0 | 0 | 0 | 0 | 0 | 0 | 0 | 0 | 0 | 0 | 0 | 0 | 0 | 0 | 0 | 0 | 0 | 0 | 0 | 15.2 | 0 | 0 | 0 | 0 | 0
40 | 17165 | 2018 | NE | Columbus | 2260 | 2 | 0 | OP | HY | WAT | 15.2 | 0.38 | 50573.333 | 19646.333 | Distributed from 923 Generation And Fuel | 1936 |  | 0 | 0 | 0 | 0 | 0 | 0 | 0 | 0 | 0 | 0 | 0 | 0 | 0 | 0 | 0 | 0 | 0 | 0 | 0 | 0 | 0 | 0 | 0 | 0 | 15.2 | 0 | 0 | 0 | 0 | 0
41 | 17166 | 2018 | NE | Columbus | 2260 | 3 | 0 | OP | HY | WAT | 15.2 | 0.38 | 50573.333 | 19646.333 | Distributed from 923 Generation And Fuel | 1936 |  | 0 | 0 | 0 | 0 | 0 | 0 | 0 | 0 | 0 | 0 | 0 | 0 | 0 | 0 | 0 | 0 | 0 | 0 | 0 | 0 | 0 | 0 | 0 | 0 | 15.2 | 0 | 0 | 0 | 0 | 0
42 | 17167 | 2018 | NE | Cooper Nuclear Station | 8036 | 1 | 1 | OP | ST | NUC | 801 | 0.803 | 5632140 | 2637265 | Distributed from 923 Generation And Fuel | 1974 |  | 0 | 0 | 0 | 0 | 0 | 0 | 0 | 0 | 0 | 0 | 0 | 0 | 801 | 0 | 0 | 0 | 0 | 0 | 0 | 0 | 0 | 0 | 0 | 0 | 0 | 0 | 0 | 0 | 0 | 0
43 | 17168 | 2018 | NE | Cottonwood Wind Energy Center | 61407 | CTNWD | 0 | OP | WT | WND | 89.7 | 0.524 | 411668 | 154268 | Distributed from 923 Generation And Fuel | 2017 |  | 0 | 0 | 0 | 0 | 0 | 0 | 0 | 0 | 0 | 0 | 0 | 0 | 0 | 0 | 0 | 0 | 0 | 0 | 0 | 0 | 0 | 0 | 0 | 0 | 0 | 0 | 0 | 0 | 0 | 89.7
44 | 17169 | 2018 | NE | Creston Ridge II, LLC | 61668 | CR2-1 | 0 | OP | WT | WND | 2.3 | 0.505 | 10184.333 | 3658.667 | Distributed from 923 Generation And Fuel | 2017 |  | 0 | 0 | 0 | 0 | 0 | 0 | 0 | 0 | 0 | 0 | 0 | 0 | 0 | 0 | 0 | 0 | 0 | 0 | 0 | 0 | 0 | 0 | 0 | 0 | 0 | 0 | 0 | 0 | 0 | 2.3
45 | 17170 | 2018 | NE | Creston Ridge II, LLC | 61668 | CR2-2 | 0 | OP | WT | WND | 2.3 | 0.505 | 10184.333 | 3658.667 | Distributed from 923 Generation And Fuel | 2017 |  | 0 | 0 | 0 | 0 | 0 | 0 | 0 | 0 | 0 | 0 | 0 | 0 | 0 | 0 | 0 | 0 | 0 | 0 | 0 | 0 | 0 | 0 | 0 | 0 | 0 | 0 | 0 | 0 | 0 | 2.3
46 | 17171 | 2018 | NE | Creston Ridge II, LLC | 61668 | CR2-3 | 0 | OP | WT | WND | 2.3 | 0.505 | 10184.333 | 3658.667 | Distributed from 923 Generation And Fuel | 2017 |  | 0 | 0 | 0 | 0 | 0 | 0 | 0 | 0 | 0 | 0 | 0 | 0 | 0 | 0 | 0 | 0 | 0 | 0 | 0 | 0 | 0 | 0 | 0 | 0 | 0 | 0 | 0 | 0 | 0 | 2.3
47 | 17172 | 2018 | NE | Creston Ridge Wind Farm | 60932 | WT1 | 0 | OP | WT | WND | 6.8 | 0.489 | 29140 | 10468 | Distributed from 923 Generation And Fuel | 2015 |  | 0 | 0 | 0 | 0 | 0 | 0 | 0 | 0 | 0 | 0 | 0 | 0 | 0 | 0 | 0 | 0 | 0 | 0 | 0 | 0 | 0 | 0 | 0 | 0 | 0 | 0 | 0 | 0 | 0 | 6.8
48 | 17173 | 2018 | NE | Crete | 2231 | 7 | 0 | OP | IC | NG | 6 | 0.001 | 51 | 28 | Distributed from 923 Generation And Fuel | 1973 |  | 0 | 0 | 0 | 0 | 0 | 0 | 0 | 0 | 0 | 0 | 0 | 6 | 0 | 0 | 0 | 0 | 0 | 0 | 0 | 0 | 0 | 0 | 0 | 0 | 0 | 0 | 0 | 0 | 0 | 0
49 | 17180 | 2018 | NE | Crofton Bluffs Wind LLC | 57278 | CWET1 | 0 | OP | WT | WND | 40 | 0.453 | 158696 | 57011 | Distributed from 923 Generation And Fuel | 2012 |  | 0 | 0 | 0 | 0 | 0 | 0 | 0 | 0 | 0 | 0 | 0 | 0 | 0 | 0 | 0 | 0 | 0 | 0 | 0 | 0 | 0 | 0 | 0 | 0 | 0 | 0 | 0 | 0 | 0 | 40
50 | 17181 | 2018 | NE | Curtis | 2232 | 2 | 0 | OP | IC | NG | 0.9 | 0.002 | 12.441 | 6.882 | Distributed from 923 Generation And Fuel | 1955 |  | 0 | 0 | 0 | 0 | 0 | 0 | 0 | 0 | 0 | 0 | 0 | 0.9 | 0 | 0 | 0 | 0 | 0 | 0 | 0 | 0 | 0 | 0 | 0 | 0 | 0 | 0 | 0 | 0 | 0 | 0
51 | 17182 | 2018 | NE | Curtis | 2232 | 3 | 0 | OP | IC | NG | 1.1 | 0.002 | 15.206 | 8.412 | Distributed from 923 Generation And Fuel | 1969 |  | 0 | 0 | 0 | 0 | 0 | 0 | 0 | 0 | 0 | 0 | 0 | 1.1 | 0 | 0 | 0 | 0 | 0 | 0 | 0 | 0 | 0 | 0 | 0 | 0 | 0 | 0 | 0 | 0 | 0 | 0
52 | 17183 | 2018 | NE | Curtis | 2232 | 4 | 0 | OP | IC | NG | 1.4 | 0.002 | 19.353 | 10.706 | Distributed from 923 Generation And Fuel | 1975 |  | 0 | 0 | 0 | 0 | 0 | 0 | 0 | 0 | 0 | 0 | 0 | 1.4 | 0 | 0 | 0 | 0 | 0 | 0 | 0 | 0 | 0 | 0 | 0 | 0 | 0 | 0 | 0 | 0 | 0 | 0
53 | 17184 | 2018 | NE | David City | 2233 | 1 | 0 | OP | IC | NG | 1.5 | 0 | 6.085 | 2.83 | Distributed from 923 Generation And Fuel | 1960 |  | 0 | 0 | 0 | 0 | 0 | 0 | 0 | 0 | 0 | 0 | 0 | 1.5 | 0 | 0 | 0 | 0 | 0 | 0 | 0 | 0 | 0 | 0 | 0 | 0 | 0 | 0 | 0 | 0 | 0 | 0
54 | 17185 | 2018 | NE | David City | 2233 | 2 | 0 | OP | IC | DFO | 1 | 0 | 4.057 | 1.887 | Distributed from 923 Generation And Fuel | 1949 |  | 0 | 0 | 0 | 0 | 1 | 0 | 0 | 0 | 0 | 0 | 0 | 0 | 0 | 0 | 0 | 0 | 0 | 0 | 0 | 0 | 0 | 0 | 0 | 0 | 0 | 0 | 0 | 0 | 0 | 0
55 | 17186 | 2018 | NE | David City | 2233 | 3 | 0 | OP | IC | NG | 1 | 0 | 4.057 | 1.887 | Distributed from 923 Generation And Fuel | 1955 |  | 0 | 0 | 0 | 0 | 0 | 0 | 0 | 0 | 0 | 0 | 0 | 1 | 0 | 0 | 0 | 0 | 0 | 0 | 0 | 0 | 0 | 0 | 0 | 0 | 0 | 0 | 0 | 0 | 0 | 0
56 | 17187 | 2018 | NE | David City | 2233 | 4 | 0 | OP | IC | NG | 2.3 | 0 | 9.33 | 4.34 | Distributed from 923 Generation And Fuel | 1966 |  | 0 | 0 | 0 | 0 | 0 | 0 | 0 | 0 | 0 | 0 | 0 | 2.3 | 0 | 0 | 0 | 0 | 0 | 0 | 0 | 0 | 0 | 0 | 0 | 0 | 0 | 0 | 0 | 0 | 0 | 0
57 | 17188 | 2018 | NE | David City | 2233 | 5 | 0 | OP | IC | DFO | 1.6 | 0 | 6.491 | 3.019 | Distributed from 923 Generation And Fuel | 1996 |  | 0 | 0 | 0 | 0 | 1.6 | 0 | 0 | 0 | 0 | 0 | 0 | 0 | 0 | 0 | 0 | 0 | 0 | 0 | 0 | 0 | 0 | 0 | 0 | 0 | 0 | 0 | 0 | 0 | 0 | 0
58 | 17189 | 2018 | NE | David City | 2233 | 6 | 0 | OP | IC | DFO | 1.6 | 0 | 6.491 | 3.019 | Distributed from 923 Generation And Fuel | 1996 |  | 0 | 0 | 0 | 0 | 1.6 | 0 | 0 | 0 | 0 | 0 | 0 | 0 | 0 | 0 | 0 | 0 | 0 | 0 | 0 | 0 | 0 | 0 | 0 | 0 | 0 | 0 | 0 | 0 | 0 | 0
59 | 17190 | 2018 | NE | David City | 2233 | 7 | 0 | OP | IC | DFO | 1.6 | 0 | 6.491 | 3.019 | Distributed from 923 Generation And Fuel | 1996 |  | 0 | 0 | 0 | 0 | 1.6 | 0 | 0 | 0 | 0 | 0 | 0 | 0 | 0 | 0 | 0 | 0 | 0 | 0 | 0 | 0 | 0 | 0 | 0 | 0 | 0 | 0 | 0 | 0 | 0 | 0
60 | 17191 | 2018 | NE | Deshler | 2234 | 1A | 0 | OP | IC | DFO | 0.3 | 0.001 | 1.696 | 0 | Distributed from 923 Generation And Fuel | 2001 |  | 0 | 0 | 0 | 0 | 0.3 | 0 | 0 | 0 | 0 | 0 | 0 | 0 | 0 | 0 | 0 | 0 | 0 | 0 | 0 | 0 | 0 | 0 | 0 | 0 | 0 | 0 | 0 | 0 | 0 | 0
61 | 17192 | 2018 | NE | Deshler | 2234 | 2 | 0 | OP | IC | DFO | 0.3 | 0.001 | 1.696 | 0 | Distributed from 923 Generation And Fuel | 1950 |  | 0 | 0 | 0 | 0 | 0.3 | 0 | 0 | 0 | 0 | 0 | 0 | 0 | 0 | 0 | 0 | 0 | 0 | 0 | 0 | 0 | 0 | 0 | 0 | 0 | 0 | 0 | 0 | 0 | 0 | 0
62 | 17193 | 2018 | NE | Deshler | 2234 | 4 | 0 | OP | IC | DFO | 0.6 | 0.001 | 3.391 | 0 | Distributed from 923 Generation And Fuel | 1956 |  | 0 | 0 | 0 | 0 | 0.6 | 0 | 0 | 0 | 0 | 0 | 0 | 0 | 0 | 0 | 0 | 0 | 0 | 0 | 0 | 0 | 0 | 0 | 0 | 0 | 0 | 0 | 0 | 0 | 0 | 0
63 | 17194 | 2018 | NE | Deshler | 2234 | 5 | 0 | OP | IC | DFO | 1.1 | 0.001 | 6.217 | 0 | Distributed from 923 Generation And Fuel | 1999 |  | 0 | 0 | 0 | 0 | 1.1 | 0 | 0 | 0 | 0 | 0 | 0 | 0 | 0 | 0 | 0 | 0 | 0 | 0 | 0 | 0 | 0 | 0 | 0 | 0 | 0 | 0 | 0 | 0 | 0 | 0
64 | 17196 | 2018 | NE | Elk City Station | 7955 | 1 | 0 | OP | IC | LFG | 0.8 | 0.804 | 5632.75 | 2531.125 | Distributed from 923 Generation And Fuel | 2002 |  | 0 | 0 | 0 | 0 | 0 | 0 | 0 | 0.8 | 0 | 0 | 0 | 0 | 0 | 0 | 0 | 0 | 0 | 0 | 0 | 0 | 0 | 0 | 0 | 0 | 0 | 0 | 0 | 0 | 0 | 0
65 | 17197 | 2018 | NE | Elk City Station | 7955 | 2 | 0 | OP | IC | LFG | 0.8 | 0.804 | 5632.75 | 2531.125 | Distributed from 923 Generation And Fuel | 2002 |  | 0 | 0 | 0 | 0 | 0 | 0 | 0 | 0.8 | 0 | 0 | 0 | 0 | 0 | 0 | 0 | 0 | 0 | 0 | 0 | 0 | 0 | 0 | 0 | 0 | 0 | 0 | 0 | 0 | 0 | 0
66 | 17198 | 2018 | NE | Elk City Station | 7955 | 3 | 0 | OP | IC | LFG | 0.8 | 0.804 | 5632.75 | 2531.125 | Distributed from 923 Generation And Fuel | 2002 |  | 0 | 0 | 0 | 0 | 0 | 0 | 0 | 0.8 | 0 | 0 | 0 | 0 | 0 | 0 | 0 | 0 | 0 | 0 | 0 | 0 | 0 | 0 | 0 | 0 | 0 | 0 | 0 | 0 | 0 | 0
67 | 17199 | 2018 | NE | Elk City Station | 7955 | 4 | 0 | OP | IC | LFG | 0.8 | 0.804 | 5632.75 | 2531.125 | Distributed from 923 Generation And Fuel | 2002 |  | 0 | 0 | 0 | 0 | 0 | 0 | 0 | 0.8 | 0 | 0 | 0 | 0 | 0 | 0 | 0 | 0 | 0 | 0 | 0 | 0 | 0 | 0 | 0 | 0 | 0 | 0 | 0 | 0 | 0 | 0
68 | 17200 | 2018 | NE | Elk City Station | 7955 | 5 | 0 | OP | IC | LFG | 0.8 | 0.804 | 5632.75 | 2531.125 | Distributed from 923 Generation And Fuel | 2006 |  | 0 | 0 | 0 | 0 | 0 | 0 | 0 | 0.8 | 0 | 0 | 0 | 0 | 0 | 0 | 0 | 0 | 0 | 0 | 0 | 0 | 0 | 0 | 0 | 0 | 0 | 0 | 0 | 0 | 0 | 0
69 | 17201 | 2018 | NE | Elk City Station | 7955 | 6 | 0 | OP | IC | LFG | 0.8 | 0.804 | 5632.75 | 2531.125 | Distributed from 923 Generation And Fuel | 2006 |  | 0 | 0 | 0 | 0 | 0 | 0 | 0 | 0.8 | 0 | 0 | 0 | 0 | 0 | 0 | 0 | 0 | 0 | 0 | 0 | 0 | 0 | 0 | 0 | 0 | 0 | 0 | 0 | 0 | 0 | 0
70 | 17202 | 2018 | NE | Elk City Station | 7955 | 7 | 0 | OP | IC | LFG | 0.8 | 0.804 | 5632.75 | 2531.125 | Distributed from 923 Generation And Fuel | 2006 |  | 0 | 0 | 0 | 0 | 0 | 0 | 0 | 0.8 | 0 | 0 | 0 | 0 | 0 | 0 | 0 | 0 | 0 | 0 | 0 | 0 | 0 | 0 | 0 | 0 | 0 | 0 | 0 | 0 | 0 | 0
71 | 17203 | 2018 | NE | Elk City Station | 7955 | 8 | 0 | OP | IC | LFG | 0.8 | 0.804 | 5632.75 | 2531.125 | Distributed from 923 Generation And Fuel | 2009 |  | 0 | 0 | 0 | 0 | 0 | 0 | 0 | 0.8 | 0 | 0 | 0 | 0 | 0 | 0 | 0 | 0 | 0 | 0 | 0 | 0 | 0 | 0 | 0 | 0 | 0 | 0 | 0 | 0 | 0 | 0
72 | 17204 | 2018 | NE | Elkhorn Ridge Wind LLC | 56947 | 1 | 0 | OP | WT | WND | 81 | 0.331 | 234821 | 84358 | Distributed from 923 Generation And Fuel | 2009 |  | 0 | 0 | 0 | 0 | 0 | 0 | 0 | 0 | 0 | 0 | 0 | 0 | 0 | 0 | 0 | 0 | 0 | 0 | 0 | 0 | 0 | 0 | 0 | 0 | 0 | 0 | 0 | 0 | 0 | 81
73 | 17205 | 2018 | NE | Emerson | 2235 | 2 | 0 | OP | IC | NG | 1.1 | 0 | 0.688 | 0 | Distributed from 923 Generation And Fuel | 1968 |  | 0 | 0 | 0 | 0 | 0 | 0 | 0 | 0 | 0 | 0 | 0 | 1.1 | 0 | 0 | 0 | 0 | 0 | 0 | 0 | 0 | 0 | 0 | 0 | 0 | 0 | 0 | 0 | 0 | 0 | 0
74 | 17206 | 2018 | NE | Emerson | 2235 | 3 | 0 | OP | IC | DFO | 0.1 | 0 | 0.062 | 0 | Distributed from 923 Generation And Fuel | 1947 |  | 0 | 0 | 0 | 0 | 0.1 | 0 | 0 | 0 | 0 | 0 | 0 | 0 | 0 | 0 | 0 | 0 | 0 | 0 | 0 | 0 | 0 | 0 | 0 | 0 | 0 | 0 | 0 | 0 | 0 | 0
75 | 17207 | 2018 | NE | Emerson | 2235 | 4 | 0 | OP | IC | NG | 0.4 | 0 | 0.25 | 0 | Distributed from 923 Generation And Fuel | 1960 |  | 0 | 0 | 0 | 0 | 0 | 0 | 0 | 0 | 0 | 0 | 0 | 0.4 | 0 | 0 | 0 | 0 | 0 | 0 | 0 | 0 | 0 | 0 | 0 | 0 | 0 | 0 | 0 | 0 | 0 | 0
76 | 17208 | 2018 | NE | Falls City | 2237 | 1 | 0 | OP | IC | DFO | 0.6 | 0.009 | 47.636 | 28.121 | Distributed from 923 Generation And Fuel | 1930 |  | 0 | 0 | 0 | 0 | 0.6 | 0 | 0 | 0 | 0 | 0 | 0 | 0 | 0 | 0 | 0 | 0 | 0 | 0 | 0 | 0 | 0 | 0 | 0 | 0 | 0 | 0 | 0 | 0 | 0 | 0
77 | 17209 | 2018 | NE | Falls City | 2237 | 2 | 0 | OP | IC | DFO | 0.9 | 0.009 | 71.454 | 42.182 | Distributed from 923 Generation And Fuel | 1937 |  | 0 | 0 | 0 | 0 | 0.9 | 0 | 0 | 0 | 0 | 0 | 0 | 0 | 0 | 0 | 0 | 0 | 0 | 0 | 0 | 0 | 0 | 0 | 0 | 0 | 0 | 0 | 0 | 0 | 0 | 0
78 | 17210 | 2018 | NE | Falls City | 2237 | 3 | 0 | OP | IC | NG | 2.7 | 0.009 | 214.361 | 126.546 | Distributed from 923 Generation And Fuel | 1965 |  | 0 | 0 | 0 | 0 | 0 | 0 | 0 | 0 | 0 | 0 | 0 | 2.7 | 0 | 0 | 0 | 0 | 0 | 0 | 0 | 0 | 0 | 0 | 0 | 0 | 0 | 0 | 0 | 0 | 0 | 0
79 | 17211 | 2018 | NE | Falls City | 2237 | 4 | 0 | OP | IC | NG | 1.1 | 0.009 | 87.332 | 51.556 | Distributed from 923 Generation And Fuel | 1946 |  | 0 | 0 | 0 | 0 | 0 | 0 | 0 | 0 | 0 | 0 | 0 | 1.1 | 0 | 0 | 0 | 0 | 0 | 0 | 0 | 0 | 0 | 0 | 0 | 0 | 0 | 0 | 0 | 0 | 0 | 0
80 | 17212 | 2018 | NE | Falls City | 2237 | 5 | 0 | OP | IC | NG | 2 | 0.009 | 158.786 | 93.738 | Distributed from 923 Generation And Fuel | 1950 |  | 0 | 0 | 0 | 0 | 0 | 0 | 0 | 0 | 0 | 0 | 0 | 2 | 0 | 0 | 0 | 0 | 0 | 0 | 0 | 0 | 0 | 0 | 0 | 0 | 0 | 0 | 0 | 0 | 0 | 0
81 | 17213 | 2018 | NE | Falls City | 2237 | 6 | 0 | OP | IC | NG | 2.5 | 0.009 | 198.482 | 117.173 | Distributed from 923 Generation And Fuel | 1958 |  | 0 | 0 | 0 | 0 | 0 | 0 | 0 | 0 | 0 | 0 | 0 | 2.5 | 0 | 0 | 0 | 0 | 0 | 0 | 0 | 0 | 0 | 0 | 0 | 0 | 0 | 0 | 0 | 0 | 0 | 0
82 | 17214 | 2018 | NE | Falls City | 2237 | 7 | 0 | OP | IC | NG | 6.2 | 0.009 | 492.236 | 290.588 | Distributed from 923 Generation And Fuel | 1972 |  | 0 | 0 | 0 | 0 | 0 | 0 | 0 | 0 | 0 | 0 | 0 | 6.2 | 0 | 0 | 0 | 0 | 0 | 0 | 0 | 0 | 0 | 0 | 0 | 0 | 0 | 0 | 0 | 0 | 0 | 0
83 | 17215 | 2018 | NE | Falls City | 2237 | 8 | 0 | OP | IC | NG | 6 | 0.009 | 476.358 | 281.214 | Distributed from 923 Generation And Fuel | 1982 |  | 0 | 0 | 0 | 0 | 0 | 0 | 0 | 0 | 0 | 0 | 0 | 6 | 0 | 0 | 0 | 0 | 0 | 0 | 0 | 0 | 0 | 0 | 0 | 0 | 0 | 0 | 0 | 0 | 0 | 0
84 | 17216 | 2018 | NE | Falls City | 2237 | 9 | 0 | OP | IC | NG | 9.3 | 0.009 | 738.355 | 435.882 | Distributed from 923 Generation And Fuel | 2018 |  | 0 | 0 | 0 | 0 | 0 | 0 | 0 | 0 | 0 | 0 | 0 | 9.3 | 0 | 0 | 0 | 0 | 0 | 0 | 0 | 0 | 0 | 0 | 0 | 0 | 0 | 0 | 0 | 0 | 0 | 0
85 | 17217 | 2018 | NE | Flat Water Wind Farm LLC | 57283 | WTG1 | 0 | OP | WT | WND | 60 | 0.393 | 206349 | 74130 | Distributed from 923 Generation And Fuel | 2010 | 2030 | 0 | 0 | 0 | 0 | 0 | 0 | 0 | 0 | 0 | 0 | 0 | 0 | 0 | 0 | 0 | 0 | 0 | 0 | 0 | 0 | 0 | 0 | 0 | 0 | 0 | 0 | 0 | 0 | 0 | 60
86 | 17220 | 2018 | NE | Franklin (NE) | 2238 | 1 | 0 | OP | IC | NG | 0.6 | 0.001 | 3.231 | 1.846 | Distributed from 923 Generation And Fuel | 1963 |  | 0 | 0 | 0 | 0 | 0 | 0 | 0 | 0 | 0 | 0 | 0 | 0.6 | 0 | 0 | 0 | 0 | 0 | 0 | 0 | 0 | 0 | 0 | 0 | 0 | 0 | 0 | 0 | 0 | 0 | 0
87 | 17221 | 2018 | NE | Franklin (NE) | 2238 | 2 | 0 | OP | IC | NG | 1.3 | 0.001 | 7 | 4 | Distributed from 923 Generation And Fuel | 1974 |  | 0 | 0 | 0 | 0 | 0 | 0 | 0 | 0 | 0 | 0 | 0 | 1.3 | 0 | 0 | 0 | 0 | 0 | 0 | 0 | 0 | 0 | 0 | 0 | 0 | 0 | 0 | 0 | 0 | 0 | 0
88 | 17222 | 2018 | NE | Franklin (NE) | 2238 | 3 | 0 | OP | IC | NG | 1.1 | 0.001 | 5.923 | 3.385 | Distributed from 923 Generation And Fuel | 1969 |  | 0 | 0 | 0 | 0 | 0 | 0 | 0 | 0 | 0 | 0 | 0 | 1.1 | 0 | 0 | 0 | 0 | 0 | 0 | 0 | 0 | 0 | 0 | 0 | 0 | 0 | 0 | 0 | 0 | 0 | 0
89 | 17223 | 2018 | NE | Franklin (NE) | 2238 | 4 | 0 | OP | IC | NG | 0.9 | 0.001 | 4.846 | 2.769 | Distributed from 923 Generation And Fuel | 1955 |  | 0 | 0 | 0 | 0 | 0 | 0 | 0 | 0 | 0 | 0 | 0 | 0.9 | 0 | 0 | 0 | 0 | 0 | 0 | 0 | 0 | 0 | 0 | 0 | 0 | 0 | 0 | 0 | 0 | 0 | 0
90 | 17224 | 2018 | NE | Gavins Point | 6624 | 1 | 0 | OP | HY | WAT | 44.1 | 0.623 | 240483 | 93421.667 | Distributed from 923 Generation And Fuel | 1956 |  | 0 | 0 | 0 | 0 | 0 | 0 | 0 | 0 | 0 | 0 | 0 | 0 | 0 | 0 | 0 | 0 | 0 | 0 | 0 | 0 | 0 | 0 | 0 | 0 | 44.1 | 0 | 0 | 0 | 0 | 0
91 | 17225 | 2018 | NE | Gavins Point | 6624 | 2 | 0 | OP | HY | WAT | 44.1 | 0.623 | 240483 | 93421.667 | Distributed from 923 Generation And Fuel | 1956 |  | 0 | 0 | 0 | 0 | 0 | 0 | 0 | 0 | 0 | 0 | 0 | 0 | 0 | 0 | 0 | 0 | 0 | 0 | 0 | 0 | 0 | 0 | 0 | 0 | 44.1 | 0 | 0 | 0 | 0 | 0
92 | 17226 | 2018 | NE | Gavins Point | 6624 | 3 | 0 | OP | HY | WAT | 44.1 | 0.623 | 240483 | 93421.667 | Distributed from 923 Generation And Fuel | 1957 |  | 0 | 0 | 0 | 0 | 0 | 0 | 0 | 0 | 0 | 0 | 0 | 0 | 0 | 0 | 0 | 0 | 0 | 0 | 0 | 0 | 0 | 0 | 0 | 0 | 44.1 | 0 | 0 | 0 | 0 | 0
93 | 17227 | 2018 | NE | Gerald Gentleman | 6077 | 1 | 1 | OP | ST | SUB | 681.3 | 0.781 | 4659646 | 2145566 | EIA-923 Generator File | 1979 |  | 0 | 0 | 0 | 0 | 0 | 0 | 0 | 0 | 0 | 0 | 0 | 0 | 0 | 0 | 0 | 0 | 0 | 0 | 0 | 0 | 0 | 0 | 681.3 | 0 | 0 | 0 | 0 | 0 | 0 | 0
94 | 17228 | 2018 | NE | Gerald Gentleman | 6077 | 2 | 1 | OP | ST | SUB | 681.3 | 0.704 | 4199037 | 1862469 | EIA-923 Generator File | 1982 |  | 0 | 0 | 0 | 0 | 0 | 0 | 0 | 0 | 0 | 0 | 0 | 0 | 0 | 0 | 0 | 0 | 0 | 0 | 0 | 0 | 0 | 0 | 681.3 | 0 | 0 | 0 | 0 | 0 | 0 | 0
95 | 17229 | 2018 | NE | Grande Prairie Wind Farm | 58695 | 1 | 0 | OP | WT | WND | 400 | 0.43 | 1507208 | 547514 | Distributed from 923 Generation And Fuel | 2016 |  | 0 | 0 | 0 | 0 | 0 | 0 | 0 | 0 | 0 | 0 | 0 | 0 | 0 | 0 | 0 | 0 | 0 | 0 | 0 | 0 | 0 | 0 | 0 | 0 | 0 | 0 | 0 | 0 | 0 | 400
96 | 17230 | 2018 | NE | Hallam | 2265 | 1 | 0 | OP | GT | NG | 56.7 | 0.007 | 3593 | 2088 | Distributed from 923 Generation And Fuel | 1973 |  | 0 | 0 | 0 | 0 | 0 | 0 | 0 | 0 | 0 | 0 | 0 | 56.7 | 0 | 0 | 0 | 0 | 0 | 0 | 0 | 0 | 0 | 0 | 0 | 0 | 0 | 0 | 0 | 0 | 0 | 0
97 | 17232 | 2018 | NE | Hebron | 2266 | 1 | 0 | OP | GT | DFO | 56.7 | 0.001 | 377 | 159 | Distributed from 923 Generation And Fuel | 1973 |  | 0 | 0 | 0 | 0 | 56.7 | 0 | 0 | 0 | 0 | 0 | 0 | 0 | 0 | 0 | 0 | 0 | 0 | 0 | 0 | 0 | 0 | 0 | 0 | 0 | 0 | 0 | 0 | 0 | 0 | 0
98 | 17233 | 2018 | NE | Holdrege Solar Center | 59713 | HDSC | 0 | OP | PV | SUN | 4 | 0.192 | 6728 | 3806 | Distributed from 923 Generation And Fuel | 2016 |  | 0 | 0 | 0 | 0 | 0 | 0 | 0 | 0 | 0 | 0 | 0 | 0 | 0 | 0 | 0 | 0 | 0 | 0 | 0 | 0 | 0 | 0 | 0 | 4 | 0 | 0 | 0 | 0 | 0 | 0
99 | 17234 | 2018 | NE | J Street | 2250 | 1 | 0 | OP | GT | NG | 27 | 0 | -94 | -58 | Distributed from 923 Generation And Fuel | 1972 |  | 0 | 0 | 0 | 0 | 0 | 0 | 0 | 0 | 0 | 0 | 0 | 27 | 0 | 0 | 0 | 0 | 0 | 0 | 0 | 0 | 0 | 0 | 0 | 0 | 0 | 0 | 0 | 0 | 0 | 0
100 | 17235 | 2018 | NE | Jeffrey | 2227 | 1 | 0 | OP | HY | WAT | 10.8 | 0.605 | 57276.5 | 22250.5 | Distributed from 923 Generation And Fuel | 1941 |  | 0 | 0 | 0 | 0 | 0 | 0 | 0 | 0 | 0 | 0 | 0 | 0 | 0 | 0 | 0 | 0 | 0 | 0 | 0 | 0 | 0 | 0 | 0 | 0 | 10.8 | 0 | 0 | 0 | 0 | 0
101 | 17236 | 2018 | NE | Jeffrey | 2227 | 2 | 0 | OP | HY | WAT | 10.8 | 0.605 | 57276.5 | 22250.5 | Distributed from 923 Generation And Fuel | 1941 |  | 0 | 0 | 0 | 0 | 0 | 0 | 0 | 0 | 0 | 0 | 0 | 0 | 0 | 0 | 0 | 0 | 0 | 0 | 0 | 0 | 0 | 0 | 0 | 0 | 10.8 | 0 | 0 | 0 | 0 | 0
102 | 17237 | 2018 | NE | Johnson 1 | 2228 | 1 | 0 | OP | HY | WAT | 10.8 | 0.44 | 41647 | 16179 | Distributed from 923 Generation And Fuel | 1941 |  | 0 | 0 | 0 | 0 | 0 | 0 | 0 | 0 | 0 | 0 | 0 | 0 | 0 | 0 | 0 | 0 | 0 | 0 | 0 | 0 | 0 | 0 | 0 | 0 | 10.8 | 0 | 0 | 0 | 0 | 0
103 | 17238 | 2018 | NE | Johnson 1 | 2228 | 2 | 0 | OP | HY | WAT | 10.8 | 0.44 | 41647 | 16179 | Distributed from 923 Generation And Fuel | 1941 |  | 0 | 0 | 0 | 0 | 0 | 0 | 0 | 0 | 0 | 0 | 0 | 0 | 0 | 0 | 0 | 0 | 0 | 0 | 0 | 0 | 0 | 0 | 0 | 0 | 10.8 | 0 | 0 | 0 | 0 | 0
104 | 17239 | 2018 | NE | Johnson 2 | 2229 | 1 | 0 | OP | HY | WAT | 22.5 | 0.53 | 104527 | 40606 | Distributed from 923 Generation And Fuel | 1941 |  | 0 | 0 | 0 | 0 | 0 | 0 | 0 | 0 | 0 | 0 | 0 | 0 | 0 | 0 | 0 | 0 | 0 | 0 | 0 | 0 | 0 | 0 | 0 | 0 | 22.5 | 0 | 0 | 0 | 0 | 0
105 | 17240 | 2018 | NE | Jones Street | 2290 | 1 | 0 | OP | GT | DFO | 65 | 0.001 | 668.5 | 282 | Distributed from 923 Generation And Fuel | 1973 |  | 0 | 0 | 0 | 0 | 65 | 0 | 0 | 0 | 0 | 0 | 0 | 0 | 0 | 0 | 0 | 0 | 0 | 0 | 0 | 0 | 0 | 0 | 0 | 0 | 0 | 0 | 0 | 0 | 0 | 0
106 | 17241 | 2018 | NE | Jones Street | 2290 | 2 | 0 | OP | GT | DFO | 65 | 0.001 | 668.5 | 282 | Distributed from 923 Generation And Fuel | 1973 |  | 0 | 0 | 0 | 0 | 65 | 0 | 0 | 0 | 0 | 0 | 0 | 0 | 0 | 0 | 0 | 0 | 0 | 0 | 0 | 0 | 0 | 0 | 0 | 0 | 0 | 0 | 0 | 0 | 0 | 0
107 | 17242 | 2018 | NE | Kearney | 2268 | 1 | 0 | OP | HY | WAT | 1.5 | 0.028 | 372 | 145 | Distributed from 923 Generation And Fuel | 1921 |  | 0 | 0 | 0 | 0 | 0 | 0 | 0 | 0 | 0 | 0 | 0 | 0 | 0 | 0 | 0 | 0 | 0 | 0 | 0 | 0 | 0 | 0 | 0 | 0 | 1.5 | 0 | 0 | 0 | 0 | 0
108 | 17243 | 2018 | NE | Kearney NPPD Solar Project | 61884 | PV1 | 0 | OP | PV | SUN | 5.8 | 0.218 | 11083 | 6190 | Distributed from 923 Generation And Fuel | 2017 |  | 0 | 0 | 0 | 0 | 0 | 0 | 0 | 0 | 0 | 0 | 0 | 0 | 0 | 0 | 0 | 0 | 0 | 0 | 0 | 0 | 0 | 0 | 0 | 5.8 | 0 | 0 | 0 | 0 | 0 | 0
109 | 17244 | 2018 | NE | Kimball | 2248 | 1 | 0 | OP | IC | DFO | 1 | 0.001 | 9.792 | 4.167 | Distributed from 923 Generation And Fuel | 1956 |  | 0 | 0 | 0 | 0 | 1 | 0 | 0 | 0 | 0 | 0 | 0 | 0 | 0 | 0 | 0 | 0 | 0 | 0 | 0 | 0 | 0 | 0 | 0 | 0 | 0 | 0 | 0 | 0 | 0 | 0
110 | 17245 | 2018 | NE | Kimball | 2248 | 2 | 0 | OP | IC | DFO | 1 | 0.001 | 9.792 | 4.167 | Distributed from 923 Generation And Fuel | 1955 |  | 0 | 0 | 0 | 0 | 1 | 0 | 0 | 0 | 0 | 0 | 0 | 0 | 0 | 0 | 0 | 0 | 0 | 0 | 0 | 0 | 0 | 0 | 0 | 0 | 0 | 0 | 0 | 0 | 0 | 0
111 | 17246 | 2018 | NE | Kimball | 2248 | 3 | 0 | OP | IC | DFO | 1.3 | 0.001 | 12.729 | 5.417 | Distributed from 923 Generation And Fuel | 1959 |  | 0 | 0 | 0 | 0 | 1.3 | 0 | 0 | 0 | 0 | 0 | 0 | 0 | 0 | 0 | 0 | 0 | 0 | 0 | 0 | 0 | 0 | 0 | 0 | 0 | 0 | 0 | 0 | 0 | 0 | 0
112 | 17247 | 2018 | NE | Kimball | 2248 | 4 | 0 | OP | IC | DFO | 1.3 | 0.001 | 12.729 | 5.417 | Distributed from 923 Generation And Fuel | 1960 |  | 0 | 0 | 0 | 0 | 1.3 | 0 | 0 | 0 | 0 | 0 | 0 | 0 | 0 | 0 | 0 | 0 | 0 | 0 | 0 | 0 | 0 | 0 | 0 | 0 | 0 | 0 | 0 | 0 | 0 | 0
113 | 17248 | 2018 | NE | Kimball | 2248 | 5 | 0 | OP | IC | DFO | 1.1 | 0.001 | 10.771 | 4.583 | Distributed from 923 Generation And Fuel | 1944 |  | 0 | 0 | 0 | 0 | 1.1 | 0 | 0 | 0 | 0 | 0 | 0 | 0 | 0 | 0 | 0 | 0 | 0 | 0 | 0 | 0 | 0 | 0 | 0 | 0 | 0 | 0 | 0 | 0 | 0 | 0
114 | 17249 | 2018 | NE | Kimball | 2248 | 6 | 0 | OP | IC | DFO | 3.9 | 0.001 | 38.188 | 16.25 | Distributed from 923 Generation And Fuel | 1974 |  | 0 | 0 | 0 | 0 | 3.9 | 0 | 0 | 0 | 0 | 0 | 0 | 0 | 0 | 0 | 0 | 0 | 0 | 0 | 0 | 0 | 0 | 0 | 0 | 0 | 0 | 0 | 0 | 0 | 0 | 0
115 | 17250 | 2018 | NE | Kimball Wind | 56106 | KIM01 | 0 | OP | WT | WND | 30 | 0.225 | 59057 | 31141 | Distributed from 923 Generation And Fuel | 2018 |  | 0 | 0 | 0 | 0 | 0 | 0 | 0 | 0 | 0 | 0 | 0 | 0 | 0 | 0 | 0 | 0 | 0 | 0 | 0 | 0 | 0 | 0 | 0 | 0 | 0 | 0 | 0 | 0 | 0 | 30
116 | 17252 | 2018 | NE | Kingsley | 785 | 1 | 0 | OP | HY | WAT | 50 | 0.178 | 77803 | 30225 | Distributed from 923 Generation And Fuel | 1984 |  | 0 | 0 | 0 | 0 | 0 | 0 | 0 | 0 | 0 | 0 | 0 | 0 | 0 | 0 | 0 | 0 | 0 | 0 | 0 | 0 | 0 | 0 | 0 | 0 | 50 | 0 | 0 | 0 | 0 | 0
117 | 17253 | 2018 | NE | Laredo Ridge Wind LLC | 57262 | 1 | 0 | OP | WT | WND | 79.9 | 0.439 | 307033 | 110300 | Distributed from 923 Generation And Fuel | 2011 |  | 0 | 0 | 0 | 0 | 0 | 0 | 0 | 0 | 0 | 0 | 0 | 0 | 0 | 0 | 0 | 0 | 0 | 0 | 0 | 0 | 0 | 0 | 0 | 0 | 0 | 0 | 0 | 0 | 0 | 79.9
118 | 17260 | 2018 | NE | Lon Wright | 2240 | 5OT | 0 | OP | GT | NG | 40 | 0.027 | 9534 | 5857 | Distributed from 923 Generation And Fuel | 2003 |  | 0 | 0 | 0 | 0 | 0 | 0 | 0 | 0 | 0 | 0 | 0 | 40 | 0 | 0 | 0 | 0 | 0 | 0 | 0 | 0 | 0 | 0 | 0 | 0 | 0 | 0 | 0 | 0 | 0 | 0
119 | 17261 | 2018 | NE | Lon Wright | 2240 | 6 | 1 | OP | ST | SUB | 16.5 | 0.233 | 33737 | 768 | EIA-923 Generator File | 1957 |  | 0 | 0 | 0 | 0 | 0 | 0 | 0 | 0 | 0 | 0 | 0 | 0 | 0 | 0 | 0 | 0 | 0 | 0 | 0 | 0 | 0 | 0 | 16.5 | 0 | 0 | 0 | 0 | 0 | 0 | 0
120 | 17262 | 2018 | NE | Lon Wright | 2240 | 7 | 1 | OP | ST | SUB | 22 | 0.397 | 76567 | 35886 | EIA-923 Generator File | 1963 |  | 0 | 0 | 0 | 0 | 0 | 0 | 0 | 0 | 0 | 0 | 0 | 0 | 0 | 0 | 0 | 0 | 0 | 0 | 0 | 0 | 0 | 0 | 22 | 0 | 0 | 0 | 0 | 0 | 0 | 0
121 | 17263 | 2018 | NE | Lon Wright | 2240 | 8 | 1 | OP | ST | SUB | 91.5 | 0.448 | 359210 | 171273 | EIA-923 Generator File | 1976 |  | 0 | 0 | 0 | 0 | 0 | 0 | 0 | 0 | 0 | 0 | 0 | 0 | 0 | 0 | 0 | 0 | 0 | 0 | 0 | 0 | 0 | 0 | 91.5 | 0 | 0 | 0 | 0 | 0 | 0 | 0
122 | 17264 | 2018 | NE | Lon Wright | 2240 | CTNWD | 0 | OP | WT | WND | 40.9 | 0 | 0 | 0 | Distributed from 923 Generation And Fuel | 2017 |  | 0 | 0 | 0 | 0 | 0 | 0 | 0 | 0 | 0 | 0 | 0 | 0 | 0 | 0 | 0 | 0 | 0 | 0 | 0 | 0 | 0 | 0 | 0 | 0 | 0 | 0 | 0 | 0 | 0 | 40.9
123 | 17265 | 2018 | NE | Lon Wright | 2240 | SLR1 | 0 | OP | PV | SUN | 1.3 | 0 | 0 | 0 | Distributed from 923 Generation And Fuel | 2018 |  | 0 | 0 | 0 | 0 | 0 | 0 | 0 | 0 | 0 | 0 | 0 | 0 | 0 | 0 | 0 | 0 | 0 | 0 | 0 | 0 | 0 | 0 | 0 | 1.3 | 0 | 0 | 0 | 0 | 0 | 0
124 | 17266 | 2018 | NE | Lon Wright | 2240 | SLR2 | 0 | OP | PV | SUN | 1 | 0 | 0 | 0 | Distributed from 923 Generation And Fuel | 2018 |  | 0 | 0 | 0 | 0 | 0 | 0 | 0 | 0 | 0 | 0 | 0 | 0 | 0 | 0 | 0 | 0 | 0 | 0 | 0 | 0 | 0 | 0 | 0 | 1 | 0 | 0 | 0 | 0 | 0 | 0
125 | 17267 | 2018 | NE | Lyons | 2253 | 2 | 0 | OP | IC | DFO | 0.5 | 0 | 0.784 | 0.331 | Data from EIA-923 Generator File overwritten with distributed data from EIA-923 Generation and Fuel | 1953 |  | 0 | 0 | 0 | 0 | 0.5 | 0 | 0 | 0 | 0 | 0 | 0 | 0 | 0 | 0 | 0 | 0 | 0 | 0 | 0 | 0 | 0 | 0 | 0 | 0 | 0 | 0 | 0 | 0 | 0 | 0
126 | 17268 | 2018 | NE | Lyons | 2253 | 3 | 0 | OP | IC | DFO | 0.8 | 0 | 1.254 | 0.529 | Data from EIA-923 Generator File overwritten with distributed data from EIA-923 Generation and Fuel | 1960 |  | 0 | 0 | 0 | 0 | 0.8 | 0 | 0 | 0 | 0 | 0 | 0 | 0 | 0 | 0 | 0 | 0 | 0 | 0 | 0 | 0 | 0 | 0 | 0 | 0 | 0 | 0 | 0 | 0 | 0 | 0
127 | 17269 | 2018 | NE | Lyons | 2253 | 4A | 0 | OP | IC | DFO | 1.2 | 0 | 1.882 | 0.794 | Data from EIA-923 Generator File overwritten with distributed data from EIA-923 Generation and Fuel | 1967 |  | 0 | 0 | 0 | 0 | 1.2 | 0 | 0 | 0 | 0 | 0 | 0 | 0 | 0 | 0 | 0 | 0 | 0 | 0 | 0 | 0 | 0 | 0 | 0 | 0 | 0 | 0 | 0 | 0 | 0 | 0
128 | 17271 | 2018 | NE | Madison Utilities | 7469 | FM1 | 0 | OP | IC | DFO | 2 | 0 | 7.931 | 3.448 | Distributed from 923 Generation And Fuel | 1959 |  | 0 | 0 | 0 | 0 | 2 | 0 | 0 | 0 | 0 | 0 | 0 | 0 | 0 | 0 | 0 | 0 | 0 | 0 | 0 | 0 | 0 | 0 | 0 | 0 | 0 | 0 | 0 | 0 | 0 | 0
129 | 17272 | 2018 | NE | Madison Utilities | 7469 | FM2 | 0 | OP | IC | DFO | 1.3 | 0 | 5.155 | 2.241 | Distributed from 923 Generation And Fuel | 1959 |  | 0 | 0 | 0 | 0 | 1.3 | 0 | 0 | 0 | 0 | 0 | 0 | 0 | 0 | 0 | 0 | 0 | 0 | 0 | 0 | 0 | 0 | 0 | 0 | 0 | 0 | 0 | 0 | 0 | 0 | 0
130 | 17273 | 2018 | NE | Madison Utilities | 7469 | FM3 | 0 | OP | IC | DFO | 1.1 | 0 | 4.362 | 1.897 | Distributed from 923 Generation And Fuel | 1953 |  | 0 | 0 | 0 | 0 | 1.1 | 0 | 0 | 0 | 0 | 0 | 0 | 0 | 0 | 0 | 0 | 0 | 0 | 0 | 0 | 0 | 0 | 0 | 0 | 0 | 0 | 0 | 0 | 0 | 0 | 0
131 | 17274 | 2018 | NE | Madison Utilities | 7469 | FM5 | 0 | OP | IC | DFO | 1.4 | 0 | 5.552 | 2.414 | Distributed from 923 Generation And Fuel | 2006 |  | 0 | 0 | 0 | 0 | 1.4 | 0 | 0 | 0 | 0 | 0 | 0 | 0 | 0 | 0 | 0 | 0 | 0 | 0 | 0 | 0 | 0 | 0 | 0 | 0 | 0 | 0 | 0 | 0 | 0 | 0
132 | 17276 | 2018 | NE | McCook | 2271 | 1 | 0 | OP | GT | DFO | 56.7 | 0.001 | 528 | 223 | Distributed from 923 Generation And Fuel | 1973 |  | 0 | 0 | 0 | 0 | 56.7 | 0 | 0 | 0 | 0 | 0 | 0 | 0 | 0 | 0 | 0 | 0 | 0 | 0 | 0 | 0 | 0 | 0 | 0 | 0 | 0 | 0 | 0 | 0 | 0 | 0
133 | 17278 | 2018 | NE | Missouri River Wastewater Treatment | 55033 | 6013 | 0 | OP | IC | OBG | 1 | 0.408 | 3571.667 | 1616.667 | Distributed from 923 Generation And Fuel | 2001 |  | 0 | 0 | 0 | 0 | 0 | 0 | 0 | 0 | 0 | 0 | 0 | 0 | 0 | 1 | 0 | 0 | 0 | 0 | 0 | 0 | 0 | 0 | 0 | 0 | 0 | 0 | 0 | 0 | 0 | 0
134 | 17279 | 2018 | NE | Missouri River Wastewater Treatment | 55033 | 6101 | 0 | OP | IC | OBG | 1 | 0.408 | 3571.667 | 1616.667 | Distributed from 923 Generation And Fuel | 1985 |  | 0 | 0 | 0 | 0 | 0 | 0 | 0 | 0 | 0 | 0 | 0 | 0 | 0 | 1 | 0 | 0 | 0 | 0 | 0 | 0 | 0 | 0 | 0 | 0 | 0 | 0 | 0 | 0 | 0 | 0
135 | 17280 | 2018 | NE | Missouri River Wastewater Treatment | 55033 | 6102 | 0 | OP | IC | OBG | 1 | 0.408 | 3571.667 | 1616.667 | Distributed from 923 Generation And Fuel | 1985 |  | 0 | 0 | 0 | 0 | 0 | 0 | 0 | 0 | 0 | 0 | 0 | 0 | 0 | 1 | 0 | 0 | 0 | 0 | 0 | 0 | 0 | 0 | 0 | 0 | 0 | 0 | 0 | 0 | 0 | 0
136 | 17281 | 2018 | NE | Mobile | 6229 | 1 | 0 | OP | IC | DFO | 1 | 0.005 | 39.677 | 16.774 | Distributed from 923 Generation And Fuel | 1980 |  | 0 | 0 | 0 | 0 | 1 | 0 | 0 | 0 | 0 | 0 | 0 | 0 | 0 | 0 | 0 | 0 | 0 | 0 | 0 | 0 | 0 | 0 | 0 | 0 | 0 | 0 | 0 | 0 | 0 | 0
137 | 17282 | 2018 | NE | Mobile | 6229 | 2 | 0 | OP | IC | DFO | 1.6 | 0.005 | 63.484 | 26.839 | Distributed from 923 Generation And Fuel | 1996 |  | 0 | 0 | 0 | 0 | 1.6 | 0 | 0 | 0 | 0 | 0 | 0 | 0 | 0 | 0 | 0 | 0 | 0 | 0 | 0 | 0 | 0 | 0 | 0 | 0 | 0 | 0 | 0 | 0 | 0 | 0
138 | 17283 | 2018 | NE | Mobile | 6229 | 500 | 0 | OP | IC | DFO | 0.5 | 0.005 | 19.839 | 8.387 | Distributed from 923 Generation And Fuel | 1994 |  | 0 | 0 | 0 | 0 | 0.5 | 0 | 0 | 0 | 0 | 0 | 0 | 0 | 0 | 0 | 0 | 0 | 0 | 0 | 0 | 0 | 0 | 0 | 0 | 0 | 0 | 0 | 0 | 0 | 0 | 0
139 | 17285 | 2018 | NE | Monroe (NE) | 2273 | 1 | 0 | OP | HY | WAT | 2.8 | 0.43 | 10558.667 | 4101.667 | Distributed from 923 Generation And Fuel | 1936 |  | 0 | 0 | 0 | 0 | 0 | 0 | 0 | 0 | 0 | 0 | 0 | 0 | 0 | 0 | 0 | 0 | 0 | 0 | 0 | 0 | 0 | 0 | 0 | 0 | 2.8 | 0 | 0 | 0 | 0 | 0
140 | 17286 | 2018 | NE | Monroe (NE) | 2273 | 2 | 0 | OP | HY | WAT | 2.8 | 0.43 | 10558.667 | 4101.667 | Distributed from 923 Generation And Fuel | 1936 |  | 0 | 0 | 0 | 0 | 0 | 0 | 0 | 0 | 0 | 0 | 0 | 0 | 0 | 0 | 0 | 0 | 0 | 0 | 0 | 0 | 0 | 0 | 0 | 0 | 2.8 | 0 | 0 | 0 | 0 | 0
141 | 17287 | 2018 | NE | Monroe (NE) | 2273 | 3 | 0 | OP | HY | WAT | 2.8 | 0.43 | 10558.667 | 4101.667 | Distributed from 923 Generation And Fuel | 1936 |  | 0 | 0 | 0 | 0 | 0 | 0 | 0 | 0 | 0 | 0 | 0 | 0 | 0 | 0 | 0 | 0 | 0 | 0 | 0 | 0 | 0 | 0 | 0 | 0 | 2.8 | 0 | 0 | 0 | 0 | 0
142 | 17289 | 2018 | NE | Nebraska City | 6096 | 1 | 1 | OP | ST | SUB | 651.6 | 0.739 | 4217650 | 1936914 | EIA-923 Generator File | 1979 |  | 0 | 0 | 0 | 0 | 0 | 0 | 0 | 0 | 0 | 0 | 0 | 0 | 0 | 0 | 0 | 0 | 0 | 0 | 0 | 0 | 0 | 0 | 651.6 | 0 | 0 | 0 | 0 | 0 | 0 | 0
143 | 17290 | 2018 | NE | Nebraska City | 6096 | 2 | 1 | OP | ST | SUB | 738 | 0.756 | 4884416 | 2017158 | EIA-923 Generator File | 2009 |  | 0 | 0 | 0 | 0 | 0 | 0 | 0 | 0 | 0 | 0 | 0 | 0 | 0 | 0 | 0 | 0 | 0 | 0 | 0 | 0 | 0 | 0 | 738 | 0 | 0 | 0 | 0 | 0 | 0 | 0
144 | 17291 | 2018 | NE | Nebraska City # 1 | 2255 | 10 | 0 | OP | IC | NG | 6.5 | -0.004 | -219.406 | -128.755 | Distributed from 923 Generation And Fuel | 1979 |  | 0 | 0 | 0 | 0 | 0 | 0 | 0 | 0 | 0 | 0 | 0 | 6.5 | 0 | 0 | 0 | 0 | 0 | 0 | 0 | 0 | 0 | 0 | 0 | 0 | 0 | 0 | 0 | 0 | 0 | 0
145 | 17292 | 2018 | NE | Nebraska City # 1 | 2255 | 2 | 0 | OP | IC | DFO | 1.5 | -0.004 | -50.632 | -29.713 | Distributed from 923 Generation And Fuel | 1953 |  | 0 | 0 | 0 | 0 | 1.5 | 0 | 0 | 0 | 0 | 0 | 0 | 0 | 0 | 0 | 0 | 0 | 0 | 0 | 0 | 0 | 0 | 0 | 0 | 0 | 0 | 0 | 0 | 0 | 0 | 0
146 | 17293 | 2018 | NE | Nebraska City # 1 | 2255 | 3 | 0 | OP | IC | NG | 2.5 | -0.004 | -84.387 | -49.521 | Distributed from 923 Generation And Fuel | 1955 |  | 0 | 0 | 0 | 0 | 0 | 0 | 0 | 0 | 0 | 0 | 0 | 2.5 | 0 | 0 | 0 | 0 | 0 | 0 | 0 | 0 | 0 | 0 | 0 | 0 | 0 | 0 | 0 | 0 | 0 | 0
147 | 17294 | 2018 | NE | Nebraska City # 1 | 2255 | 4 | 0 | OP | IC | NG | 3.1 | -0.004 | -104.64 | -61.406 | Distributed from 923 Generation And Fuel | 1957 |  | 0 | 0 | 0 | 0 | 0 | 0 | 0 | 0 | 0 | 0 | 0 | 3.1 | 0 | 0 | 0 | 0 | 0 | 0 | 0 | 0 | 0 | 0 | 0 | 0 | 0 | 0 | 0 | 0 | 0 | 0
148 | 17295 | 2018 | NE | Nebraska City # 1 | 2255 | 5 | 0 | OP | IC | NG | 2 | -0.004 | -67.51 | -39.617 | Distributed from 923 Generation And Fuel | 1964 |  | 0 | 0 | 0 | 0 | 0 | 0 | 0 | 0 | 0 | 0 | 0 | 2 | 0 | 0 | 0 | 0 | 0 | 0 | 0 | 0 | 0 | 0 | 0 | 0 | 0 | 0 | 0 | 0 | 0 | 0
149 | 17296 | 2018 | NE | Nebraska City # 1 | 2255 | 8 | 0 | OP | IC | NG | 4.1 | -0.004 | -138.395 | -81.215 | Distributed from 923 Generation And Fuel | 1971 |  | 0 | 0 | 0 | 0 | 0 | 0 | 0 | 0 | 0 | 0 | 0 | 4.1 | 0 | 0 | 0 | 0 | 0 | 0 | 0 | 0 | 0 | 0 | 0 | 0 | 0 | 0 | 0 | 0 | 0 | 0
150 | 17297 | 2018 | NE | Nebraska City # 1 | 2255 | 9 | 0 | OP | IC | NG | 6.4 | -0.004 | -216.031 | -126.774 | Distributed from 923 Generation And Fuel | 1974 |  | 0 | 0 | 0 | 0 | 0 | 0 | 0 | 0 | 0 | 0 | 0 | 6.4 | 0 | 0 | 0 | 0 | 0 | 0 | 0 | 0 | 0 | 0 | 0 | 0 | 0 | 0 | 0 | 0 | 0 | 0
151 | 17298 | 2018 | NE | Nebraska City # 2 | 7555 | 11 | 0 | OP | IC | NG | 4.5 | -0.007 | -261 | -152.333 | Distributed from 923 Generation And Fuel | 1998 |  | 0 | 0 | 0 | 0 | 0 | 0 | 0 | 0 | 0 | 0 | 0 | 4.5 | 0 | 0 | 0 | 0 | 0 | 0 | 0 | 0 | 0 | 0 | 0 | 0 | 0 | 0 | 0 | 0 | 0 | 0
152 | 17299 | 2018 | NE | Nebraska City # 2 | 7555 | 12 | 0 | OP | IC | NG | 4.5 | -0.007 | -261 | -152.333 | Distributed from 923 Generation And Fuel | 1998 |  | 0 | 0 | 0 | 0 | 0 | 0 | 0 | 0 | 0 | 0 | 0 | 4.5 | 0 | 0 | 0 | 0 | 0 | 0 | 0 | 0 | 0 | 0 | 0 | 0 | 0 | 0 | 0 | 0 | 0 | 0
153 | 17300 | 2018 | NE | Nebraska City # 2 | 7555 | 13 | 0 | OP | IC | DFO | 4.5 | -0.007 | -261 | -152.333 | Distributed from 923 Generation And Fuel | 1998 |  | 0 | 0 | 0 | 0 | 4.5 | 0 | 0 | 0 | 0 | 0 | 0 | 0 | 0 | 0 | 0 | 0 | 0 | 0 | 0 | 0 | 0 | 0 | 0 | 0 | 0 | 0 | 0 | 0 | 0 | 0
154 | 17303 | 2018 | NE | North Omaha | 2291 | 1 | 1 | OP | ST | NG | 73.5 | 0 | 307 | 307 | EIA-923 Generator File | 1954 | 2023 | 0 | 0 | 0 | 0 | 0 | 0 | 0 | 0 | 0 | 0 | 0 | 73.5 | 0 | 0 | 0 | 0 | 0 | 0 | 0 | 0 | 0 | 0 | 0 | 0 | 0 | 0 | 0 | 0 | 0 | 0
155 | 17304 | 2018 | NE | North Omaha | 2291 | 2 | 1 | OP | ST | NG | 108.8 | 0 | -70 | 39 | EIA-923 Generator File | 1957 | 2023 | 0 | 0 | 0 | 0 | 0 | 0 | 0 | 0 | 0 | 0 | 0 | 108.8 | 0 | 0 | 0 | 0 | 0 | 0 | 0 | 0 | 0 | 0 | 0 | 0 | 0 | 0 | 0 | 0 | 0 | 0
156 | 17305 | 2018 | NE | North Omaha | 2291 | 3 | 1 | OP | ST | NG | 108.8 | 0 | 333 | 333 | EIA-923 Generator File | 1959 | 2023 | 0 | 0 | 0 | 0 | 0 | 0 | 0 | 0 | 0 | 0 | 0 | 108.8 | 0 | 0 | 0 | 0 | 0 | 0 | 0 | 0 | 0 | 0 | 0 | 0 | 0 | 0 | 0 | 0 | 0 | 0
157 | 17306 | 2018 | NE | North Omaha | 2291 | 4 | 1 | OP | ST | SUB | 136 | 0.601 | 716560 | 326565 | EIA-923 Generator File | 1963 |  | 0 | 0 | 0 | 0 | 0 | 0 | 0 | 0 | 0 | 0 | 0 | 0 | 0 | 0 | 0 | 0 | 0 | 0 | 0 | 0 | 0 | 0 | 136 | 0 | 0 | 0 | 0 | 0 | 0 | 0
158 | 17307 | 2018 | NE | North Omaha | 2291 | 5 | 1 | OP | ST | SUB | 217.6 | 0.546 | 1040409 | 486033 | EIA-923 Generator File | 1968 |  | 0 | 0 | 0 | 0 | 0 | 0 | 0 | 0 | 0 | 0 | 0 | 0 | 0 | 0 | 0 | 0 | 0 | 0 | 0 | 0 | 0 | 0 | 217.6 | 0 | 0 | 0 | 0 | 0 | 0 | 0
159 | 17308 | 2018 | NE | North Platte | 2274 | 1 | 0 | OP | HY | WAT | 13.1 | 0.375 | 43020 | 16712 | Distributed from 923 Generation And Fuel | 1935 |  | 0 | 0 | 0 | 0 | 0 | 0 | 0 | 0 | 0 | 0 | 0 | 0 | 0 | 0 | 0 | 0 | 0 | 0 | 0 | 0 | 0 | 0 | 0 | 0 | 13.1 | 0 | 0 | 0 | 0 | 0
160 | 17309 | 2018 | NE | North Platte | 2274 | 2 | 0 | OP | HY | WAT | 13.1 | 0.375 | 43020 | 16712 | Distributed from 923 Generation And Fuel | 1935 |  | 0 | 0 | 0 | 0 | 0 | 0 | 0 | 0 | 0 | 0 | 0 | 0 | 0 | 0 | 0 | 0 | 0 | 0 | 0 | 0 | 0 | 0 | 0 | 0 | 13.1 | 0 | 0 | 0 | 0 | 0
161 | 17310 | 2018 | NE | Ord | 2294 | 1 | 0 | OP | IC | DFO | 5 | 0.001 | 62.5 | 26.25 | Distributed from 923 Generation And Fuel | 1973 |  | 0 | 0 | 0 | 0 | 5 | 0 | 0 | 0 | 0 | 0 | 0 | 0 | 0 | 0 | 0 | 0 | 0 | 0 | 0 | 0 | 0 | 0 | 0 | 0 | 0 | 0 | 0 | 0 | 0 | 0
162 | 17311 | 2018 | NE | Ord | 2294 | 2 | 0 | OP | IC | DFO | 1.5 | 0.001 | 18.75 | 7.875 | Distributed from 923 Generation And Fuel | 1966 |  | 0 | 0 | 0 | 0 | 1.5 | 0 | 0 | 0 | 0 | 0 | 0 | 0 | 0 | 0 | 0 | 0 | 0 | 0 | 0 | 0 | 0 | 0 | 0 | 0 | 0 | 0 | 0 | 0 | 0 | 0
163 | 17312 | 2018 | NE | Ord | 2294 | 3 | 0 | OP | IC | DFO | 2.5 | 0.001 | 31.25 | 13.125 | Distributed from 923 Generation And Fuel | 1963 |  | 0 | 0 | 0 | 0 | 2.5 | 0 | 0 | 0 | 0 | 0 | 0 | 0 | 0 | 0 | 0 | 0 | 0 | 0 | 0 | 0 | 0 | 0 | 0 | 0 | 0 | 0 | 0 | 0 | 0 | 0
164 | 17313 | 2018 | NE | Ord | 2294 | 4A | 0 | OP | IC | DFO | 1.5 | 0.001 | 18.75 | 7.875 | Distributed from 923 Generation And Fuel | 1997 |  | 0 | 0 | 0 | 0 | 1.5 | 0 | 0 | 0 | 0 | 0 | 0 | 0 | 0 | 0 | 0 | 0 | 0 | 0 | 0 | 0 | 0 | 0 | 0 | 0 | 0 | 0 | 0 | 0 | 0 | 0
165 | 17314 | 2018 | NE | Ord | 2294 | 5A | 0 | OP | IC | DFO | 1.5 | 0.001 | 18.75 | 7.875 | Distributed from 923 Generation And Fuel | 1997 |  | 0 | 0 | 0 | 0 | 1.5 | 0 | 0 | 0 | 0 | 0 | 0 | 0 | 0 | 0 | 0 | 0 | 0 | 0 | 0 | 0 | 0 | 0 | 0 | 0 | 0 | 0 | 0 | 0 | 0 | 0
166 | 17315 | 2018 | NE | Oxford (NE) | 2295 | 2 | 0 | OP | IC | NG | 0.6 | 0.001 | 4.765 | 2.647 | Distributed from 923 Generation And Fuel | 1953 |  | 0 | 0 | 0 | 0 | 0 | 0 | 0 | 0 | 0 | 0 | 0 | 0.6 | 0 | 0 | 0 | 0 | 0 | 0 | 0 | 0 | 0 | 0 | 0 | 0 | 0 | 0 | 0 | 0 | 0 | 0
167 | 17316 | 2018 | NE | Oxford (NE) | 2295 | 3 | 0 | OP | IC | NG | 0.9 | 0.001 | 7.147 | 3.971 | Distributed from 923 Generation And Fuel | 1956 |  | 0 | 0 | 0 | 0 | 0 | 0 | 0 | 0 | 0 | 0 | 0 | 0.9 | 0 | 0 | 0 | 0 | 0 | 0 | 0 | 0 | 0 | 0 | 0 | 0 | 0 | 0 | 0 | 0 | 0 | 0
168 | 17317 | 2018 | NE | Oxford (NE) | 2295 | 4 | 0 | OP | IC | NG | 0.6 | 0.001 | 4.765 | 2.647 | Distributed from 923 Generation And Fuel | 1956 |  | 0 | 0 | 0 | 0 | 0 | 0 | 0 | 0 | 0 | 0 | 0 | 0.6 | 0 | 0 | 0 | 0 | 0 | 0 | 0 | 0 | 0 | 0 | 0 | 0 | 0 | 0 | 0 | 0 | 0 | 0
169 | 17318 | 2018 | NE | Oxford (NE) | 2295 | 5 | 0 | OP | IC | NG | 1.3 | 0.001 | 10.324 | 5.735 | Distributed from 923 Generation And Fuel | 1972 |  | 0 | 0 | 0 | 0 | 0 | 0 | 0 | 0 | 0 | 0 | 0 | 1.3 | 0 | 0 | 0 | 0 | 0 | 0 | 0 | 0 | 0 | 0 | 0 | 0 | 0 | 0 | 0 | 0 | 0 | 0
170 | 17320 | 2018 | NE | Papillion Creek Wastewater | 55027 | 952 | 0 | OP | IC | OBG | 0.5 | 0.572 | 2504.667 | 1010.667 | Distributed from 923 Generation And Fuel | 1987 |  | 0 | 0 | 0 | 0 | 0 | 0 | 0 | 0 | 0 | 0 | 0 | 0 | 0 | 0.5 | 0 | 0 | 0 | 0 | 0 | 0 | 0 | 0 | 0 | 0 | 0 | 0 | 0 | 0 | 0 | 0
171 | 17321 | 2018 | NE | Papillion Creek Wastewater | 55027 | 953 | 0 | OP | IC | OBG | 0.5 | 0.572 | 2504.667 | 1010.667 | Distributed from 923 Generation And Fuel | 1987 |  | 0 | 0 | 0 | 0 | 0 | 0 | 0 | 0 | 0 | 0 | 0 | 0 | 0 | 0.5 | 0 | 0 | 0 | 0 | 0 | 0 | 0 | 0 | 0 | 0 | 0 | 0 | 0 | 0 | 0 | 0
172 | 17322 | 2018 | NE | Pender | 2296 | 1 | 0 | OP | IC | NG | 1.5 | 0.001 | 11.939 | 4.898 | Distributed from 923 Generation And Fuel | 1968 |  | 0 | 0 | 0 | 0 | 0 | 0 | 0 | 0 | 0 | 0 | 0 | 1.5 | 0 | 0 | 0 | 0 | 0 | 0 | 0 | 0 | 0 | 0 | 0 | 0 | 0 | 0 | 0 | 0 | 0 | 0
173 | 17323 | 2018 | NE | Pender | 2296 | 2 | 0 | OP | IC | NG | 2 | 0.001 | 15.918 | 6.531 | Distributed from 923 Generation And Fuel | 1973 |  | 0 | 0 | 0 | 0 | 0 | 0 | 0 | 0 | 0 | 0 | 0 | 2 | 0 | 0 | 0 | 0 | 0 | 0 | 0 | 0 | 0 | 0 | 0 | 0 | 0 | 0 | 0 | 0 | 0 | 0
174 | 17324 | 2018 | NE | Pender | 2296 | 3 | 0 | OP | IC | NG | 0.5 | 0.001 | 3.98 | 1.633 | Distributed from 923 Generation And Fuel | 1953 |  | 0 | 0 | 0 | 0 | 0 | 0 | 0 | 0 | 0 | 0 | 0 | 0.5 | 0 | 0 | 0 | 0 | 0 | 0 | 0 | 0 | 0 | 0 | 0 | 0 | 0 | 0 | 0 | 0 | 0 | 0
175 | 17325 | 2018 | NE | Pender | 2296 | 4 | 0 | OP | IC | NG | 0.9 | 0.001 | 7.163 | 2.939 | Distributed from 923 Generation And Fuel | 1961 |  | 0 | 0 | 0 | 0 | 0 | 0 | 0 | 0 | 0 | 0 | 0 | 0.9 | 0 | 0 | 0 | 0 | 0 | 0 | 0 | 0 | 0 | 0 | 0 | 0 | 0 | 0 | 0 | 0 | 0 | 0
176 | 17327 | 2018 | NE | Perennial Windfarm | 61677 | T-1 | 0 | OP | WT | WND | 2.3 | 0.218 | 4391 | 1916 | Distributed from 923 Generation And Fuel | 2018 |  | 0 | 0 | 0 | 0 | 0 | 0 | 0 | 0 | 0 | 0 | 0 | 0 | 0 | 0 | 0 | 0 | 0 | 0 | 0 | 0 | 0 | 0 | 0 | 0 | 0 | 0 | 0 | 0 | 0 | 2.3
177 | 17328 | 2018 | NE | Perennial Windfarm | 61677 | T-2 | 0 | OP | WT | WND | 2.3 | 0.218 | 4391 | 1916 | Distributed from 923 Generation And Fuel | 2018 |  | 0 | 0 | 0 | 0 | 0 | 0 | 0 | 0 | 0 | 0 | 0 | 0 | 0 | 0 | 0 | 0 | 0 | 0 | 0 | 0 | 0 | 0 | 0 | 0 | 0 | 0 | 0 | 0 | 0 | 2.3
178 | 17329 | 2018 | NE | Perennial Windfarm | 61677 | T-3 | 0 | OP | WT | WND | 2.3 | 0.218 | 4391 | 1916 | Distributed from 923 Generation And Fuel | 2018 |  | 0 | 0 | 0 | 0 | 0 | 0 | 0 | 0 | 0 | 0 | 0 | 0 | 0 | 0 | 0 | 0 | 0 | 0 | 0 | 0 | 0 | 0 | 0 | 0 | 0 | 0 | 0 | 0 | 0 | 2.3
179 | 17330 | 2018 | NE | Plainview Muncipal Power | 2297 | 1 | 0 | OP | IC | DFO | 1.1 | 0 | 3.08 | 1.32 | Distributed from 923 Generation And Fuel | 1949 |  | 0 | 0 | 0 | 0 | 1.1 | 0 | 0 | 0 | 0 | 0 | 0 | 0 | 0 | 0 | 0 | 0 | 0 | 0 | 0 | 0 | 0 | 0 | 0 | 0 | 0 | 0 | 0 | 0 | 0 | 0
180 | 17331 | 2018 | NE | Plainview Muncipal Power | 2297 | 3 | 0 | OP | IC | DFO | 0.9 | 0 | 2.52 | 1.08 | Distributed from 923 Generation And Fuel | 1958 |  | 0 | 0 | 0 | 0 | 0.9 | 0 | 0 | 0 | 0 | 0 | 0 | 0 | 0 | 0 | 0 | 0 | 0 | 0 | 0 | 0 | 0 | 0 | 0 | 0 | 0 | 0 | 0 | 0 | 0 | 0
181 | 17332 | 2018 | NE | Plainview Muncipal Power | 2297 | 4 | 0 | OP | IC | DFO | 1.2 | 0 | 3.36 | 1.44 | Distributed from 923 Generation And Fuel | 1963 |  | 0 | 0 | 0 | 0 | 1.2 | 0 | 0 | 0 | 0 | 0 | 0 | 0 | 0 | 0 | 0 | 0 | 0 | 0 | 0 | 0 | 0 | 0 | 0 | 0 | 0 | 0 | 0 | 0 | 0 | 0
182 | 17333 | 2018 | NE | Plainview Muncipal Power | 2297 | 5 | 0 | OP | IC | DFO | 1.8 | 0 | 5.04 | 2.16 | Distributed from 923 Generation And Fuel | 1999 |  | 0 | 0 | 0 | 0 | 1.8 | 0 | 0 | 0 | 0 | 0 | 0 | 0 | 0 | 0 | 0 | 0 | 0 | 0 | 0 | 0 | 0 | 0 | 0 | 0 | 0 | 0 | 0 | 0 | 0 | 0
183 | 17334 | 2018 | NE | Platte | 59 | 1 | 1 | OP | ST | SUB | 109.8 | 0.558 | 536722 | 242267 | EIA-923 Generator File | 1982 |  | 0 | 0 | 0 | 0 | 0 | 0 | 0 | 0 | 0 | 0 | 0 | 0 | 0 | 0 | 0 | 0 | 0 | 0 | 0 | 0 | 0 | 0 | 109.8 | 0 | 0 | 0 | 0 | 0 | 0 | 0
184 | 17336 | 2018 | NE | Polk County Renewables, LLC | 62333 | T-1 | 0 | OP | WT | WND | 2.5 | 0.021 | 461 | 0 | Distributed from 923 Generation And Fuel | 2018 |  | 0 | 0 | 0 | 0 | 0 | 0 | 0 | 0 | 0 | 0 | 0 | 0 | 0 | 0 | 0 | 0 | 0 | 0 | 0 | 0 | 0 | 0 | 0 | 0 | 0 | 0 | 0 | 0 | 0 | 2.5
185 | 17337 | 2018 | NE | Prairie Breeze | 58322 | 1 | 0 | OP | WT | WND | 206.5 | 0.444 | 803226 | 288555 | Distributed from 923 Generation And Fuel | 2014 |  | 0 | 0 | 0 | 0 | 0 | 0 | 0 | 0 | 0 | 0 | 0 | 0 | 0 | 0 | 0 | 0 | 0 | 0 | 0 | 0 | 0 | 0 | 0 | 0 | 0 | 0 | 0 | 0 | 0 | 206.5
186 | 17338 | 2018 | NE | Prairie Breeze II | 60262 | GEN1 | 0 | OP | WT | WND | 73.4 | 0.475 | 305643 | 109801 | Distributed from 923 Generation And Fuel | 2015 |  | 0 | 0 | 0 | 0 | 0 | 0 | 0 | 0 | 0 | 0 | 0 | 0 | 0 | 0 | 0 | 0 | 0 | 0 | 0 | 0 | 0 | 0 | 0 | 0 | 0 | 0 | 0 | 0 | 0 | 73.4
187 | 17339 | 2018 | NE | Prairie Breeze III | 60314 | GEN1 | 0 | OP | WT | WND | 35.8 | 0.45 | 141205 | 50727 | Distributed from 923 Generation And Fuel | 2016 |  | 0 | 0 | 0 | 0 | 0 | 0 | 0 | 0 | 0 | 0 | 0 | 0 | 0 | 0 | 0 | 0 | 0 | 0 | 0 | 0 | 0 | 0 | 0 | 0 | 0 | 0 | 0 | 0 | 0 | 35.8
188 | 17341 | 2018 | NE | Red Cloud | 2299 | 2 | 0 | OP | IC | DFO | 0.9 | 0.002 | 16.105 | 6.789 | Distributed from 923 Generation And Fuel | 1953 |  | 0 | 0 | 0 | 0 | 0.9 | 0 | 0 | 0 | 0 | 0 | 0 | 0 | 0 | 0 | 0 | 0 | 0 | 0 | 0 | 0 | 0 | 0 | 0 | 0 | 0 | 0 | 0 | 0 | 0 | 0
189 | 17342 | 2018 | NE | Red Cloud | 2299 | 3 | 0 | OP | IC | DFO | 1.3 | 0.002 | 23.263 | 9.807 | Distributed from 923 Generation And Fuel | 1960 |  | 0 | 0 | 0 | 0 | 1.3 | 0 | 0 | 0 | 0 | 0 | 0 | 0 | 0 | 0 | 0 | 0 | 0 | 0 | 0 | 0 | 0 | 0 | 0 | 0 | 0 | 0 | 0 | 0 | 0 | 0
190 | 17343 | 2018 | NE | Red Cloud | 2299 | 4 | 0 | OP | IC | DFO | 1.3 | 0.002 | 23.263 | 9.807 | Distributed from 923 Generation And Fuel | 1968 |  | 0 | 0 | 0 | 0 | 1.3 | 0 | 0 | 0 | 0 | 0 | 0 | 0 | 0 | 0 | 0 | 0 | 0 | 0 | 0 | 0 | 0 | 0 | 0 | 0 | 0 | 0 | 0 | 0 | 0 | 0
191 | 17344 | 2018 | NE | Red Cloud | 2299 | 5 | 0 | OP | IC | DFO | 2.2 | 0.002 | 39.368 | 16.596 | Distributed from 923 Generation And Fuel | 1973 |  | 0 | 0 | 0 | 0 | 2.2 | 0 | 0 | 0 | 0 | 0 | 0 | 0 | 0 | 0 | 0 | 0 | 0 | 0 | 0 | 0 | 0 | 0 | 0 | 0 | 0 | 0 | 0 | 0 | 0 | 0
192 | 17346 | 2018 | NE | Rokeby | 6373 | 1 | 0 | OP | GT | NG | 72.4 | 0.016 | 10036.422 | 6148.498 | Distributed from 923 Generation And Fuel | 1975 |  | 0 | 0 | 0 | 0 | 0 | 0 | 0 | 0 | 0 | 0 | 0 | 72.4 | 0 | 0 | 0 | 0 | 0 | 0 | 0 | 0 | 0 | 0 | 0 | 0 | 0 | 0 | 0 | 0 | 0 | 0
193 | 17347 | 2018 | NE | Rokeby | 6373 | 2 | 0 | OP | GT | NG | 95.4 | 0.016 | 13224.789 | 8101.751 | Distributed from 923 Generation And Fuel | 1997 |  | 0 | 0 | 0 | 0 | 0 | 0 | 0 | 0 | 0 | 0 | 0 | 95.4 | 0 | 0 | 0 | 0 | 0 | 0 | 0 | 0 | 0 | 0 | 0 | 0 | 0 | 0 | 0 | 0 | 0 | 0
194 | 17348 | 2018 | NE | Rokeby | 6373 | 3 | 0 | OP | GT | NG | 95.4 | 0.016 | 13224.789 | 8101.751 | Distributed from 923 Generation And Fuel | 2001 |  | 0 | 0 | 0 | 0 | 0 | 0 | 0 | 0 | 0 | 0 | 0 | 95.4 | 0 | 0 | 0 | 0 | 0 | 0 | 0 | 0 | 0 | 0 | 0 | 0 | 0 | 0 | 0 | 0 | 0 | 0
195 | 17349 | 2018 | NE | Rokeby | 6373 | BSU | 0 | OP | IC | DFO | 2.9 | 0.001 | 19 | 8 | Distributed from 923 Generation And Fuel | 1997 |  | 0 | 0 | 0 | 0 | 2.9 | 0 | 0 | 0 | 0 | 0 | 0 | 0 | 0 | 0 | 0 | 0 | 0 | 0 | 0 | 0 | 0 | 0 | 0 | 0 | 0 | 0 | 0 | 0 | 0 | 0
196 | 17350 | 2018 | NE | Salt Valley Wind Plant | 7965 | G1 | 0 | OP | WT | WND | 0.6 | 0.222 | 1165 | 418.5 | Distributed from 923 Generation And Fuel | 1998 |  | 0 | 0 | 0 | 0 | 0 | 0 | 0 | 0 | 0 | 0 | 0 | 0 | 0 | 0 | 0 | 0 | 0 | 0 | 0 | 0 | 0 | 0 | 0 | 0 | 0 | 0 | 0 | 0 | 0 | 0.6
197 | 17351 | 2018 | NE | Salt Valley Wind Plant | 7965 | G2 | 0 | OP | WT | WND | 0.6 | 0.222 | 1165 | 418.5 | Distributed from 923 Generation And Fuel | 1999 |  | 0 | 0 | 0 | 0 | 0 | 0 | 0 | 0 | 0 | 0 | 0 | 0 | 0 | 0 | 0 | 0 | 0 | 0 | 0 | 0 | 0 | 0 | 0 | 0 | 0 | 0 | 0 | 0 | 0 | 0.6
198 | 17352 | 2018 | NE | Sargent | 2300 | 1 | 0 | OP | IC | DFO | 1.1 | 0 | 1.375 | 0.458 | Distributed from 923 Generation And Fuel | 1968 |  | 0 | 0 | 0 | 0 | 1.1 | 0 | 0 | 0 | 0 | 0 | 0 | 0 | 0 | 0 | 0 | 0 | 0 | 0 | 0 | 0 | 0 | 0 | 0 | 0 | 0 | 0 | 0 | 0 | 0 | 0
199 | 17353 | 2018 | NE | Sargent | 2300 | 3 | 0 | OP | IC | DFO | 0.9 | 0 | 1.125 | 0.375 | Distributed from 923 Generation And Fuel | 1964 |  | 0 | 0 | 0 | 0 | 0.9 | 0 | 0 | 0 | 0 | 0 | 0 | 0 | 0 | 0 | 0 | 0 | 0 | 0 | 0 | 0 | 0 | 0 | 0 | 0 | 0 | 0 | 0 | 0 | 0 | 0
200 | 17354 | 2018 | NE | Sargent | 2300 | 4 | 0 | OP | IC | DFO | 0.4 | 0 | 0.5 | 0.167 | Distributed from 923 Generation And Fuel | 1954 |  | 0 | 0 | 0 | 0 | 0.4 | 0 | 0 | 0 | 0 | 0 | 0 | 0 | 0 | 0 | 0 | 0 | 0 | 0 | 0 | 0 | 0 | 0 | 0 | 0 | 0 | 0 | 0 | 0 | 0 | 0
201 | 17355 | 2018 | NE | Sarpy County | 2292 | 1 | 0 | OP | GT | NG | 55.4 | 0.032 | 15511.835 | 9401.789 | Distributed from 923 Generation And Fuel | 1972 |  | 0 | 0 | 0 | 0 | 0 | 0 | 0 | 0 | 0 | 0 | 0 | 55.4 | 0 | 0 | 0 | 0 | 0 | 0 | 0 | 0 | 0 | 0 | 0 | 0 | 0 | 0 | 0 | 0 | 0 | 0
202 | 17356 | 2018 | NE | Sarpy County | 2292 | 2 | 0 | OP | GT | NG | 55.4 | 0.032 | 15511.835 | 9401.789 | Distributed from 923 Generation And Fuel | 1972 |  | 0 | 0 | 0 | 0 | 0 | 0 | 0 | 0 | 0 | 0 | 0 | 55.4 | 0 | 0 | 0 | 0 | 0 | 0 | 0 | 0 | 0 | 0 | 0 | 0 | 0 | 0 | 0 | 0 | 0 | 0
203 | 17357 | 2018 | NE | Sarpy County | 2292 | 3 | 0 | OP | GT | NG | 106.3 | 0.032 | 29763.683 | 18039.894 | Distributed from 923 Generation And Fuel | 1996 |  | 0 | 0 | 0 | 0 | 0 | 0 | 0 | 0 | 0 | 0 | 0 | 106.3 | 0 | 0 | 0 | 0 | 0 | 0 | 0 | 0 | 0 | 0 | 0 | 0 | 0 | 0 | 0 | 0 | 0 | 0
204 | 17358 | 2018 | NE | Sarpy County | 2292 | 4 | 0 | OP | GT | NG | 58.9 | 0.032 | 16491.824 | 9995.764 | Distributed from 923 Generation And Fuel | 2000 |  | 0 | 0 | 0 | 0 | 0 | 0 | 0 | 0 | 0 | 0 | 0 | 58.9 | 0 | 0 | 0 | 0 | 0 | 0 | 0 | 0 | 0 | 0 | 0 | 0 | 0 | 0 | 0 | 0 | 0 | 0
205 | 17359 | 2018 | NE | Sarpy County | 2292 | 5 | 0 | OP | GT | NG | 58.9 | 0.032 | 16491.824 | 9995.764 | Distributed from 923 Generation And Fuel | 2000 |  | 0 | 0 | 0 | 0 | 0 | 0 | 0 | 0 | 0 | 0 | 0 | 58.9 | 0 | 0 | 0 | 0 | 0 | 0 | 0 | 0 | 0 | 0 | 0 | 0 | 0 | 0 | 0 | 0 | 0 | 0
206 | 17361 | 2018 | NE | Seward Wind Farm | 61056 | T1 | 0 | OP | WT | WND | 1.7 | 0.424 | 6310 | 2267 | Distributed from 923 Generation And Fuel | 2017 |  | 0 | 0 | 0 | 0 | 0 | 0 | 0 | 0 | 0 | 0 | 0 | 0 | 0 | 0 | 0 | 0 | 0 | 0 | 0 | 0 | 0 | 0 | 0 | 0 | 0 | 0 | 0 | 0 | 0 | 1.7
207 | 17362 | 2018 | NE | Sheldon | 2277 | 1 | 1 | OP | ST | SUB | 108.8 | 0.515 | 490624 | 225770 | EIA-923 Generator File | 1961 |  | 0 | 0 | 0 | 0 | 0 | 0 | 0 | 0 | 0 | 0 | 0 | 0 | 0 | 0 | 0 | 0 | 0 | 0 | 0 | 0 | 0 | 0 | 108.8 | 0 | 0 | 0 | 0 | 0 | 0 | 0
208 | 17363 | 2018 | NE | Sheldon | 2277 | 2 | 1 | OP | ST | SUB | 119.9 | 0.395 | 414525 | 162980 | EIA-923 Generator File | 1965 |  | 0 | 0 | 0 | 0 | 0 | 0 | 0 | 0 | 0 | 0 | 0 | 0 | 0 | 0 | 0 | 0 | 0 | 0 | 0 | 0 | 0 | 0 | 119.9 | 0 | 0 | 0 | 0 | 0 | 0 | 0
209 | 17365 | 2018 | NE | Sidney (NE) | 2302 | 1 | 0 | OP | IC | NG | 1.2 | 0 | 2.118 | 0 | Distributed from 923 Generation And Fuel | 1949 |  | 0 | 0 | 0 | 0 | 0 | 0 | 0 | 0 | 0 | 0 | 0 | 1.2 | 0 | 0 | 0 | 0 | 0 | 0 | 0 | 0 | 0 | 0 | 0 | 0 | 0 | 0 | 0 | 0 | 0 | 0
210 | 17366 | 2018 | NE | Sidney (NE) | 2302 | 3 | 0 | OP | IC | DFO | 0.8 | 0 | 1.412 | 0 | Distributed from 923 Generation And Fuel | 1931 |  | 0 | 0 | 0 | 0 | 0.8 | 0 | 0 | 0 | 0 | 0 | 0 | 0 | 0 | 0 | 0 | 0 | 0 | 0 | 0 | 0 | 0 | 0 | 0 | 0 | 0 | 0 | 0 | 0 | 0 | 0
211 | 17367 | 2018 | NE | Sidney (NE) | 2302 | 5 | 0 | OP | IC | NG | 3.1 | 0 | 5.471 | 0 | Distributed from 923 Generation And Fuel | 1955 |  | 0 | 0 | 0 | 0 | 0 | 0 | 0 | 0 | 0 | 0 | 0 | 3.1 | 0 | 0 | 0 | 0 | 0 | 0 | 0 | 0 | 0 | 0 | 0 | 0 | 0 | 0 | 0 | 0 | 0 | 0
212 | 17370 | 2018 | NE | South Sioux City Solar | 60823 | PV1 | 0 | OP | PV | SUN | 2.3 | 0.131 | 2631 | 1469 | Distributed from 923 Generation And Fuel | 2016 |  | 0 | 0 | 0 | 0 | 0 | 0 | 0 | 0 | 0 | 0 | 0 | 0 | 0 | 0 | 0 | 0 | 0 | 0 | 0 | 0 | 0 | 0 | 0 | 2.3 | 0 | 0 | 0 | 0 | 0 | 0
213 | 17371 | 2018 | NE | Spalding | 2303 | 1 | 0 | OP | HY | WAT | 0.1 | 0.074 | 65 | 25.5 | Distributed from 923 Generation And Fuel | 1919 |  | 0 | 0 | 0 | 0 | 0 | 0 | 0 | 0 | 0 | 0 | 0 | 0 | 0 | 0 | 0 | 0 | 0 | 0 | 0 | 0 | 0 | 0 | 0 | 0 | 0.1 | 0 | 0 | 0 | 0 | 0
214 | 17372 | 2018 | NE | Spalding | 2303 | 2 | 0 | OP | HY | WAT | 0.1 | 0.074 | 65 | 25.5 | Distributed from 923 Generation And Fuel | 1956 |  | 0 | 0 | 0 | 0 | 0 | 0 | 0 | 0 | 0 | 0 | 0 | 0 | 0 | 0 | 0 | 0 | 0 | 0 | 0 | 0 | 0 | 0 | 0 | 0 | 0.1 | 0 | 0 | 0 | 0 | 0
215 | 17376 | 2018 | NE | Spencer Hydro | 2278 | 1 | 0 | OP | HY | WAT | 0.8 | 0.5 | 3503 | 1360.667 | Distributed from 923 Generation And Fuel | 1927 |  | 0 | 0 | 0 | 0 | 0 | 0 | 0 | 0 | 0 | 0 | 0 | 0 | 0 | 0 | 0 | 0 | 0 | 0 | 0 | 0 | 0 | 0 | 0 | 0 | 0.8 | 0 | 0 | 0 | 0 | 0
216 | 17377 | 2018 | NE | Spencer Hydro | 2278 | 2 | 0 | OP | HY | WAT | 1.6 | 0.5 | 7006 | 2721.333 | Distributed from 923 Generation And Fuel | 1952 |  | 0 | 0 | 0 | 0 | 0 | 0 | 0 | 0 | 0 | 0 | 0 | 0 | 0 | 0 | 0 | 0 | 0 | 0 | 0 | 0 | 0 | 0 | 0 | 0 | 1.6 | 0 | 0 | 0 | 0 | 0
217 | 17378 | 2018 | NE | Springview | 7771 | 3 | 0 | OP | WT | WND | 1.5 | 0.354 | 4653 | 1671.5 | Distributed from 923 Generation And Fuel | 2011 |  | 0 | 0 | 0 | 0 | 0 | 0 | 0 | 0 | 0 | 0 | 0 | 0 | 0 | 0 | 0 | 0 | 0 | 0 | 0 | 0 | 0 | 0 | 0 | 0 | 0 | 0 | 0 | 0 | 0 | 1.5
218 | 17379 | 2018 | NE | Springview | 7771 | 4 | 0 | OP | WT | WND | 1.5 | 0.354 | 4653 | 1671.5 | Distributed from 923 Generation And Fuel | 2011 |  | 0 | 0 | 0 | 0 | 0 | 0 | 0 | 0 | 0 | 0 | 0 | 0 | 0 | 0 | 0 | 0 | 0 | 0 | 0 | 0 | 0 | 0 | 0 | 0 | 0 | 0 | 0 | 0 | 0 | 1.5
219 | 17382 | 2018 | NE | Steele Flats Wind Project LLC | 58594 | 1 | 0 | OP | WT | WND | 74.8 | 0.462 | 302700 | 108743 | Distributed from 923 Generation And Fuel | 2013 |  | 0 | 0 | 0 | 0 | 0 | 0 | 0 | 0 | 0 | 0 | 0 | 0 | 0 | 0 | 0 | 0 | 0 | 0 | 0 | 0 | 0 | 0 | 0 | 0 | 0 | 0 | 0 | 0 | 0 | 74.8
220 | 17383 | 2018 | NE | Stuart (NE) | 2305 | 1 | 0 | OP | IC | DFO | 0.7 | 0.001 | 6.632 | 3.316 | Distributed from 923 Generation And Fuel | 1952 |  | 0 | 0 | 0 | 0 | 0.7 | 0 | 0 | 0 | 0 | 0 | 0 | 0 | 0 | 0 | 0 | 0 | 0 | 0 | 0 | 0 | 0 | 0 | 0 | 0 | 0 | 0 | 0 | 0 | 0 | 0
221 | 17386 | 2018 | NE | Stuart (NE) | 2305 | 5 | 0 | OP | IC | DFO | 0.8 | 0.001 | 7.579 | 3.789 | Distributed from 923 Generation And Fuel | 1997 |  | 0 | 0 | 0 | 0 | 0.8 | 0 | 0 | 0 | 0 | 0 | 0 | 0 | 0 | 0 | 0 | 0 | 0 | 0 | 0 | 0 | 0 | 0 | 0 | 0 | 0 | 0 | 0 | 0 | 0 | 0
222 | 17387 | 2018 | NE | Syracuse # 2 | 2256 | 6 | 0 | OP | IC | NG | 2 | -0.011 | -190.5 | -99.5 | Distributed from 923 Generation And Fuel | 1969 |  | 0 | 0 | 0 | 0 | 0 | 0 | 0 | 0 | 0 | 0 | 0 | 2 | 0 | 0 | 0 | 0 | 0 | 0 | 0 | 0 | 0 | 0 | 0 | 0 | 0 | 0 | 0 | 0 | 0 | 0
223 | 17388 | 2018 | NE | Syracuse # 2 | 2256 | 7 | 0 | OP | IC | NG | 2 | -0.011 | -190.5 | -99.5 | Distributed from 923 Generation And Fuel | 1970 |  | 0 | 0 | 0 | 0 | 0 | 0 | 0 | 0 | 0 | 0 | 0 | 2 | 0 | 0 | 0 | 0 | 0 | 0 | 0 | 0 | 0 | 0 | 0 | 0 | 0 | 0 | 0 | 0 | 0 | 0
224 | 17389 | 2018 | NE | Tecumseh | 2308 | 1 | 0 | OP | IC | DFO | 0.7 | 0.002 | 14 | 8 | Distributed from 923 Generation And Fuel | 1948 |  | 0 | 0 | 0 | 0 | 0.7 | 0 | 0 | 0 | 0 | 0 | 0 | 0 | 0 | 0 | 0 | 0 | 0 | 0 | 0 | 0 | 0 | 0 | 0 | 0 | 0 | 0 | 0 | 0 | 0 | 0
225 | 17390 | 2018 | NE | Tecumseh | 2308 | 2 | 0 | OP | IC | DFO | 1.5 | 0.002 | 30 | 17.143 | Distributed from 923 Generation And Fuel | 1968 |  | 0 | 0 | 0 | 0 | 1.5 | 0 | 0 | 0 | 0 | 0 | 0 | 0 | 0 | 0 | 0 | 0 | 0 | 0 | 0 | 0 | 0 | 0 | 0 | 0 | 0 | 0 | 0 | 0 | 0 | 0
226 | 17391 | 2018 | NE | Tecumseh | 2308 | 3 | 0 | OP | IC | DFO | 1.1 | 0.002 | 22 | 12.571 | Distributed from 923 Generation And Fuel | 1953 |  | 0 | 0 | 0 | 0 | 1.1 | 0 | 0 | 0 | 0 | 0 | 0 | 0 | 0 | 0 | 0 | 0 | 0 | 0 | 0 | 0 | 0 | 0 | 0 | 0 | 0 | 0 | 0 | 0 | 0 | 0
227 | 17392 | 2018 | NE | Tecumseh | 2308 | 4 | 0 | OP | IC | DFO | 1.3 | 0.002 | 26 | 14.857 | Distributed from 923 Generation And Fuel | 1960 |  | 0 | 0 | 0 | 0 | 1.3 | 0 | 0 | 0 | 0 | 0 | 0 | 0 | 0 | 0 | 0 | 0 | 0 | 0 | 0 | 0 | 0 | 0 | 0 | 0 | 0 | 0 | 0 | 0 | 0 | 0
228 | 17393 | 2018 | NE | Tecumseh | 2308 | 5A | 0 | OP | IC | DFO | 2.4 | 0.002 | 48 | 27.429 | Distributed from 923 Generation And Fuel | 1993 |  | 0 | 0 | 0 | 0 | 2.4 | 0 | 0 | 0 | 0 | 0 | 0 | 0 | 0 | 0 | 0 | 0 | 0 | 0 | 0 | 0 | 0 | 0 | 0 | 0 | 0 | 0 | 0 | 0 | 0 | 0
229 | 17394 | 2018 | NE | Terry Bundy Generating Station | 7887 | 1 | 2 | OP | CA | NG | 28.2 | 0.068 | 16827 | 12781 | EIA-923 Generator File | 2004 |  | 0 | 0 | 0 | 0 | 0 | 0 | 0 | 0 | 0 | 0 | 0 | 28.2 | 0 | 0 | 0 | 0 | 0 | 0 | 0 | 0 | 0 | 0 | 0 | 0 | 0 | 0 | 0 | 0 | 0 | 0
230 | 17395 | 2018 | NE | Terry Bundy Generating Station | 7887 | 2 | 0 | OP | CT | NG | 60.5 | 0.074 | 39118 | 31209 | EIA-923 Generator File | 2003 |  | 0 | 0 | 0 | 0 | 0 | 0 | 0 | 0 | 0 | 0 | 0 | 60.5 | 0 | 0 | 0 | 0 | 0 | 0 | 0 | 0 | 0 | 0 | 0 | 0 | 0 | 0 | 0 | 0 | 0 | 0
231 | 17396 | 2018 | NE | Terry Bundy Generating Station | 7887 | 3 | 0 | OP | CT | NG | 60.5 | 0.058 | 30848 | 23059 | EIA-923 Generator File | 2004 |  | 0 | 0 | 0 | 0 | 0 | 0 | 0 | 0 | 0 | 0 | 0 | 60.5 | 0 | 0 | 0 | 0 | 0 | 0 | 0 | 0 | 0 | 0 | 0 | 0 | 0 | 0 | 0 | 0 | 0 | 0
232 | 17397 | 2018 | NE | Terry Bundy Generating Station | 7887 | 4 | 0 | OP | GT | NG | 60.5 | 0.207 | 109697 | 56080 | Distributed from 923 Generation And Fuel | 2003 |  | 0 | 0 | 0 | 0 | 0 | 0 | 0 | 0 | 0 | 0 | 0 | 60.5 | 0 | 0 | 0 | 0 | 0 | 0 | 0 | 0 | 0 | 0 | 0 | 0 | 0 | 0 | 0 | 0 | 0 | 0
233 | 17398 | 2018 | NE | Terry Bundy Generating Station | 7887 | BSU | 0 | OP | IC | DFO | 1.8 | 0.577 | 9094.364 | 3867.273 | Distributed from 923 Generation And Fuel | 2004 |  | 0 | 0 | 0 | 0 | 1.8 | 0 | 0 | 0 | 0 | 0 | 0 | 0 | 0 | 0 | 0 | 0 | 0 | 0 | 0 | 0 | 0 | 0 | 0 | 0 | 0 | 0 | 0 | 0 | 0 | 0
234 | 17399 | 2018 | NE | Terry Bundy Generating Station | 7887 | LFG1 | 0 | OP | IC | LFG | 1.6 | 0.577 | 8083.879 | 3437.576 | Distributed from 923 Generation And Fuel | 2014 |  | 0 | 0 | 0 | 0 | 0 | 0 | 0 | 1.6 | 0 | 0 | 0 | 0 | 0 | 0 | 0 | 0 | 0 | 0 | 0 | 0 | 0 | 0 | 0 | 0 | 0 | 0 | 0 | 0 | 0 | 0
235 | 17400 | 2018 | NE | Terry Bundy Generating Station | 7887 | LFG2 | 0 | OP | IC | LFG | 1.6 | 0.577 | 8083.879 | 3437.576 | Distributed from 923 Generation And Fuel | 2014 |  | 0 | 0 | 0 | 0 | 0 | 0 | 0 | 1.6 | 0 | 0 | 0 | 0 | 0 | 0 | 0 | 0 | 0 | 0 | 0 | 0 | 0 | 0 | 0 | 0 | 0 | 0 | 0 | 0 | 0 | 0
236 | 17401 | 2018 | NE | Terry Bundy Generating Station | 7887 | LFG3 | 0 | OP | IC | LFG | 1.6 | 0.577 | 8083.879 | 3437.576 | Distributed from 923 Generation And Fuel | 2014 |  | 0 | 0 | 0 | 0 | 0 | 0 | 0 | 1.6 | 0 | 0 | 0 | 0 | 0 | 0 | 0 | 0 | 0 | 0 | 0 | 0 | 0 | 0 | 0 | 0 | 0 | 0 | 0 | 0 | 0 | 0
237 | 17402 | 2018 | NE | TPW Petersburg | 57755 | PETE | 0 | OP | WT | WND | 40.5 | 0.44 | 156238 | 56128 | Distributed from 923 Generation And Fuel | 2011 |  | 0 | 0 | 0 | 0 | 0 | 0 | 0 | 0 | 0 | 0 | 0 | 0 | 0 | 0 | 0 | 0 | 0 | 0 | 0 | 0 | 0 | 0 | 0 | 0 | 0 | 0 | 0 | 0 | 0 | 40.5
238 | 17403 | 2018 | NE | Upstream Wind Energy LLC | 61784 | UWE | 0 | OP | WT | WND | 202.5 | 0.049 | 87706 | 0 | Distributed from 923 Generation And Fuel | 2018 |  | 0 | 0 | 0 | 0 | 0 | 0 | 0 | 0 | 0 | 0 | 0 | 0 | 0 | 0 | 0 | 0 | 0 | 0 | 0 | 0 | 0 | 0 | 0 | 0 | 0 | 0 | 0 | 0 | 0 | 202.5
239 | 17404 | 2018 | NE | Valentine Wind, LLC | 59736 | 7772 | 0 | OP | WT | WND | 1.9 | 0.375 | 6247 | 2244 | Distributed from 923 Generation And Fuel | 2014 |  | 0 | 0 | 0 | 0 | 0 | 0 | 0 | 0 | 0 | 0 | 0 | 0 | 0 | 0 | 0 | 0 | 0 | 0 | 0 | 0 | 0 | 0 | 0 | 0 | 0 | 0 | 0 | 0 | 0 | 1.9
240 | 17405 | 2018 | NE | Wahoo | 2310 | 1 | 0 | OP | IC | NG | 2.5 | 0.001 | 24.648 | 13.38 | Distributed from 923 Generation And Fuel | 1960 |  | 0 | 0 | 0 | 0 | 0 | 0 | 0 | 0 | 0 | 0 | 0 | 2.5 | 0 | 0 | 0 | 0 | 0 | 0 | 0 | 0 | 0 | 0 | 0 | 0 | 0 | 0 | 0 | 0 | 0 | 0
241 | 17406 | 2018 | NE | Wahoo | 2310 | 2 | 0 | OP | IC | DFO | 0.5 | 0.001 | 4.93 | 2.676 | Distributed from 923 Generation And Fuel | 1936 |  | 0 | 0 | 0 | 0 | 0.5 | 0 | 0 | 0 | 0 | 0 | 0 | 0 | 0 | 0 | 0 | 0 | 0 | 0 | 0 | 0 | 0 | 0 | 0 | 0 | 0 | 0 | 0 | 0 | 0 | 0
242 | 17407 | 2018 | NE | Wahoo | 2310 | 3 | 0 | OP | IC | NG | 4.4 | 0.001 | 43.38 | 23.549 | Distributed from 923 Generation And Fuel | 1973 |  | 0 | 0 | 0 | 0 | 0 | 0 | 0 | 0 | 0 | 0 | 0 | 4.4 | 0 | 0 | 0 | 0 | 0 | 0 | 0 | 0 | 0 | 0 | 0 | 0 | 0 | 0 | 0 | 0 | 0 | 0
243 | 17408 | 2018 | NE | Wahoo | 2310 | 4 | 0 | OP | IC | NG | 1.2 | 0.001 | 11.831 | 6.423 | Distributed from 923 Generation And Fuel | 1947 |  | 0 | 0 | 0 | 0 | 0 | 0 | 0 | 0 | 0 | 0 | 0 | 1.2 | 0 | 0 | 0 | 0 | 0 | 0 | 0 | 0 | 0 | 0 | 0 | 0 | 0 | 0 | 0 | 0 | 0 | 0
244 | 17409 | 2018 | NE | Wahoo | 2310 | 5 | 0 | OP | IC | NG | 2.1 | 0.001 | 20.704 | 11.239 | Distributed from 923 Generation And Fuel | 1952 |  | 0 | 0 | 0 | 0 | 0 | 0 | 0 | 0 | 0 | 0 | 0 | 2.1 | 0 | 0 | 0 | 0 | 0 | 0 | 0 | 0 | 0 | 0 | 0 | 0 | 0 | 0 | 0 | 0 | 0 | 0
245 | 17410 | 2018 | NE | Wahoo | 2310 | 6 | 0 | OP | IC | NG | 3.5 | 0.001 | 34.507 | 18.732 | Distributed from 923 Generation And Fuel | 1969 |  | 0 | 0 | 0 | 0 | 0 | 0 | 0 | 0 | 0 | 0 | 0 | 3.5 | 0 | 0 | 0 | 0 | 0 | 0 | 0 | 0 | 0 | 0 | 0 | 0 | 0 | 0 | 0 | 0 | 0 | 0
246 | 17411 | 2018 | NE | Wakefield | 2311 | 2 | 0 | OP | IC | NG | 0.6 | 0.001 | 5.122 | 2.195 | Distributed from 923 Generation And Fuel | 1915 |  | 0 | 0 | 0 | 0 | 0 | 0 | 0 | 0 | 0 | 0 | 0 | 0.6 | 0 | 0 | 0 | 0 | 0 | 0 | 0 | 0 | 0 | 0 | 0 | 0 | 0 | 0 | 0 | 0 | 0 | 0
247 | 17412 | 2018 | NE | Wakefield | 2311 | 5 | 0 | OP | IC | NG | 1.3 | 0.001 | 11.098 | 4.756 | Distributed from 923 Generation And Fuel | 1966 |  | 0 | 0 | 0 | 0 | 0 | 0 | 0 | 0 | 0 | 0 | 0 | 1.3 | 0 | 0 | 0 | 0 | 0 | 0 | 0 | 0 | 0 | 0 | 0 | 0 | 0 | 0 | 0 | 0 | 0 | 0
248 | 17413 | 2018 | NE | Wakefield | 2311 | 6 | 0 | OP | IC | NG | 1.3 | 0.001 | 11.098 | 4.756 | Distributed from 923 Generation And Fuel | 1971 |  | 0 | 0 | 0 | 0 | 0 | 0 | 0 | 0 | 0 | 0 | 0 | 1.3 | 0 | 0 | 0 | 0 | 0 | 0 | 0 | 0 | 0 | 0 | 0 | 0 | 0 | 0 | 0 | 0 | 0 | 0
249 | 17414 | 2018 | NE | Wakefield | 2311 | IC4 | 0 | OP | IC | NG | 0.9 | 0.001 | 7.683 | 3.293 | Distributed from 923 Generation And Fuel | 1961 |  | 0 | 0 | 0 | 0 | 0 | 0 | 0 | 0 | 0 | 0 | 0 | 0.9 | 0 | 0 | 0 | 0 | 0 | 0 | 0 | 0 | 0 | 0 | 0 | 0 | 0 | 0 | 0 | 0 | 0 | 0
250 | 17415 | 2018 | NE | Wayne IC | 2312 | 1 | 0 | OP | IC | DFO | 1.3 | 0.001 | 14.193 | 5.963 | Distributed from 923 Generation And Fuel | 1951 |  | 0 | 0 | 0 | 0 | 1.3 | 0 | 0 | 0 | 0 | 0 | 0 | 0 | 0 | 0 | 0 | 0 | 0 | 0 | 0 | 0 | 0 | 0 | 0 | 0 | 0 | 0 | 0 | 0 | 0 | 0
251 | 17417 | 2018 | NE | Wayne IC | 2312 | 3 | 0 | OP | IC | DFO | 1.9 | 0.001 | 20.743 | 8.716 | Distributed from 923 Generation And Fuel | 1956 |  | 0 | 0 | 0 | 0 | 1.9 | 0 | 0 | 0 | 0 | 0 | 0 | 0 | 0 | 0 | 0 | 0 | 0 | 0 | 0 | 0 | 0 | 0 | 0 | 0 | 0 | 0 | 0 | 0 | 0 | 0
252 | 17418 | 2018 | NE | Wayne IC | 2312 | 4 | 0 | OP | IC | DFO | 2 | 0.001 | 21.835 | 9.174 | Distributed from 923 Generation And Fuel | 1960 |  | 0 | 0 | 0 | 0 | 2 | 0 | 0 | 0 | 0 | 0 | 0 | 0 | 0 | 0 | 0 | 0 | 0 | 0 | 0 | 0 | 0 | 0 | 0 | 0 | 0 | 0 | 0 | 0 | 0 | 0
253 | 17419 | 2018 | NE | Wayne IC | 2312 | 5 | 0 | OP | IC | DFO | 3.5 | 0.001 | 38.211 | 16.055 | Distributed from 923 Generation And Fuel | 1966 |  | 0 | 0 | 0 | 0 | 3.5 | 0 | 0 | 0 | 0 | 0 | 0 | 0 | 0 | 0 | 0 | 0 | 0 | 0 | 0 | 0 | 0 | 0 | 0 | 0 | 0 | 0 | 0 | 0 | 0 | 0
254 | 17420 | 2018 | NE | Wayne IC | 2312 | 6 | 0 | OP | IC | DFO | 5.1 | 0.001 | 55.679 | 23.394 | Distributed from 923 Generation And Fuel | 1968 |  | 0 | 0 | 0 | 0 | 5.1 | 0 | 0 | 0 | 0 | 0 | 0 | 0 | 0 | 0 | 0 | 0 | 0 | 0 | 0 | 0 | 0 | 0 | 0 | 0 | 0 | 0 | 0 | 0 | 0 | 0
255 | 17421 | 2018 | NE | Wayne IC | 2312 | 7 | 0 | OP | IC | DFO | 3.5 | 0.001 | 38.211 | 16.055 | Distributed from 923 Generation And Fuel | 1998 |  | 0 | 0 | 0 | 0 | 3.5 | 0 | 0 | 0 | 0 | 0 | 0 | 0 | 0 | 0 | 0 | 0 | 0 | 0 | 0 | 0 | 0 | 0 | 0 | 0 | 0 | 0 | 0 | 0 | 0 | 0
256 | 17422 | 2018 | NE | Wayne IC | 2312 | 8 | 0 | OP | IC | DFO | 3.5 | 0.001 | 38.211 | 16.055 | Distributed from 923 Generation And Fuel | 1998 |  | 0 | 0 | 0 | 0 | 3.5 | 0 | 0 | 0 | 0 | 0 | 0 | 0 | 0 | 0 | 0 | 0 | 0 | 0 | 0 | 0 | 0 | 0 | 0 | 0 | 0 | 0 | 0 | 0 | 0 | 0
257 | 17423 | 2018 | NE | West Point Municipal | 2313 | 2 | 0 | OP | IC | NG | 0.9 | 0 | 3.176 | 1.376 | Distributed from 923 Generation And Fuel | 1947 |  | 0 | 0 | 0 | 0 | 0 | 0 | 0 | 0 | 0 | 0 | 0 | 0.9 | 0 | 0 | 0 | 0 | 0 | 0 | 0 | 0 | 0 | 0 | 0 | 0 | 0 | 0 | 0 | 0 | 0 | 0
258 | 17424 | 2018 | NE | West Point Municipal | 2313 | 3 | 0 | OP | IC | NG | 1.2 | 0 | 4.235 | 1.835 | Distributed from 923 Generation And Fuel | 1959 |  | 0 | 0 | 0 | 0 | 0 | 0 | 0 | 0 | 0 | 0 | 0 | 1.2 | 0 | 0 | 0 | 0 | 0 | 0 | 0 | 0 | 0 | 0 | 0 | 0 | 0 | 0 | 0 | 0 | 0 | 0
259 | 17425 | 2018 | NE | West Point Municipal | 2313 | 4 | 0 | OP | IC | NG | 2.3 | 0 | 8.118 | 3.518 | Distributed from 923 Generation And Fuel | 1965 |  | 0 | 0 | 0 | 0 | 0 | 0 | 0 | 0 | 0 | 0 | 0 | 2.3 | 0 | 0 | 0 | 0 | 0 | 0 | 0 | 0 | 0 | 0 | 0 | 0 | 0 | 0 | 0 | 0 | 0 | 0
260 | 17427 | 2018 | NE | Western Sugar Coop - Scottsbluff | 57937 | SCBF | 0 | OP | ST | SUB | 5 | 0.488 | 21367.89 | 3869.89 | EIA-923 Generator File | 1987 |  | 0 | 0 | 0 | 0 | 0 | 0 | 0 | 0 | 0 | 0 | 0 | 0 | 0 | 0 | 0 | 0 | 0 | 0 | 0 | 0 | 0 | 0 | 5 | 0 | 0 | 0 | 0 | 0 | 0 | 0
261 | 17428 | 2018 | NE | Whelan Energy Center | 60 | 1 | 1 | OP | ST | RC | 76.3 | 0.479 | 319930 | 122693 | EIA-923 Generator File | 1981 |  | 0 | 0 | 0 | 0 | 0 | 0 | 0 | 0 | 0 | 0 | 0 | 0 | 0 | 0 | 0 | 0 | 0 | 0 | 0 | 0 | 0 | 76.3 | 0 | 0 | 0 | 0 | 0 | 0 | 0 | 0
262 | 17429 | 2018 | NE | Whelan Energy Center | 60 | 2 | 1 | OP | ST | SUB | 248 | 0.487 | 1057496 | 365323 | EIA-923 Generator File | 2011 |  | 0 | 0 | 0 | 0 | 0 | 0 | 0 | 0 | 0 | 0 | 0 | 0 | 0 | 0 | 0 | 0 | 0 | 0 | 0 | 0 | 0 | 0 | 248 | 0 | 0 | 0 | 0 | 0 | 0 | 0
263 | 17430 | 2018 | NE | Wilber | 2315 | 4 | 0 | OP | IC | DFO | 1.1 | 0.001 | 5.194 | 2.139 | Distributed from 923 Generation And Fuel | 1960 |  | 0 | 0 | 0 | 0 | 1.1 | 0 | 0 | 0 | 0 | 0 | 0 | 0 | 0 | 0 | 0 | 0 | 0 | 0 | 0 | 0 | 0 | 0 | 0 | 0 | 0 | 0 | 0 | 0 | 0 | 0
264 | 17431 | 2018 | NE | Wilber | 2315 | 5 | 0 | OP | IC | DFO | 0.9 | 0.001 | 4.25 | 1.75 | Distributed from 923 Generation And Fuel | 1960 |  | 0 | 0 | 0 | 0 | 0.9 | 0 | 0 | 0 | 0 | 0 | 0 | 0 | 0 | 0 | 0 | 0 | 0 | 0 | 0 | 0 | 0 | 0 | 0 | 0 | 0 | 0 | 0 | 0 | 0 | 0
265 | 17432 | 2018 | NE | Wilber | 2315 | 6 | 0 | OP | IC | DFO | 1.6 | 0.001 | 7.556 | 3.111 | Distributed from 923 Generation And Fuel | 1997 |  | 0 | 0 | 0 | 0 | 1.6 | 0 | 0 | 0 | 0 | 0 | 0 | 0 | 0 | 0 | 0 | 0 | 0 | 0 | 0 | 0 | 0 | 0 | 0 | 0 | 0 | 0 | 0 | 0 | 0 | 0
266 | 17433 | 2018 | NE | Wisner | 2316 | 3 | 0 | OP | IC | DFO | 0.8 | 0.001 | 6.947 | 2.947 | Distributed from 923 Generation And Fuel | 1969 |  | 0 | 0 | 0 | 0 | 0.8 | 0 | 0 | 0 | 0 | 0 | 0 | 0 | 0 | 0 | 0 | 0 | 0 | 0 | 0 | 0 | 0 | 0 | 0 | 0 | 0 | 0 | 0 | 0 | 0 | 0
267 | 17434 | 2018 | NE | Wisner | 2316 | 4 | 0 | OP | IC | DFO | 1.5 | 0.001 | 13.026 | 5.526 | Distributed from 923 Generation And Fuel | 2010 |  | 0 | 0 | 0 | 0 | 1.5 | 0 | 0 | 0 | 0 | 0 | 0 | 0 | 0 | 0 | 0 | 0 | 0 | 0 | 0 | 0 | 0 | 0 | 0 | 0 | 0 | 0 | 0 | 0 | 0 | 0
268 | 17435 | 2018 | NE | Wisner | 2316 | 5 | 0 | OP | IC | DFO | 1.5 | 0.001 | 13.026 | 5.526 | Distributed from 923 Generation And Fuel | 2010 |  | 0 | 0 | 0 | 0 | 1.5 | 0 | 0 | 0 | 0 | 0 | 0 | 0 | 0 | 0 | 0 | 0 | 0 | 0 | 0 | 0 | 0 | 0 | 0 | 0 | 0 | 0 | 0 | 0 | 0 | 0
[17 empty] | Sum | 0 | 0 | 0 | 0 | 355 | 0 | 0 | 11.2 | 0 | 0 | 0 | 2216.3 | 801 | 4 | 0 | 0 | 0 | 0 | 0 | 0 | 0 | 76.3 | 3906.6 | 17.9 | 332.3 | 0 | 0 | 0 | 0 | 1700 | 9420.6
[17 empty] | % | 0% | 0% | 0% | 0% | 3.768% | 0% | 0% | 0.1189% | 0% | 0% | 0% | 23.53% | 8.503% | 0.04246% | 0% | 0% | 0% | 0% | 0% | 0% | 0% | 0.8099% | 41.47% | 0.19% | 3.527% | 0% | 0% | 0% | 0% | 18.05%

## eGRID NM
| eGRID2018 Generator file sequence number | Data Year | Plant state abbreviation | Plant name | DOE/EIA ORIS plant or facility code | Generator ID | Number of associated boilers | Generator status | Generator prime mover type | Generator primary fuel | Generator nameplate capacity (MW) | Generator capacity factor | Generator annual net generation (MWh) | Generator ozone season net generation (MWh) | Generation data source | Generator year on-line | Generator planned or actual retirement year | AB | BFG | BIT | BLQ | DFO | GEO | JF | LFG | LIG | MSW | MWH | NG | NUC | OBG | OBS | OG | OTH | PC | PG | PRG | PUR | RC | SUB | SUN | WAT | WC | WDL | WDS | WH | WND
1 | 18228 | 2018 | NM | Abiquiu Dam | 7789 | 1 | 0 | OP | HY | WAT | 6.3 | 0.208 | 11461.962 | 5196.288 | Distributed from 923 Generation And Fuel | 1989 |  | 0 | 0 | 0 | 0 | 0 | 0 | 0 | 0 | 0 | 0 | 0 | 0 | 0 | 0 | 0 | 0 | 0 | 0 | 0 | 0 | 0 | 0 | 0 | 0 | 6.3 | 0 | 0 | 0 | 0 | 0
2 | 18229 | 2018 | NM | Abiquiu Dam | 7789 | 2 | 0 | OP | HY | WAT | 6.3 | 0.208 | 11461.962 | 5196.288 | Distributed from 923 Generation And Fuel | 1989 |  | 0 | 0 | 0 | 0 | 0 | 0 | 0 | 0 | 0 | 0 | 0 | 0 | 0 | 0 | 0 | 0 | 0 | 0 | 0 | 0 | 0 | 0 | 0 | 0 | 6.3 | 0 | 0 | 0 | 0 | 0
3 | 18230 | 2018 | NM | Abiquiu Dam | 7789 | 3 | 0 | OP | HY | WAT | 3 | 0.208 | 5458.077 | 2474.423 | Distributed from 923 Generation And Fuel | 2011 |  | 0 | 0 | 0 | 0 | 0 | 0 | 0 | 0 | 0 | 0 | 0 | 0 | 0 | 0 | 0 | 0 | 0 | 0 | 0 | 0 | 0 | 0 | 0 | 0 | 3 | 0 | 0 | 0 | 0 | 0
4 | 18231 | 2018 | NM | Afton Generating Station | 55210 | 0001 | 0 | OP | CT | NG | 177 | 0.263 | 407936 | 251783 | Distributed from 923 Generation And Fuel | 2002 |  | 0 | 0 | 0 | 0 | 0 | 0 | 0 | 0 | 0 | 0 | 0 | 177 | 0 | 0 | 0 | 0 | 0 | 0 | 0 | 0 | 0 | 0 | 0 | 0 | 0 | 0 | 0 | 0 | 0 | 0
5 | 18232 | 2018 | NM | Afton Generating Station | 55210 | 0002 | 1 | OP | CA | NG | 110 | 0 | 0 | 0 | Distributed from 923 Generation And Fuel | 2007 |  | 0 | 0 | 0 | 0 | 0 | 0 | 0 | 0 | 0 | 0 | 0 | 110 | 0 | 0 | 0 | 0 | 0 | 0 | 0 | 0 | 0 | 0 | 0 | 0 | 0 | 0 | 0 | 0 | 0 | 0
6 | 18234 | 2018 | NM | Alamogordo Solar Energy Center | 57577 | AGSEC | 0 | OP | PV | SUN | 5 | 0.253 | 11097 | 5924 | Distributed from 923 Generation And Fuel | 2011 |  | 0 | 0 | 0 | 0 | 0 | 0 | 0 | 0 | 0 | 0 | 0 | 0 | 0 | 0 | 0 | 0 | 0 | 0 | 0 | 0 | 0 | 0 | 0 | 5 | 0 | 0 | 0 | 0 | 0 | 0
7 | 18235 | 2018 | NM | Albuquerque Solar Energy Center | 57567 | ASEC1 | 0 | OP | PV | SUN | 2 | 0.244 | 4280 | 2285 | Distributed from 923 Generation And Fuel | 2011 |  | 0 | 0 | 0 | 0 | 0 | 0 | 0 | 0 | 0 | 0 | 0 | 0 | 0 | 0 | 0 | 0 | 0 | 0 | 0 | 0 | 0 | 0 | 0 | 2 | 0 | 0 | 0 | 0 | 0 | 0
8 | 18239 | 2018 | NM | Alta Luna | 60258 | ALPV1 | 0 | OP | PV | SUN | 28.1 | 0.293 | 72154 | 35419 | Distributed from 923 Generation And Fuel | 2017 |  | 0 | 0 | 0 | 0 | 0 | 0 | 0 | 0 | 0 | 0 | 0 | 0 | 0 | 0 | 0 | 0 | 0 | 0 | 0 | 0 | 0 | 0 | 0 | 28.1 | 0 | 0 | 0 | 0 | 0 | 0
9 | 18240 | 2018 | NM | Anderson Wind I | 58939 | AND1 | 0 | OP | WT | WND | 5 | 0.417 | 18253 | 6445 | Distributed from 923 Generation And Fuel | 2014 |  | 0 | 0 | 0 | 0 | 0 | 0 | 0 | 0 | 0 | 0 | 0 | 0 | 0 | 0 | 0 | 0 | 0 | 0 | 0 | 0 | 0 | 0 | 0 | 0 | 0 | 0 | 0 | 0 | 0 | 5
10 | 18241 | 2018 | NM | Anderson Wind II | 58940 | AND2 | 0 | OP | WT | WND | 10 | 0.506 | 44291 | 15638 | Distributed from 923 Generation And Fuel | 2014 |  | 0 | 0 | 0 | 0 | 0 | 0 | 0 | 0 | 0 | 0 | 0 | 0 | 0 | 0 | 0 | 0 | 0 | 0 | 0 | 0 | 0 | 0 | 0 | 0 | 0 | 0 | 0 | 0 | 0 | 10
11 | 18242 | 2018 | NM | Animas | 2465 | GT1 | 0 | OP | GT | NG | 18.6 | 0.208 | 33962 | 12241 | Distributed from 923 Generation And Fuel | 1994 |  | 0 | 0 | 0 | 0 | 0 | 0 | 0 | 0 | 0 | 0 | 0 | 18.6 | 0 | 0 | 0 | 0 | 0 | 0 | 0 | 0 | 0 | 0 | 0 | 0 | 0 | 0 | 0 | 0 | 0 | 0
12 | 18250 | 2018 | NM | Aragonne Wind LLC | 56336 | 1 | 0 | OP | WT | WND | 90 | 0.335 | 264206 | 93283 | Distributed from 923 Generation And Fuel | 2006 |  | 0 | 0 | 0 | 0 | 0 | 0 | 0 | 0 | 0 | 0 | 0 | 0 | 0 | 0 | 0 | 0 | 0 | 0 | 0 | 0 | 0 | 0 | 0 | 0 | 0 | 0 | 0 | 0 | 0 | 90
13 | 18253 | 2018 | NM | Blue Sky One | 58689 | 1 | 0 | OP | PV | SUN | 1.3 | 0.229 | 2611 | 1394 | Distributed from 923 Generation And Fuel | 2012 |  | 0 | 0 | 0 | 0 | 0 | 0 | 0 | 0 | 0 | 0 | 0 | 0 | 0 | 0 | 0 | 0 | 0 | 0 | 0 | 0 | 0 | 0 | 0 | 1.3 | 0 | 0 | 0 | 0 | 0 | 0
14 | 18254 | 2018 | NM | Bluffview | 55977 | CTG1 | 0 | OP | CT | NG | 40 | 0.69 | 241700 | 107372 | EIA-923 Generator File | 2005 |  | 0 | 0 | 0 | 0 | 0 | 0 | 0 | 0 | 0 | 0 | 0 | 40 | 0 | 0 | 0 | 0 | 0 | 0 | 0 | 0 | 0 | 0 | 0 | 0 | 0 | 0 | 0 | 0 | 0 | 0
15 | 18255 | 2018 | NM | Bluffview | 55977 | STG1 | 1 | OP | CA | NG | 27 | 0.549 | 129895 | 63717 | EIA-923 Generator File | 2005 |  | 0 | 0 | 0 | 0 | 0 | 0 | 0 | 0 | 0 | 0 | 0 | 27 | 0 | 0 | 0 | 0 | 0 | 0 | 0 | 0 | 0 | 0 | 0 | 0 | 0 | 0 | 0 | 0 | 0 | 0
16 | 18256 | 2018 | NM | Broadview Energy JN, LLC | 60145 | 1 | 0 | OP | WT | WND | 181.7 | 0.459 | 730156 | 278217 | Distributed from 923 Generation And Fuel | 2017 |  | 0 | 0 | 0 | 0 | 0 | 0 | 0 | 0 | 0 | 0 | 0 | 0 | 0 | 0 | 0 | 0 | 0 | 0 | 0 | 0 | 0 | 0 | 0 | 0 | 0 | 0 | 0 | 0 | 0 | 181.7
17 | 18257 | 2018 | NM | Broadview Energy KW, LLC | 60152 | 1 | 0 | OP | WT | WND | 142.6 | 0.466 | 582445 | 224394 | Distributed from 923 Generation And Fuel | 2017 |  | 0 | 0 | 0 | 0 | 0 | 0 | 0 | 0 | 0 | 0 | 0 | 0 | 0 | 0 | 0 | 0 | 0 | 0 | 0 | 0 | 0 | 0 | 0 | 0 | 0 | 0 | 0 | 0 | 0 | 142.6
18 | 18258 | 2018 | NM | Broadview Energy Prime 2 LLC | 58465 | 0002 | 0 | OP | WT | WND | 9.9 | 0.451 | 39144 | 13821 | Distributed from 923 Generation And Fuel | 2014 |  | 0 | 0 | 0 | 0 | 0 | 0 | 0 | 0 | 0 | 0 | 0 | 0 | 0 | 0 | 0 | 0 | 0 | 0 | 0 | 0 | 0 | 0 | 0 | 0 | 0 | 0 | 0 | 0 | 0 | 9.9
19 | 18259 | 2018 | NM | Broadview Energy Prime LLC | 58464 | 0001 | 0 | OP | WT | WND | 9.9 | 0.451 | 39144 | 13821 | Distributed from 923 Generation And Fuel | 2014 |  | 0 | 0 | 0 | 0 | 0 | 0 | 0 | 0 | 0 | 0 | 0 | 0 | 0 | 0 | 0 | 0 | 0 | 0 | 0 | 0 | 0 | 0 | 0 | 0 | 0 | 0 | 0 | 0 | 0 | 9.9
20 | 18260 | 2018 | NM | Caprock Solar 1 LLC | 59251 | PV1 | 0 | OP | PV | SUN | 25 | 0.31 | 67811 | 34734 | Distributed from 923 Generation And Fuel | 2016 |  | 0 | 0 | 0 | 0 | 0 | 0 | 0 | 0 | 0 | 0 | 0 | 0 | 0 | 0 | 0 | 0 | 0 | 0 | 0 | 0 | 0 | 0 | 0 | 25 | 0 | 0 | 0 | 0 | 0 | 0
21 | 18262 | 2018 | NM | Caprock Wind Farm | 56293 | 1 | 0 | OP | WT | WND | 60 | 0.471 | 247744.5 | 87471 | Distributed from 923 Generation And Fuel | 2004 |  | 0 | 0 | 0 | 0 | 0 | 0 | 0 | 0 | 0 | 0 | 0 | 0 | 0 | 0 | 0 | 0 | 0 | 0 | 0 | 0 | 0 | 0 | 0 | 0 | 0 | 0 | 0 | 0 | 0 | 60
22 | 18263 | 2018 | NM | Caprock Wind Farm | 56293 | 2 | 0 | OP | WT | WND | 20 | 0.471 | 82581.5 | 29157 | Distributed from 923 Generation And Fuel | 2005 |  | 0 | 0 | 0 | 0 | 0 | 0 | 0 | 0 | 0 | 0 | 0 | 0 | 0 | 0 | 0 | 0 | 0 | 0 | 0 | 0 | 0 | 0 | 0 | 0 | 0 | 0 | 0 | 0 | 0 | 20
23 | 18265 | 2018 | NM | Carrizozo Solar | 61662 | PV1 | 0 | OP | PV | SUN | 3 | 0.256 | 6732 | 4051 | Distributed from 923 Generation And Fuel | 2018 |  | 0 | 0 | 0 | 0 | 0 | 0 | 0 | 0 | 0 | 0 | 0 | 0 | 0 | 0 | 0 | 0 | 0 | 0 | 0 | 0 | 0 | 0 | 0 | 3 | 0 | 0 | 0 | 0 | 0 | 0
24 | 18266 | 2018 | NM | Casa Mesa Wind Energy Center | 61925 | CMNM | 0 | OP | WT | WND | 50.9 | 0.042 | 18801 | 0 | Distributed from 923 Generation And Fuel | 2018 |  | 0 | 0 | 0 | 0 | 0 | 0 | 0 | 0 | 0 | 0 | 0 | 0 | 0 | 0 | 0 | 0 | 0 | 0 | 0 | 0 | 0 | 0 | 0 | 0 | 0 | 0 | 0 | 0 | 0 | 50.9
25 | 18267 | 2018 | NM | Casa Mesa Wind Energy Center | 61925 | CMNMB | 0 | OP | BA | MWH | 1 | -0.001 | -8 | 0 | Distributed from 923 Generation And Fuel | 2018 |  | 0 | 0 | 0 | 0 | 0 | 0 | 0 | 0 | 0 | 0 | 1 | 0 | 0 | 0 | 0 | 0 | 0 | 0 | 0 | 0 | 0 | 0 | 0 | 0 | 0 | 0 | 0 | 0 | 0 | 0
26 | 18268 | 2018 | NM | Chaves Solar, LLC | 60405 | CSPV | 0 | OP | PV | SUN | 70 | 0.306 | 187455 | 100070 | Distributed from 923 Generation And Fuel | 2016 |  | 0 | 0 | 0 | 0 | 0 | 0 | 0 | 0 | 0 | 0 | 0 | 0 | 0 | 0 | 0 | 0 | 0 | 0 | 0 | 0 | 0 | 0 | 0 | 70 | 0 | 0 | 0 | 0 | 0 | 0
27 | 18274 | 2018 | NM | Cibola | 59619 | CBLA | 0 | OP | PV | SUN | 7.6 | 0.296 | 19678 | 10505 | Distributed from 923 Generation And Fuel | 2015 |  | 0 | 0 | 0 | 0 | 0 | 0 | 0 | 0 | 0 | 0 | 0 | 0 | 0 | 0 | 0 | 0 | 0 | 0 | 0 | 0 | 0 | 0 | 0 | 7.6 | 0 | 0 | 0 | 0 | 0 | 0
28 | 18275 | 2018 | NM | Cimarron Solar Facility | 57243 | CIM1 | 0 | OP | PV | SUN | 30.6 | 0.236 | 63266 | 33774 | Distributed from 923 Generation And Fuel | 2010 |  | 0 | 0 | 0 | 0 | 0 | 0 | 0 | 0 | 0 | 0 | 0 | 0 | 0 | 0 | 0 | 0 | 0 | 0 | 0 | 0 | 0 | 0 | 0 | 30.6 | 0 | 0 | 0 | 0 | 0 | 0
29 | 18276 | 2018 | NM | City of Gallup Solar | 62406 | X0022 | 0 | OP | PV | SUN | 8 | 0.191 | 13400 | 10038 | Distributed from 923 Generation And Fuel | 2018 |  | 0 | 0 | 0 | 0 | 0 | 0 | 0 | 0 | 0 | 0 | 0 | 0 | 0 | 0 | 0 | 0 | 0 | 0 | 0 | 0 | 0 | 0 | 0 | 8 | 0 | 0 | 0 | 0 | 0 | 0
30 | 18277 | 2018 | NM | City of Truth or Consequences PV | 59653 | COTC | 0 | OP | PV | SUN | 1.9 | 0.227 | 3773 | 2014 | Distributed from 923 Generation And Fuel | 2015 |  | 0 | 0 | 0 | 0 | 0 | 0 | 0 | 0 | 0 | 0 | 0 | 0 | 0 | 0 | 0 | 0 | 0 | 0 | 0 | 0 | 0 | 0 | 0 | 1.9 | 0 | 0 | 0 | 0 | 0 | 0
31 | 18280 | 2018 | NM | CNMEC Solar Energy Center | 62191 | CNMEC | 0 | OP | PV | SUN | 2 | 0.069 | 1206 | 0 | Distributed from 923 Generation And Fuel | 2018 |  | 0 | 0 | 0 | 0 | 0 | 0 | 0 | 0 | 0 | 0 | 0 | 0 | 0 | 0 | 0 | 0 | 0 | 0 | 0 | 0 | 0 | 0 | 0 | 2 | 0 | 0 | 0 | 0 | 0 | 0
32 | 18281 | 2018 | NM | Columbus Solar Project | 61165 | 88029 | 0 | OP | PV | SUN | 1.9 | 0.309 | 5140 | 2744 | Distributed from 923 Generation And Fuel | 2017 |  | 0 | 0 | 0 | 0 | 0 | 0 | 0 | 0 | 0 | 0 | 0 | 0 | 0 | 0 | 0 | 0 | 0 | 0 | 0 | 0 | 0 | 0 | 0 | 1.9 | 0 | 0 | 0 | 0 | 0 | 0
33 | 18282 | 2018 | NM | Cunningham | 2454 | 1 | 1 | OP | ST | NG | 75 | 0.354 | 232382 | 77553 | EIA-923 Generator File | 1957 | 2019 | 0 | 0 | 0 | 0 | 0 | 0 | 0 | 0 | 0 | 0 | 0 | 75 | 0 | 0 | 0 | 0 | 0 | 0 | 0 | 0 | 0 | 0 | 0 | 0 | 0 | 0 | 0 | 0 | 0 | 0
34 | 18283 | 2018 | NM | Cunningham | 2454 | 2 | 1 | OP | ST | NG | 190.4 | 0.27 | 449616 | 292876 | EIA-923 Generator File | 1965 | 2025 | 0 | 0 | 0 | 0 | 0 | 0 | 0 | 0 | 0 | 0 | 0 | 190.4 | 0 | 0 | 0 | 0 | 0 | 0 | 0 | 0 | 0 | 0 | 0 | 0 | 0 | 0 | 0 | 0 | 0 | 0
35 | 18284 | 2018 | NM | Cunningham | 2454 | 3 | 0 | OP | GT | NG | 126.9 | 0.213 | 237072 | 126527 | Distributed from 923 Generation And Fuel | 1998 | 2040 | 0 | 0 | 0 | 0 | 0 | 0 | 0 | 0 | 0 | 0 | 0 | 126.9 | 0 | 0 | 0 | 0 | 0 | 0 | 0 | 0 | 0 | 0 | 0 | 0 | 0 | 0 | 0 | 0 | 0 | 0
36 | 18285 | 2018 | NM | Cunningham | 2454 | 4 | 0 | OP | GT | NG | 126.9 | 0.213 | 237072 | 126527 | Distributed from 923 Generation And Fuel | 1998 | 2040 | 0 | 0 | 0 | 0 | 0 | 0 | 0 | 0 | 0 | 0 | 0 | 126.9 | 0 | 0 | 0 | 0 | 0 | 0 | 0 | 0 | 0 | 0 | 0 | 0 | 0 | 0 | 0 | 0 | 0 | 0
37 | 18286 | 2018 | NM | Deming Solar Energy Center | 57575 | DSEC | 0 | OP | PV | SUN | 5 | 0.256 | 11200.556 | 5979.444 | Distributed from 923 Generation And Fuel | 2011 |  | 0 | 0 | 0 | 0 | 0 | 0 | 0 | 0 | 0 | 0 | 0 | 0 | 0 | 0 | 0 | 0 | 0 | 0 | 0 | 0 | 0 | 0 | 0 | 5 | 0 | 0 | 0 | 0 | 0 | 0
38 | 18287 | 2018 | NM | Deming Solar Energy Center | 57575 | HON2 | 0 | OP | PV | SUN | 4 | 0.256 | 8960.444 | 4783.556 | Distributed from 923 Generation And Fuel | 2013 |  | 0 | 0 | 0 | 0 | 0 | 0 | 0 | 0 | 0 | 0 | 0 | 0 | 0 | 0 | 0 | 0 | 0 | 0 | 0 | 0 | 0 | 0 | 0 | 4 | 0 | 0 | 0 | 0 | 0 | 0
39 | 18289 | 2018 | NM | El Cabo Wind | 58098 | 1 | 0 | OP | WT | WND | 298 | 0.392 | 1024430 | 326049 | Distributed from 923 Generation And Fuel | 2017 |  | 0 | 0 | 0 | 0 | 0 | 0 | 0 | 0 | 0 | 0 | 0 | 0 | 0 | 0 | 0 | 0 | 0 | 0 | 0 | 0 | 0 | 0 | 0 | 0 | 0 | 0 | 0 | 0 | 0 | 298
40 | 18290 | 2018 | NM | El Vado Dam | 7593 | 1 | 0 | OP | HY | WAT | 8 | 0.023 | 1598 | 724 | Distributed from 923 Generation And Fuel | 1988 |  | 0 | 0 | 0 | 0 | 0 | 0 | 0 | 0 | 0 | 0 | 0 | 0 | 0 | 0 | 0 | 0 | 0 | 0 | 0 | 0 | 0 | 0 | 0 | 0 | 8 | 0 | 0 | 0 | 0 | 0
41 | 18291 | 2018 | NM | Elephant Butte | 6402 | 1 | 0 | OP | HY | WAT | 9.3 | 0.162 | 13174.667 | 5972.667 | Distributed from 923 Generation And Fuel | 1940 |  | 0 | 0 | 0 | 0 | 0 | 0 | 0 | 0 | 0 | 0 | 0 | 0 | 0 | 0 | 0 | 0 | 0 | 0 | 0 | 0 | 0 | 0 | 0 | 0 | 9.3 | 0 | 0 | 0 | 0 | 0
42 | 18292 | 2018 | NM | Elephant Butte | 6402 | 2 | 0 | OP | HY | WAT | 9.3 | 0.162 | 13174.667 | 5972.667 | Distributed from 923 Generation And Fuel | 1940 |  | 0 | 0 | 0 | 0 | 0 | 0 | 0 | 0 | 0 | 0 | 0 | 0 | 0 | 0 | 0 | 0 | 0 | 0 | 0 | 0 | 0 | 0 | 0 | 0 | 9.3 | 0 | 0 | 0 | 0 | 0
43 | 18293 | 2018 | NM | Elephant Butte | 6402 | 3 | 0 | OP | HY | WAT | 9.3 | 0.162 | 13174.667 | 5972.667 | Distributed from 923 Generation And Fuel | 1940 |  | 0 | 0 | 0 | 0 | 0 | 0 | 0 | 0 | 0 | 0 | 0 | 0 | 0 | 0 | 0 | 0 | 0 | 0 | 0 | 0 | 0 | 0 | 0 | 0 | 9.3 | 0 | 0 | 0 | 0 | 0
44 | 18294 | 2018 | NM | Escalante | 87 | 1 | 1 | OP | ST | SUB | 257 | 0.573 | 1289911 | 510225 | EIA-923 Generator File | 1984 |  | 0 | 0 | 0 | 0 | 0 | 0 | 0 | 0 | 0 | 0 | 0 | 0 | 0 | 0 | 0 | 0 | 0 | 0 | 0 | 0 | 0 | 0 | 257 | 0 | 0 | 0 | 0 | 0 | 0 | 0
45 | 18295 | 2018 | NM | Eubank Landfill Solar Array | 59393 | ESNM1 | 0 | OP | PV | SUN | 2 | 0.144 | 2519 | 1345 | Distributed from 923 Generation And Fuel | 2013 |  | 0 | 0 | 0 | 0 | 0 | 0 | 0 | 0 | 0 | 0 | 0 | 0 | 0 | 0 | 0 | 0 | 0 | 0 | 0 | 0 | 0 | 0 | 0 | 2 | 0 | 0 | 0 | 0 | 0 | 0
46 | 18296 | 2018 | NM | Facebook 1 Solar Energy Center | 61556 | FB1 | 0 | OP | PV | SUN | 10 | 0.303 | 26553 | 14175 | Distributed from 923 Generation And Fuel | 2017 |  | 0 | 0 | 0 | 0 | 0 | 0 | 0 | 0 | 0 | 0 | 0 | 0 | 0 | 0 | 0 | 0 | 0 | 0 | 0 | 0 | 0 | 0 | 0 | 10 | 0 | 0 | 0 | 0 | 0 | 0
47 | 18297 | 2018 | NM | Facebook 2 Solar Energy Center | 61557 | FB2 | 0 | OP | PV | SUN | 10 | 0.285 | 24949 | 14047 | Distributed from 923 Generation And Fuel | 2018 |  | 0 | 0 | 0 | 0 | 0 | 0 | 0 | 0 | 0 | 0 | 0 | 0 | 0 | 0 | 0 | 0 | 0 | 0 | 0 | 0 | 0 | 0 | 0 | 10 | 0 | 0 | 0 | 0 | 0 | 0
48 | 18298 | 2018 | NM | Facebook 3 Solar Energy Center | 61558 | FB3 | 0 | OP | PV | SUN | 10 | 0.261 | 22870 | 15106 | Distributed from 923 Generation And Fuel | 2018 |  | 0 | 0 | 0 | 0 | 0 | 0 | 0 | 0 | 0 | 0 | 0 | 0 | 0 | 0 | 0 | 0 | 0 | 0 | 0 | 0 | 0 | 0 | 0 | 10 | 0 | 0 | 0 | 0 | 0 | 0
49 | 18299 | 2018 | NM | Ford Utilities Center | 50906 | 3 | 0 | OP | GT | NG | 7 | 0.59 | 36207.372 | 17820.365 | Distributed from 923 Generation And Fuel | 2005 |  | 0 | 0 | 0 | 0 | 0 | 0 | 0 | 0 | 0 | 0 | 0 | 7 | 0 | 0 | 0 | 0 | 0 | 0 | 0 | 0 | 0 | 0 | 0 | 0 | 0 | 0 | 0 | 0 | 0 | 0
50 | 18300 | 2018 | NM | Ford Utilities Center | 50906 | 4 | 0 | OP | ST | NG | 1.1 | 0.146 | 1406 | 692.003 | EIA-923 Generator File | 2011 |  | 0 | 0 | 0 | 0 | 0 | 0 | 0 | 0 | 0 | 0 | 0 | 1.1 | 0 | 0 | 0 | 0 | 0 | 0 | 0 | 0 | 0 | 0 | 0 | 0 | 0 | 0 | 0 | 0 | 0 | 0
51 | 18301 | 2018 | NM | Ford Utilities Center | 50906 | 5 | 0 | OP | GT | NG | 6.7 | 0.59 | 34655.628 | 17056.635 | Distributed from 923 Generation And Fuel | 2014 |  | 0 | 0 | 0 | 0 | 0 | 0 | 0 | 0 | 0 | 0 | 0 | 6.7 | 0 | 0 | 0 | 0 | 0 | 0 | 0 | 0 | 0 | 0 | 0 | 0 | 0 | 0 | 0 | 0 | 0 | 0
52 | 18303 | 2018 | NM | Four Corners | 2442 | 4 | 1 | OP | ST | SUB | 818.1 | 0.442 | 3170419 | 1535452 | EIA-923 Generator File | 1969 |  | 0 | 0 | 0 | 0 | 0 | 0 | 0 | 0 | 0 | 0 | 0 | 0 | 0 | 0 | 0 | 0 | 0 | 0 | 0 | 0 | 0 | 0 | 818.1 | 0 | 0 | 0 | 0 | 0 | 0 | 0
53 | 18304 | 2018 | NM | Four Corners | 2442 | 5 | 1 | OP | ST | SUB | 818.1 | 0.605 | 4338426 | 2169010 | EIA-923 Generator File | 1970 |  | 0 | 0 | 0 | 0 | 0 | 0 | 0 | 0 | 0 | 0 | 0 | 0 | 0 | 0 | 0 | 0 | 0 | 0 | 0 | 0 | 0 | 0 | 818.1 | 0 | 0 | 0 | 0 | 0 | 0 | 0
54 | 18308 | 2018 | NM | Four Peaks Camino Real | 60696 | 1 | 0 | OP | IC | LFG | 1.6 | 0.177 | 2477.5 | 1018.5 | Distributed from 923 Generation And Fuel | 2008 |  | 0 | 0 | 0 | 0 | 0 | 0 | 0 | 1.6 | 0 | 0 | 0 | 0 | 0 | 0 | 0 | 0 | 0 | 0 | 0 | 0 | 0 | 0 | 0 | 0 | 0 | 0 | 0 | 0 | 0 | 0
55 | 18309 | 2018 | NM | Four Peaks Camino Real | 60696 | 2 | 0 | OP | IC | LFG | 1.6 | 0.177 | 2477.5 | 1018.5 | Distributed from 923 Generation And Fuel | 2008 |  | 0 | 0 | 0 | 0 | 0 | 0 | 0 | 1.6 | 0 | 0 | 0 | 0 | 0 | 0 | 0 | 0 | 0 | 0 | 0 | 0 | 0 | 0 | 0 | 0 | 0 | 0 | 0 | 0 | 0 | 0
56 | 18332 | 2018 | NM | GSE NM1 | 58576 | NMP1 | 0 | OP | PV | SUN | 2.3 | 0.229 | 4608 | 2460 | Distributed from 923 Generation And Fuel | 2011 |  | 0 | 0 | 0 | 0 | 0 | 0 | 0 | 0 | 0 | 0 | 0 | 0 | 0 | 0 | 0 | 0 | 0 | 0 | 0 | 0 | 0 | 0 | 0 | 2.3 | 0 | 0 | 0 | 0 | 0 | 0
57 | 18333 | 2018 | NM | Hatch Solar Energy Center I, LLC | 57591 | 1 | 0 | OP | PV | SUN | 5 | 0.251 | 11012 | 5879 | Distributed from 923 Generation And Fuel | 2011 |  | 0 | 0 | 0 | 0 | 0 | 0 | 0 | 0 | 0 | 0 | 0 | 0 | 0 | 0 | 0 | 0 | 0 | 0 | 0 | 0 | 0 | 0 | 0 | 5 | 0 | 0 | 0 | 0 | 0 | 0
58 | 18334 | 2018 | NM | High Lonesome Mesa LLC | 56945 | 1 | 0 | OP | WT | WND | 100 | 0.305 | 266776 | 94191 | Distributed from 923 Generation And Fuel | 2009 |  | 0 | 0 | 0 | 0 | 0 | 0 | 0 | 0 | 0 | 0 | 0 | 0 | 0 | 0 | 0 | 0 | 0 | 0 | 0 | 0 | 0 | 0 | 0 | 0 | 0 | 0 | 0 | 0 | 0 | 100
59 | 18335 | 2018 | NM | Hobbs Generating Station | 56458 | CHW-T | 0 | OP | GT | NG | 7.2 | 0.003 | 163 | 163 | Distributed from 923 Generation And Fuel | 2008 |  | 0 | 0 | 0 | 0 | 0 | 0 | 0 | 0 | 0 | 0 | 0 | 7.2 | 0 | 0 | 0 | 0 | 0 | 0 | 0 | 0 | 0 | 0 | 0 | 0 | 0 | 0 | 0 | 0 | 0 | 0
60 | 18336 | 2018 | NM | Hobbs Generating Station | 56458 | GT1 | 0 | OP | CT | NG | 196.9 | 0.711 | 1226091 | 503849 | EIA-923 Generator File | 2008 |  | 0 | 0 | 0 | 0 | 0 | 0 | 0 | 0 | 0 | 0 | 0 | 196.9 | 0 | 0 | 0 | 0 | 0 | 0 | 0 | 0 | 0 | 0 | 0 | 0 | 0 | 0 | 0 | 0 | 0 | 0
61 | 18337 | 2018 | NM | Hobbs Generating Station | 56458 | GT2 | 0 | OP | CT | NG | 196.9 | 0.708 | 1221448 | 502493 | EIA-923 Generator File | 2008 |  | 0 | 0 | 0 | 0 | 0 | 0 | 0 | 0 | 0 | 0 | 0 | 196.9 | 0 | 0 | 0 | 0 | 0 | 0 | 0 | 0 | 0 | 0 | 0 | 0 | 0 | 0 | 0 | 0 | 0 | 0
62 | 18338 | 2018 | NM | Hobbs Generating Station | 56458 | ST3 | 2 | OP | CA | NG | 264.6 | 0.714 | 1655737 | 709723 | EIA-923 Generator File | 2008 |  | 0 | 0 | 0 | 0 | 0 | 0 | 0 | 0 | 0 | 0 | 0 | 264.6 | 0 | 0 | 0 | 0 | 0 | 0 | 0 | 0 | 0 | 0 | 0 | 0 | 0 | 0 | 0 | 0 | 0 | 0
63 | 18339 | 2018 | NM | Holloman Solar Facility | 60301 | HPV1 | 0 | OP | PV | SUN | 5 | 0.045 | 1975 | 0 | Distributed from 923 Generation And Fuel | 2018 |  | 0 | 0 | 0 | 0 | 0 | 0 | 0 | 0 | 0 | 0 | 0 | 0 | 0 | 0 | 0 | 0 | 0 | 0 | 0 | 0 | 0 | 0 | 0 | 5 | 0 | 0 | 0 | 0 | 0 | 0
64 | 18340 | 2018 | NM | Kit Carson | 58240 | PV_KC | 0 | OP | PV | SUN | 1.3 | 0.269 | 3066 | 1637 | Distributed from 923 Generation And Fuel | 2012 |  | 0 | 0 | 0 | 0 | 0 | 0 | 0 | 0 | 0 | 0 | 0 | 0 | 0 | 0 | 0 | 0 | 0 | 0 | 0 | 0 | 0 | 0 | 0 | 1.3 | 0 | 0 | 0 | 0 | 0 | 0
65 | 18342 | 2018 | NM | La Luz Energy Center | 58284 | 0001 | 0 | OP | GT | NG | 42.3 | 0.653 | 242058 | 119136 | Distributed from 923 Generation And Fuel | 2015 |  | 0 | 0 | 0 | 0 | 0 | 0 | 0 | 0 | 0 | 0 | 0 | 42.3 | 0 | 0 | 0 | 0 | 0 | 0 | 0 | 0 | 0 | 0 | 0 | 0 | 0 | 0 | 0 | 0 | 0 | 0
66 | 18345 | 2018 | NM | Las Vegas Solar Energy Center | 57576 | LVSEC | 0 | OP | PV | SUN | 5 | 0.223 | 9746 | 5203 | Distributed from 923 Generation And Fuel | 2011 |  | 0 | 0 | 0 | 0 | 0 | 0 | 0 | 0 | 0 | 0 | 0 | 0 | 0 | 0 | 0 | 0 | 0 | 0 | 0 | 0 | 0 | 0 | 0 | 5 | 0 | 0 | 0 | 0 | 0 | 0
67 | 18346 | 2018 | NM | LCEC Generation LLVC | 57872 | UNIT1 | 0 | OP | IC | NG | 9.3 | 0.114 | 9283.2 | 4569 | Distributed from 923 Generation And Fuel | 2012 |  | 0 | 0 | 0 | 0 | 0 | 0 | 0 | 0 | 0 | 0 | 0 | 9.3 | 0 | 0 | 0 | 0 | 0 | 0 | 0 | 0 | 0 | 0 | 0 | 0 | 0 | 0 | 0 | 0 | 0 | 0
68 | 18347 | 2018 | NM | LCEC Generation LLVC | 57872 | UNIT2 | 0 | OP | IC | NG | 9.3 | 0.114 | 9283.2 | 4569 | Distributed from 923 Generation And Fuel | 2012 |  | 0 | 0 | 0 | 0 | 0 | 0 | 0 | 0 | 0 | 0 | 0 | 9.3 | 0 | 0 | 0 | 0 | 0 | 0 | 0 | 0 | 0 | 0 | 0 | 0 | 0 | 0 | 0 | 0 | 0 | 0
69 | 18348 | 2018 | NM | LCEC Generation LLVC | 57872 | UNIT3 | 0 | OP | IC | NG | 9.3 | 0.114 | 9283.2 | 4569 | Distributed from 923 Generation And Fuel | 2012 |  | 0 | 0 | 0 | 0 | 0 | 0 | 0 | 0 | 0 | 0 | 0 | 9.3 | 0 | 0 | 0 | 0 | 0 | 0 | 0 | 0 | 0 | 0 | 0 | 0 | 0 | 0 | 0 | 0 | 0 | 0
70 | 18349 | 2018 | NM | LCEC Generation LLVC | 57872 | UNIT4 | 0 | OP | IC | NG | 9.3 | 0.114 | 9283.2 | 4569 | Distributed from 923 Generation And Fuel | 2012 |  | 0 | 0 | 0 | 0 | 0 | 0 | 0 | 0 | 0 | 0 | 0 | 9.3 | 0 | 0 | 0 | 0 | 0 | 0 | 0 | 0 | 0 | 0 | 0 | 0 | 0 | 0 | 0 | 0 | 0 | 0
71 | 18350 | 2018 | NM | LCEC Generation LLVC | 57872 | UNIT5 | 0 | OP | IC | NG | 9.3 | 0.114 | 9283.2 | 4569 | Distributed from 923 Generation And Fuel | 2012 |  | 0 | 0 | 0 | 0 | 0 | 0 | 0 | 0 | 0 | 0 | 0 | 9.3 | 0 | 0 | 0 | 0 | 0 | 0 | 0 | 0 | 0 | 0 | 0 | 0 | 0 | 0 | 0 | 0 | 0 | 0
72 | 18351 | 2018 | NM | Lightning Dock Geothermal HI-01, LLC | 58629 | GEN-5 | 0 | OP | BT | GEO | 15.2 | 0.078 | 10400.917 | 4266.292 | Distributed from 923 Generation And Fuel | 2018 |  | 0 | 0 | 0 | 0 | 0 | 15.2 | 0 | 0 | 0 | 0 | 0 | 0 | 0 | 0 | 0 | 0 | 0 | 0 | 0 | 0 | 0 | 0 | 0 | 0 | 0 | 0 | 0 | 0 | 0 | 0
73 | 18352 | 2018 | NM | Lightning Dock Geothermal HI-01, LLC | 58629 | PB01 | 0 | OP | BT | GEO | 1 | 0.078 | 684.271 | 280.677 | Distributed from 923 Generation And Fuel | 2013 |  | 0 | 0 | 0 | 0 | 0 | 1 | 0 | 0 | 0 | 0 | 0 | 0 | 0 | 0 | 0 | 0 | 0 | 0 | 0 | 0 | 0 | 0 | 0 | 0 | 0 | 0 | 0 | 0 | 0 | 0
74 | 18353 | 2018 | NM | Lightning Dock Geothermal HI-01, LLC | 58629 | PB02 | 0 | OP | BT | GEO | 1 | 0.078 | 684.271 | 280.677 | Distributed from 923 Generation And Fuel | 2013 |  | 0 | 0 | 0 | 0 | 0 | 1 | 0 | 0 | 0 | 0 | 0 | 0 | 0 | 0 | 0 | 0 | 0 | 0 | 0 | 0 | 0 | 0 | 0 | 0 | 0 | 0 | 0 | 0 | 0 | 0
75 | 18354 | 2018 | NM | Lightning Dock Geothermal HI-01, LLC | 58629 | PB03 | 0 | OP | BT | GEO | 1 | 0.078 | 684.271 | 280.677 | Distributed from 923 Generation And Fuel | 2013 |  | 0 | 0 | 0 | 0 | 0 | 1 | 0 | 0 | 0 | 0 | 0 | 0 | 0 | 0 | 0 | 0 | 0 | 0 | 0 | 0 | 0 | 0 | 0 | 0 | 0 | 0 | 0 | 0 | 0 | 0
76 | 18355 | 2018 | NM | Lightning Dock Geothermal HI-01, LLC | 58629 | PB04 | 0 | OP | BT | GEO | 1 | 0.078 | 684.271 | 280.677 | Distributed from 923 Generation And Fuel | 2013 |  | 0 | 0 | 0 | 0 | 0 | 1 | 0 | 0 | 0 | 0 | 0 | 0 | 0 | 0 | 0 | 0 | 0 | 0 | 0 | 0 | 0 | 0 | 0 | 0 | 0 | 0 | 0 | 0 | 0 | 0
77 | 18356 | 2018 | NM | Lordsburg Generating | 7967 | GT1 | 0 | OP | GT | NG | 44 | 0.007 | 2521 | 1241 | Distributed from 923 Generation And Fuel | 2002 |  | 0 | 0 | 0 | 0 | 0 | 0 | 0 | 0 | 0 | 0 | 0 | 44 | 0 | 0 | 0 | 0 | 0 | 0 | 0 | 0 | 0 | 0 | 0 | 0 | 0 | 0 | 0 | 0 | 0 | 0
78 | 18357 | 2018 | NM | Lordsburg Generating | 7967 | GT2 | 0 | OP | GT | NG | 44 | 0.007 | 2521 | 1241 | Distributed from 923 Generation And Fuel | 2002 |  | 0 | 0 | 0 | 0 | 0 | 0 | 0 | 0 | 0 | 0 | 0 | 44 | 0 | 0 | 0 | 0 | 0 | 0 | 0 | 0 | 0 | 0 | 0 | 0 | 0 | 0 | 0 | 0 | 0 | 0
79 | 18358 | 2018 | NM | Los Alamos PV Site | 58256 | 1 | 0 | OP | PV | SUN | 1 | 0.087 | 765 | 341.5 | Distributed from 923 Generation And Fuel | 2012 |  | 0 | 0 | 0 | 0 | 0 | 0 | 0 | 0 | 0 | 0 | 0 | 0 | 0 | 0 | 0 | 0 | 0 | 0 | 0 | 0 | 0 | 0 | 0 | 1 | 0 | 0 | 0 | 0 | 0 | 0
80 | 18359 | 2018 | NM | Los Alamos PV Site | 58256 | 2 | 0 | OP | BA | MWH | 1 | -0.046 | -401.667 | -162.222 | Distributed from 923 Generation And Fuel | 2012 |  | 0 | 0 | 0 | 0 | 0 | 0 | 0 | 0 | 0 | 0 | 1 | 0 | 0 | 0 | 0 | 0 | 0 | 0 | 0 | 0 | 0 | 0 | 0 | 0 | 0 | 0 | 0 | 0 | 0 | 0
81 | 18360 | 2018 | NM | Los Alamos PV Site | 58256 | 3 | 0 | OP | BA | MWH | 0.8 | -0.046 | -321.333 | -129.778 | Distributed from 923 Generation And Fuel | 2012 |  | 0 | 0 | 0 | 0 | 0 | 0 | 0 | 0 | 0 | 0 | 0.8 | 0 | 0 | 0 | 0 | 0 | 0 | 0 | 0 | 0 | 0 | 0 | 0 | 0 | 0 | 0 | 0 | 0 | 0 | 0
82 | 18362 | 2018 | NM | Los Lunas Solar Energy Center | 57571 | LLSEC | 0 | OP | PV | SUN | 5 | 0.244 | 10695 | 5709.286 | Distributed from 923 Generation And Fuel | 2011 |  | 0 | 0 | 0 | 0 | 0 | 0 | 0 | 0 | 0 | 0 | 0 | 0 | 0 | 0 | 0 | 0 | 0 | 0 | 0 | 0 | 0 | 0 | 0 | 5 | 0 | 0 | 0 | 0 | 0 | 0
83 | 18363 | 2018 | NM | Los Lunas Solar Energy Center | 57571 | LMS2 | 0 | OP | PV | SUN | 2 | 0.244 | 4278 | 2283.714 | Distributed from 923 Generation And Fuel | 2013 |  | 0 | 0 | 0 | 0 | 0 | 0 | 0 | 0 | 0 | 0 | 0 | 0 | 0 | 0 | 0 | 0 | 0 | 0 | 0 | 0 | 0 | 0 | 0 | 2 | 0 | 0 | 0 | 0 | 0 | 0
84 | 18364 | 2018 | NM | Luna Energy Facility | 55343 | CTG1 | 0 | OP | CT | NG | 175 | 0.589 | 902453 | 417328 | EIA-923 Generator File | 2006 |  | 0 | 0 | 0 | 0 | 0 | 0 | 0 | 0 | 0 | 0 | 0 | 175 | 0 | 0 | 0 | 0 | 0 | 0 | 0 | 0 | 0 | 0 | 0 | 0 | 0 | 0 | 0 | 0 | 0 | 0
85 | 18365 | 2018 | NM | Luna Energy Facility | 55343 | CTG2 | 0 | OP | CT | NG | 175 | 0.606 | 928861 | 440042 | EIA-923 Generator File | 2006 |  | 0 | 0 | 0 | 0 | 0 | 0 | 0 | 0 | 0 | 0 | 0 | 175 | 0 | 0 | 0 | 0 | 0 | 0 | 0 | 0 | 0 | 0 | 0 | 0 | 0 | 0 | 0 | 0 | 0 | 0
86 | 18366 | 2018 | NM | Luna Energy Facility | 55343 | STG1 | 2 | OP | CA | NG | 300 | 0.338 | 887923 | 489627 | EIA-923 Generator File | 2006 |  | 0 | 0 | 0 | 0 | 0 | 0 | 0 | 0 | 0 | 0 | 0 | 300 | 0 | 0 | 0 | 0 | 0 | 0 | 0 | 0 | 0 | 0 | 0 | 0 | 0 | 0 | 0 | 0 | 0 | 0
87 | 18367 | 2018 | NM | Macho Springs | 59010 | MSS1 | 0 | OP | PV | SUN | 52.2 | 0.306 | 139836 | 74650 | Distributed from 923 Generation And Fuel | 2014 |  | 0 | 0 | 0 | 0 | 0 | 0 | 0 | 0 | 0 | 0 | 0 | 0 | 0 | 0 | 0 | 0 | 0 | 0 | 0 | 0 | 0 | 0 | 0 | 52.2 | 0 | 0 | 0 | 0 | 0 | 0
88 | 18368 | 2018 | NM | Macho Springs Power I | 57947 | GEN | 0 | OP | WT | WND | 50.4 | 0.287 | 126569 | 44688 | Distributed from 923 Generation And Fuel | 2011 |  | 0 | 0 | 0 | 0 | 0 | 0 | 0 | 0 | 0 | 0 | 0 | 0 | 0 | 0 | 0 | 0 | 0 | 0 | 0 | 0 | 0 | 0 | 0 | 0 | 0 | 0 | 0 | 0 | 0 | 50.4
89 | 18369 | 2018 | NM | Maddox | 2446 | 1 | 1 | OP | ST | NG | 113.6 | 0.364 | 362494 | 213659 | EIA-923 Generator File | 1967 | 2028 | 0 | 0 | 0 | 0 | 0 | 0 | 0 | 0 | 0 | 0 | 0 | 113.6 | 0 | 0 | 0 | 0 | 0 | 0 | 0 | 0 | 0 | 0 | 0 | 0 | 0 | 0 | 0 | 0 | 0 | 0
90 | 18370 | 2018 | NM | Maddox | 2446 | 2 | 0 | OP | GT | NG | 86.9 | 0.224 | 170180.933 | 84719.552 | Distributed from 923 Generation And Fuel | 1976 | 2025 | 0 | 0 | 0 | 0 | 0 | 0 | 0 | 0 | 0 | 0 | 0 | 86.9 | 0 | 0 | 0 | 0 | 0 | 0 | 0 | 0 | 0 | 0 | 0 | 0 | 0 | 0 | 0 | 0 | 0 | 0
91 | 18371 | 2018 | NM | Maddox | 2446 | 3 | 0 | OP | GT | NG | 11.5 | 0.224 | 22521.067 | 11211.448 | Distributed from 923 Generation And Fuel | 1963 | 2025 | 0 | 0 | 0 | 0 | 0 | 0 | 0 | 0 | 0 | 0 | 0 | 11.5 | 0 | 0 | 0 | 0 | 0 | 0 | 0 | 0 | 0 | 0 | 0 | 0 | 0 | 0 | 0 | 0 | 0 | 0
92 | 18372 | 2018 | NM | Manzano Solar | 58521 | MAN1 | 0 | OP | PV | SUN | 8.4 | 0.253 | 18631 | 9946 | Distributed from 923 Generation And Fuel | 2013 |  | 0 | 0 | 0 | 0 | 0 | 0 | 0 | 0 | 0 | 0 | 0 | 0 | 0 | 0 | 0 | 0 | 0 | 0 | 0 | 0 | 0 | 0 | 0 | 8.4 | 0 | 0 | 0 | 0 | 0 | 0
93 | 18373 | 2018 | NM | Meadow Lake Solar Energy Center | 59618 | MLK | 0 | OP | PV | SUN | 9.1 | 0.311 | 24828 | 13254 | Distributed from 923 Generation And Fuel | 2015 |  | 0 | 0 | 0 | 0 | 0 | 0 | 0 | 0 | 0 | 0 | 0 | 0 | 0 | 0 | 0 | 0 | 0 | 0 | 0 | 0 | 0 | 0 | 0 | 9.1 | 0 | 0 | 0 | 0 | 0 | 0
94 | 18374 | 2018 | NM | Mesalands Comm College Wind Turbine | 57106 | 1 | 0 | OP | WT | WND | 1.5 | 0.227 | 2981 | 1053 | Distributed from 923 Generation And Fuel | 2008 |  | 0 | 0 | 0 | 0 | 0 | 0 | 0 | 0 | 0 | 0 | 0 | 0 | 0 | 0 | 0 | 0 | 0 | 0 | 0 | 0 | 0 | 0 | 0 | 0 | 0 | 0 | 0 | 0 | 0 | 1.5
95 | 18375 | 2018 | NM | Middle Daisy | 61681 | 10257 | 0 | OP | PV | SUN | 5 | 0.312 | 13662 | 7293 | Distributed from 923 Generation And Fuel | 2017 |  | 0 | 0 | 0 | 0 | 0 | 0 | 0 | 0 | 0 | 0 | 0 | 0 | 0 | 0 | 0 | 0 | 0 | 0 | 0 | 0 | 0 | 0 | 0 | 5 | 0 | 0 | 0 | 0 | 0 | 0
96 | 18380 | 2018 | NM | Milo Wind Project LLC | 59838 | GEN1 | 0 | OP | WT | WND | 50 | 0.477 | 209033 | 73803 | Distributed from 923 Generation And Fuel | 2016 |  | 0 | 0 | 0 | 0 | 0 | 0 | 0 | 0 | 0 | 0 | 0 | 0 | 0 | 0 | 0 | 0 | 0 | 0 | 0 | 0 | 0 | 0 | 0 | 0 | 0 | 0 | 0 | 0 | 0 | 50
97 | 18381 | 2018 | NM | Navajo Dam | 584 | 1 | 0 | OP | HY | WAT | 15 | 0.304 | 40000 | 18133.5 | Distributed from 923 Generation And Fuel | 1989 |  | 0 | 0 | 0 | 0 | 0 | 0 | 0 | 0 | 0 | 0 | 0 | 0 | 0 | 0 | 0 | 0 | 0 | 0 | 0 | 0 | 0 | 0 | 0 | 0 | 15 | 0 | 0 | 0 | 0 | 0
98 | 18382 | 2018 | NM | Navajo Dam | 584 | 2 | 0 | OP | HY | WAT | 15 | 0.304 | 40000 | 18133.5 | Distributed from 923 Generation And Fuel | 1989 |  | 0 | 0 | 0 | 0 | 0 | 0 | 0 | 0 | 0 | 0 | 0 | 0 | 0 | 0 | 0 | 0 | 0 | 0 | 0 | 0 | 0 | 0 | 0 | 0 | 15 | 0 | 0 | 0 | 0 | 0
99 | 18384 | 2018 | NM | New Mexico State University | 54975 | 01 | 0 | OP | GT | NG | 4.7 | 0.773 | 31843 | 11009 | Distributed from 923 Generation And Fuel | 1996 |  | 0 | 0 | 0 | 0 | 0 | 0 | 0 | 0 | 0 | 0 | 0 | 4.7 | 0 | 0 | 0 | 0 | 0 | 0 | 0 | 0 | 0 | 0 | 0 | 0 | 0 | 0 | 0 | 0 | 0 | 0
100 | 18385 | 2018 | NM | New Mexico Wind Energy Center | 56097 | GE15 | 0 | OP | WT | WND | 204 | 0.271 | 485135 | 135551 | Distributed from 923 Generation And Fuel | 2003 |  | 0 | 0 | 0 | 0 | 0 | 0 | 0 | 0 | 0 | 0 | 0 | 0 | 0 | 0 | 0 | 0 | 0 | 0 | 0 | 0 | 0 | 0 | 0 | 0 | 0 | 0 | 0 | 0 | 0 | 204
101 | 18386 | 2018 | NM | Otero Solar | 58520 | OTE1 | 0 | OP | PV | SUN | 8 | 0.256 | 17968 | 9592 | Distributed from 923 Generation And Fuel | 2013 |  | 0 | 0 | 0 | 0 | 0 | 0 | 0 | 0 | 0 | 0 | 0 | 0 | 0 | 0 | 0 | 0 | 0 | 0 | 0 | 0 | 0 | 0 | 0 | 8 | 0 | 0 | 0 | 0 | 0 | 0
102 | 18387 | 2018 | NM | Prosperity Energy Storage Facility | 58899 | GEN-1 | 0 | OP | PV | SUN | 0.5 | 0.154 | 673 | 317 | Distributed from 923 Generation And Fuel | 2011 |  | 0 | 0 | 0 | 0 | 0 | 0 | 0 | 0 | 0 | 0 | 0 | 0 | 0 | 0 | 0 | 0 | 0 | 0 | 0 | 0 | 0 | 0 | 0 | 0.5 | 0 | 0 | 0 | 0 | 0 | 0
103 | 18388 | 2018 | NM | Prosperity Energy Storage Facility | 58899 | GEN-2 | 0 | OP | BA | MWH | 0.8 | 0 | 0 | 0 | Distributed from 923 Generation And Fuel | 2011 |  | 0 | 0 | 0 | 0 | 0 | 0 | 0 | 0 | 0 | 0 | 0.8 | 0 | 0 | 0 | 0 | 0 | 0 | 0 | 0 | 0 | 0 | 0 | 0 | 0 | 0 | 0 | 0 | 0 | 0 | 0
104 | 18389 | 2018 | NM | Pyramid | 7975 | 1 | 0 | OP | GT | NG | 46.5 | 0.041 | 16582.5 | 8121 | Distributed from 923 Generation And Fuel | 2003 |  | 0 | 0 | 0 | 0 | 0 | 0 | 0 | 0 | 0 | 0 | 0 | 46.5 | 0 | 0 | 0 | 0 | 0 | 0 | 0 | 0 | 0 | 0 | 0 | 0 | 0 | 0 | 0 | 0 | 0 | 0
105 | 18390 | 2018 | NM | Pyramid | 7975 | 2 | 0 | OP | GT | NG | 46.5 | 0.041 | 16582.5 | 8121 | Distributed from 923 Generation And Fuel | 2003 |  | 0 | 0 | 0 | 0 | 0 | 0 | 0 | 0 | 0 | 0 | 0 | 46.5 | 0 | 0 | 0 | 0 | 0 | 0 | 0 | 0 | 0 | 0 | 0 | 0 | 0 | 0 | 0 | 0 | 0 | 0
106 | 18391 | 2018 | NM | Pyramid | 7975 | 3 | 0 | OP | GT | NG | 46.5 | 0.041 | 16582.5 | 8121 | Distributed from 923 Generation And Fuel | 2003 |  | 0 | 0 | 0 | 0 | 0 | 0 | 0 | 0 | 0 | 0 | 0 | 46.5 | 0 | 0 | 0 | 0 | 0 | 0 | 0 | 0 | 0 | 0 | 0 | 0 | 0 | 0 | 0 | 0 | 0 | 0
107 | 18392 | 2018 | NM | Pyramid | 7975 | 4 | 0 | OP | GT | NG | 46.5 | 0.041 | 16582.5 | 8121 | Distributed from 923 Generation And Fuel | 2003 |  | 0 | 0 | 0 | 0 | 0 | 0 | 0 | 0 | 0 | 0 | 0 | 46.5 | 0 | 0 | 0 | 0 | 0 | 0 | 0 | 0 | 0 | 0 | 0 | 0 | 0 | 0 | 0 | 0 | 0 | 0
108 | 18393 | 2018 | NM | Quay County | 58125 | 1 | 0 | OP | GT | DFO | 27 | 0.001 | 169 | 64 | Distributed from 923 Generation And Fuel | 2013 | 2034 | 0 | 0 | 0 | 0 | 27 | 0 | 0 | 0 | 0 | 0 | 0 | 0 | 0 | 0 | 0 | 0 | 0 | 0 | 0 | 0 | 0 | 0 | 0 | 0 | 0 | 0 | 0 | 0 | 0 | 0
109 | 18394 | 2018 | NM | Questa Solar Facility | 57369 | QST | 0 | OP | PV | SUN | 1 | 0.222 | 1947 | 1039 | Distributed from 923 Generation And Fuel | 2011 |  | 0 | 0 | 0 | 0 | 0 | 0 | 0 | 0 | 0 | 0 | 0 | 0 | 0 | 0 | 0 | 0 | 0 | 0 | 0 | 0 | 0 | 0 | 0 | 1 | 0 | 0 | 0 | 0 | 0 | 0
110 | 18395 | 2018 | NM | RC Energy AA LLC Solar Facility | 62756 | AA001 | 0 | OP | PV | SUN | 1 |  |  |  |  | 2011 |  | 0 | 0 | 0 | 0 | 0 | 0 | 0 | 0 | 0 | 0 | 0 | 0 | 0 | 0 | 0 | 0 | 0 | 0 | 0 | 0 | 0 | 0 | 0 | 1 | 0 | 0 | 0 | 0 | 0 | 0
111 | 18396 | 2018 | NM | Red Mesa Wind LLC | 57357 | EXIS | 0 | OP | WT | WND | 102.4 | 0.237 | 212929 | 75179 | Distributed from 923 Generation And Fuel | 2010 |  | 0 | 0 | 0 | 0 | 0 | 0 | 0 | 0 | 0 | 0 | 0 | 0 | 0 | 0 | 0 | 0 | 0 | 0 | 0 | 0 | 0 | 0 | 0 | 0 | 0 | 0 | 0 | 0 | 0 | 102.4
112 | 18397 | 2018 | NM | Reeves | 2450 | 1 | 1 | OP | ST | NG | 44 | 0.109 | 42142 | 31656 | EIA-923 Generator File | 1960 |  | 0 | 0 | 0 | 0 | 0 | 0 | 0 | 0 | 0 | 0 | 0 | 44 | 0 | 0 | 0 | 0 | 0 | 0 | 0 | 0 | 0 | 0 | 0 | 0 | 0 | 0 | 0 | 0 | 0 | 0
113 | 18398 | 2018 | NM | Reeves | 2450 | 2 | 1 | OP | ST | NG | 44 | 0.109 | 42151 | 29619 | EIA-923 Generator File | 1960 |  | 0 | 0 | 0 | 0 | 0 | 0 | 0 | 0 | 0 | 0 | 0 | 44 | 0 | 0 | 0 | 0 | 0 | 0 | 0 | 0 | 0 | 0 | 0 | 0 | 0 | 0 | 0 | 0 | 0 | 0
114 | 18399 | 2018 | NM | Reeves | 2450 | 3 | 1 | OP | ST | NG | 66 | 0.188 | 108968 | 78255 | EIA-923 Generator File | 1962 |  | 0 | 0 | 0 | 0 | 0 | 0 | 0 | 0 | 0 | 0 | 0 | 66 | 0 | 0 | 0 | 0 | 0 | 0 | 0 | 0 | 0 | 0 | 0 | 0 | 0 | 0 | 0 | 0 | 0 | 0
115 | 18400 | 2018 | NM | Rio Bravo | 55039 | GT1 | 0 | OP | GT | NG | 150 | 0.185 | 242658 | 119356 | Distributed from 923 Generation And Fuel | 2000 |  | 0 | 0 | 0 | 0 | 0 | 0 | 0 | 0 | 0 | 0 | 0 | 150 | 0 | 0 | 0 | 0 | 0 | 0 | 0 | 0 | 0 | 0 | 0 | 0 | 0 | 0 | 0 | 0 | 0 | 0
116 | 18401 | 2018 | NM | Rio Communities Solar Energy Center | 60198 | RCSEC | 0 | OP | PV | SUN | 10 | 0.268 | 23515 | 12553 | Distributed from 923 Generation And Fuel | 2015 |  | 0 | 0 | 0 | 0 | 0 | 0 | 0 | 0 | 0 | 0 | 0 | 0 | 0 | 0 | 0 | 0 | 0 | 0 | 0 | 0 | 0 | 0 | 0 | 10 | 0 | 0 | 0 | 0 | 0 | 0
117 | 18403 | 2018 | NM | Rio Grande | 2444 | 6 | 1 | OP | ST | NG | 50 | 0.129 | 56425 | 39764 | EIA-923 Generator File | 1957 | 2022 | 0 | 0 | 0 | 0 | 0 | 0 | 0 | 0 | 0 | 0 | 0 | 50 | 0 | 0 | 0 | 0 | 0 | 0 | 0 | 0 | 0 | 0 | 0 | 0 | 0 | 0 | 0 | 0 | 0 | 0
118 | 18404 | 2018 | NM | Rio Grande | 2444 | 7 | 1 | OP | ST | NG | 50 | 0.269 | 118000 | 80692 | EIA-923 Generator File | 1958 | 2022 | 0 | 0 | 0 | 0 | 0 | 0 | 0 | 0 | 0 | 0 | 0 | 50 | 0 | 0 | 0 | 0 | 0 | 0 | 0 | 0 | 0 | 0 | 0 | 0 | 0 | 0 | 0 | 0 | 0 | 0
119 | 18405 | 2018 | NM | Rio Grande | 2444 | 8 | 1 | OP | ST | NG | 166.5 | 0.261 | 381017 | 224992 | EIA-923 Generator File | 1972 |  | 0 | 0 | 0 | 0 | 0 | 0 | 0 | 0 | 0 | 0 | 0 | 166.5 | 0 | 0 | 0 | 0 | 0 | 0 | 0 | 0 | 0 | 0 | 0 | 0 | 0 | 0 | 0 | 0 | 0 | 0
120 | 18406 | 2018 | NM | Rio Grande | 2444 | 9 | 0 | OP | GT | NG | 131.8 | 0.075 | 86580 | 67348 | Distributed from 923 Generation And Fuel | 2013 |  | 0 | 0 | 0 | 0 | 0 | 0 | 0 | 0 | 0 | 0 | 0 | 131.8 | 0 | 0 | 0 | 0 | 0 | 0 | 0 | 0 | 0 | 0 | 0 | 0 | 0 | 0 | 0 | 0 | 0 | 0
121 | 18407 | 2018 | NM | Rio Rancho High School | 58589 | RRHS | 0 | OP | PV | SUN | 1 | 0.277 | 2424 | 1294 | Distributed from 923 Generation And Fuel | 2013 |  | 0 | 0 | 0 | 0 | 0 | 0 | 0 | 0 | 0 | 0 | 0 | 0 | 0 | 0 | 0 | 0 | 0 | 0 | 0 | 0 | 0 | 0 | 0 | 1 | 0 | 0 | 0 | 0 | 0 | 0
122 | 18408 | 2018 | NM | Roadrunner Solar | 57338 | 1 | 0 | OP | PV | SUN | 20.2 | 0.28 | 49503 | 26427 | Distributed from 923 Generation And Fuel | 2011 |  | 0 | 0 | 0 | 0 | 0 | 0 | 0 | 0 | 0 | 0 | 0 | 0 | 0 | 0 | 0 | 0 | 0 | 0 | 0 | 0 | 0 | 0 | 0 | 20.2 | 0 | 0 | 0 | 0 | 0 | 0
123 | 18409 | 2018 | NM | Roosevelt County | 58771 | GEN1 | 0 | OP | WT | WND | 250 | 0.485 | 1061605 | 400040 | Distributed from 923 Generation And Fuel | 2015 |  | 0 | 0 | 0 | 0 | 0 | 0 | 0 | 0 | 0 | 0 | 0 | 0 | 0 | 0 | 0 | 0 | 0 | 0 | 0 | 0 | 0 | 0 | 0 | 0 | 0 | 0 | 0 | 0 | 0 | 250
124 | 18410 | 2018 | NM | Roswell Solar, LLC | 60406 | RSPV | 0 | OP | PV | SUN | 70 | 0.307 | 188420 | 100585 | Distributed from 923 Generation And Fuel | 2016 |  | 0 | 0 | 0 | 0 | 0 | 0 | 0 | 0 | 0 | 0 | 0 | 0 | 0 | 0 | 0 | 0 | 0 | 0 | 0 | 0 | 0 | 0 | 0 | 70 | 0 | 0 | 0 | 0 | 0 | 0
125 | 18411 | 2018 | NM | San Juan | 2451 | 1 | 1 | OP | ST | RC | 369 | 0.447 | 1445406 | 463167 | EIA-923 Generator File | 1976 |  | 0 | 0 | 0 | 0 | 0 | 0 | 0 | 0 | 0 | 0 | 0 | 0 | 0 | 0 | 0 | 0 | 0 | 0 | 0 | 0 | 0 | 369 | 0 | 0 | 0 | 0 | 0 | 0 | 0 | 0
126 | 18412 | 2018 | NM | San Juan | 2451 | 4 | 1 | OP | ST | RC | 555 | 0.664 | 3228842 | 1338244 | EIA-923 Generator File | 1982 |  | 0 | 0 | 0 | 0 | 0 | 0 | 0 | 0 | 0 | 0 | 0 | 0 | 0 | 0 | 0 | 0 | 0 | 0 | 0 | 0 | 0 | 555 | 0 | 0 | 0 | 0 | 0 | 0 | 0 | 0
127 | 18415 | 2018 | NM | San Juan Mesa Wind Project LLC | 56304 | 1 | 0 | OP | WT | WND | 120 | 0.387 | 407054 | 148375 | Distributed from 923 Generation And Fuel | 2005 |  | 0 | 0 | 0 | 0 | 0 | 0 | 0 | 0 | 0 | 0 | 0 | 0 | 0 | 0 | 0 | 0 | 0 | 0 | 0 | 0 | 0 | 0 | 0 | 0 | 0 | 0 | 0 | 0 | 0 | 120
128 | 18416 | 2018 | NM | Sandoval Solar Energy Center | 59558 | SSEC1 | 0 | OP | PV | SUN | 6.1 | 0.305 | 16289 | 8696 | Distributed from 923 Generation And Fuel | 2014 |  | 0 | 0 | 0 | 0 | 0 | 0 | 0 | 0 | 0 | 0 | 0 | 0 | 0 | 0 | 0 | 0 | 0 | 0 | 0 | 0 | 0 | 0 | 0 | 6.1 | 0 | 0 | 0 | 0 | 0 | 0
129 | 18417 | 2018 | NM | Santa Fe Solar Energy Center | 60196 | SFSEC | 0 | OP | PV | SUN | 9.5 | 0.29 | 24097 | 12864 | Distributed from 923 Generation And Fuel | 2015 |  | 0 | 0 | 0 | 0 | 0 | 0 | 0 | 0 | 0 | 0 | 0 | 0 | 0 | 0 | 0 | 0 | 0 | 0 | 0 | 0 | 0 | 0 | 0 | 9.5 | 0 | 0 | 0 | 0 | 0 | 0
130 | 18418 | 2018 | NM | Santolina Solar Energy Center | 60197 | SANTO | 0 | OP | PV | SUN | 10.5 | 0.289 | 26573 | 14186 | Distributed from 923 Generation And Fuel | 2015 |  | 0 | 0 | 0 | 0 | 0 | 0 | 0 | 0 | 0 | 0 | 0 | 0 | 0 | 0 | 0 | 0 | 0 | 0 | 0 | 0 | 0 | 0 | 0 | 10.5 | 0 | 0 | 0 | 0 | 0 | 0
131 | 18419 | 2018 | NM | SEV NM Phase 2 | 58479 | NMP2 | 0 | OP | PV | SUN | 2 | 0.232 | 4070 | 2173 | Distributed from 923 Generation And Fuel | 2013 |  | 0 | 0 | 0 | 0 | 0 | 0 | 0 | 0 | 0 | 0 | 0 | 0 | 0 | 0 | 0 | 0 | 0 | 0 | 0 | 0 | 0 | 0 | 0 | 2 | 0 | 0 | 0 | 0 | 0 | 0
132 | 18420 | 2018 | NM | Silver City WWTP PV Project | 58540 | PV-1 | 0 | OP | PV | SUN | 1 | 0.207 | 1810 | 966 | Distributed from 923 Generation And Fuel | 2013 |  | 0 | 0 | 0 | 0 | 0 | 0 | 0 | 0 | 0 | 0 | 0 | 0 | 0 | 0 | 0 | 0 | 0 | 0 | 0 | 0 | 0 | 0 | 0 | 1 | 0 | 0 | 0 | 0 | 0 | 0
133 | 18421 | 2018 | NM | South Valley Solar Energy Center | 60195 | SVSEC | 0 | OP | PV | SUN | 10 | 0.288 | 25253 | 13481 | Distributed from 923 Generation And Fuel | 2015 |  | 0 | 0 | 0 | 0 | 0 | 0 | 0 | 0 | 0 | 0 | 0 | 0 | 0 | 0 | 0 | 0 | 0 | 0 | 0 | 0 | 0 | 0 | 0 | 10 | 0 | 0 | 0 | 0 | 0 | 0
134 | 18422 | 2018 | NM | Southside Water Reclamation Plant | 10339 | GEN1 | 0 | OP | IC | NG | 2.2 | 0.592 | 11401.333 | 4492.667 | Distributed from 923 Generation And Fuel | 2002 |  | 0 | 0 | 0 | 0 | 0 | 0 | 0 | 0 | 0 | 0 | 0 | 2.2 | 0 | 0 | 0 | 0 | 0 | 0 | 0 | 0 | 0 | 0 | 0 | 0 | 0 | 0 | 0 | 0 | 0 | 0
135 | 18423 | 2018 | NM | Southside Water Reclamation Plant | 10339 | GEN2 | 0 | OP | IC | NG | 2.2 | 0.592 | 11401.333 | 4492.667 | Distributed from 923 Generation And Fuel | 2002 |  | 0 | 0 | 0 | 0 | 0 | 0 | 0 | 0 | 0 | 0 | 0 | 2.2 | 0 | 0 | 0 | 0 | 0 | 0 | 0 | 0 | 0 | 0 | 0 | 0 | 0 | 0 | 0 | 0 | 0 | 0
136 | 18424 | 2018 | NM | Southside Water Reclamation Plant | 10339 | GEN3 | 0 | OP | IC | OBG | 1.1 | 0.592 | 5700.667 | 2246.333 | Distributed from 923 Generation And Fuel | 1987 |  | 0 | 0 | 0 | 0 | 0 | 0 | 0 | 0 | 0 | 0 | 0 | 0 | 0 | 1.1 | 0 | 0 | 0 | 0 | 0 | 0 | 0 | 0 | 0 | 0 | 0 | 0 | 0 | 0 | 0 | 0
137 | 18425 | 2018 | NM | Southside Water Reclamation Plant | 10339 | GEN4 | 0 | OP | IC | OBG | 1.1 | 0.592 | 5700.667 | 2246.333 | Distributed from 923 Generation And Fuel | 1987 |  | 0 | 0 | 0 | 0 | 0 | 0 | 0 | 0 | 0 | 0 | 0 | 0 | 0 | 1.1 | 0 | 0 | 0 | 0 | 0 | 0 | 0 | 0 | 0 | 0 | 0 | 0 | 0 | 0 | 0 | 0
138 | 18426 | 2018 | NM | Springer Solar 1 | 59560 | SPRG1 | 0 | OP | PV | SUN | 1 | 0.29 | 2538 | 1355 | Distributed from 923 Generation And Fuel | 2015 |  | 0 | 0 | 0 | 0 | 0 | 0 | 0 | 0 | 0 | 0 | 0 | 0 | 0 | 0 | 0 | 0 | 0 | 0 | 0 | 0 | 0 | 0 | 0 | 1 | 0 | 0 | 0 | 0 | 0 | 0
139 | 18427 | 2018 | NM | SPS1 Dollarhide | 57736 | 1 | 0 | OP | PV | SUN | 10 | 0.201 | 17610 | 9401 | Distributed from 923 Generation And Fuel | 2011 |  | 0 | 0 | 0 | 0 | 0 | 0 | 0 | 0 | 0 | 0 | 0 | 0 | 0 | 0 | 0 | 0 | 0 | 0 | 0 | 0 | 0 | 0 | 0 | 10 | 0 | 0 | 0 | 0 | 0 | 0
140 | 18428 | 2018 | NM | SPS2 Jal | 57737 | 1 | 0 | OP | PV | SUN | 10 | 0.221 | 19372 | 10341 | Distributed from 923 Generation And Fuel | 2011 |  | 0 | 0 | 0 | 0 | 0 | 0 | 0 | 0 | 0 | 0 | 0 | 0 | 0 | 0 | 0 | 0 | 0 | 0 | 0 | 0 | 0 | 0 | 0 | 10 | 0 | 0 | 0 | 0 | 0 | 0
141 | 18429 | 2018 | NM | SPS3 Lea | 57738 | 1 | 0 | OP | PV | SUN | 10 | 0.216 | 18939 | 10110 | Distributed from 923 Generation And Fuel | 2011 |  | 0 | 0 | 0 | 0 | 0 | 0 | 0 | 0 | 0 | 0 | 0 | 0 | 0 | 0 | 0 | 0 | 0 | 0 | 0 | 0 | 0 | 0 | 0 | 10 | 0 | 0 | 0 | 0 | 0 | 0
142 | 18430 | 2018 | NM | SPS4 Monument | 57739 | 1 | 0 | OP | PV | SUN | 10.1 | 0.23 | 20382 | 10881 | Distributed from 923 Generation And Fuel | 2011 |  | 0 | 0 | 0 | 0 | 0 | 0 | 0 | 0 | 0 | 0 | 0 | 0 | 0 | 0 | 0 | 0 | 0 | 0 | 0 | 0 | 0 | 0 | 0 | 10.1 | 0 | 0 | 0 | 0 | 0 | 0
143 | 18431 | 2018 | NM | SPS5 Hopi | 57740 | 1 | 0 | OP | PV | SUN | 10.1 | 0.226 | 19968 | 10660 | Distributed from 923 Generation And Fuel | 2011 |  | 0 | 0 | 0 | 0 | 0 | 0 | 0 | 0 | 0 | 0 | 0 | 0 | 0 | 0 | 0 | 0 | 0 | 0 | 0 | 0 | 0 | 0 | 0 | 10.1 | 0 | 0 | 0 | 0 | 0 | 0
144 | 18432 | 2018 | NM | Sterling I Wind Farm | 60991 | STER1 | 0 | OP | WT | WND | 29.9 | 0.513 | 134368 | 51529 | Distributed from 923 Generation And Fuel | 2017 |  | 0 | 0 | 0 | 0 | 0 | 0 | 0 | 0 | 0 | 0 | 0 | 0 | 0 | 0 | 0 | 0 | 0 | 0 | 0 | 0 | 0 | 0 | 0 | 0 | 0 | 0 | 0 | 0 | 0 | 29.9
145 | 18433 | 2018 | NM | Storrie Lake Solar Project | 58794 | MSMPV | 0 | OP | PV | SUN | 1.9 | 0.204 | 3399 | 1815 | Distributed from 923 Generation And Fuel | 2014 |  | 0 | 0 | 0 | 0 | 0 | 0 | 0 | 0 | 0 | 0 | 0 | 0 | 0 | 0 | 0 | 0 | 0 | 0 | 0 | 0 | 0 | 0 | 0 | 1.9 | 0 | 0 | 0 | 0 | 0 | 0
146 | 18434 | 2018 | NM | Sue Cleveland High School | 58588 | SCHS | 0 | OP | PV | SUN | 1 | 0.26 | 2275 | 1214 | Distributed from 923 Generation And Fuel | 2013 |  | 0 | 0 | 0 | 0 | 0 | 0 | 0 | 0 | 0 | 0 | 0 | 0 | 0 | 0 | 0 | 0 | 0 | 0 | 0 | 0 | 0 | 0 | 0 | 1 | 0 | 0 | 0 | 0 | 0 | 0
147 | 18435 | 2018 | NM | SunE EPE1 LLC | 57986 | 1 | 0 | OP | PV | SUN | 10 | 0.265 | 23240 | 12406 | Distributed from 923 Generation And Fuel | 2012 |  | 0 | 0 | 0 | 0 | 0 | 0 | 0 | 0 | 0 | 0 | 0 | 0 | 0 | 0 | 0 | 0 | 0 | 0 | 0 | 0 | 0 | 0 | 0 | 10 | 0 | 0 | 0 | 0 | 0 | 0
148 | 18436 | 2018 | NM | SunE EPE2 LLC | 57985 | 1 | 0 | OP | PV | SUN | 12 | 0.254 | 26709 | 14258 | Distributed from 923 Generation And Fuel | 2012 |  | 0 | 0 | 0 | 0 | 0 | 0 | 0 | 0 | 0 | 0 | 0 | 0 | 0 | 0 | 0 | 0 | 0 | 0 | 0 | 0 | 0 | 0 | 0 | 12 | 0 | 0 | 0 | 0 | 0 | 0
149 | 18437 | 2018 | NM | Syncarpha Eagle Nest | 62149 | SYEN1 | 0 | OP | PV | SUN | 1 | 0.046 | 403 | 0 | Distributed from 923 Generation And Fuel | 2018 |  | 0 | 0 | 0 | 0 | 0 | 0 | 0 | 0 | 0 | 0 | 0 | 0 | 0 | 0 | 0 | 0 | 0 | 0 | 0 | 0 | 0 | 0 | 0 | 1 | 0 | 0 | 0 | 0 | 0 | 0
150 | 18438 | 2018 | NM | Texico Wind Ranch LP | 57258 | 1 | 0 | OP | WT | WND | 0.7 | 0.168 | 1028.632 | 363.263 | Distributed from 923 Generation And Fuel | 2003 |  | 0 | 0 | 0 | 0 | 0 | 0 | 0 | 0 | 0 | 0 | 0 | 0 | 0 | 0 | 0 | 0 | 0 | 0 | 0 | 0 | 0 | 0 | 0 | 0 | 0 | 0 | 0 | 0 | 0 | 0.7
151 | 18439 | 2018 | NM | Texico Wind Ranch LP | 57258 | 2 | 0 | OP | WT | WND | 0.6 | 0.168 | 881.684 | 311.368 | Distributed from 923 Generation And Fuel | 1999 |  | 0 | 0 | 0 | 0 | 0 | 0 | 0 | 0 | 0 | 0 | 0 | 0 | 0 | 0 | 0 | 0 | 0 | 0 | 0 | 0 | 0 | 0 | 0 | 0 | 0 | 0 | 0 | 0 | 0 | 0.6
152 | 18449 | 2018 | NM | Valencia Energy Facility | 55802 | CTG1 | 0 | OP | GT | NG | 159.5 | 0.024 | 33205.238 | 16342.781 | Distributed from 923 Generation And Fuel | 2008 |  | 0 | 0 | 0 | 0 | 0 | 0 | 0 | 0 | 0 | 0 | 0 | 159.5 | 0 | 0 | 0 | 0 | 0 | 0 | 0 | 0 | 0 | 0 | 0 | 0 | 0 | 0 | 0 | 0 | 0 | 0
153 | 18456 | 2018 | NM | Wal-Mart Truth or Consequences PV | 60341 | WMTOC | 0 | OP | PV | SUN | 1 | 0.222 | 1941 | 1036 | Distributed from 923 Generation And Fuel | 2015 |  | 0 | 0 | 0 | 0 | 0 | 0 | 0 | 0 | 0 | 0 | 0 | 0 | 0 | 0 | 0 | 0 | 0 | 0 | 0 | 0 | 0 | 0 | 0 | 1 | 0 | 0 | 0 | 0 | 0 | 0
154 | 18457 | 2018 | NM | Wildcat Wind | 57887 | 1 | 0 | OP | WT | WND | 27.3 | 0.381 | 91113 | 32169 | Distributed from 923 Generation And Fuel | 2012 |  | 0 | 0 | 0 | 0 | 0 | 0 | 0 | 0 | 0 | 0 | 0 | 0 | 0 | 0 | 0 | 0 | 0 | 0 | 0 | 0 | 0 | 0 | 0 | 0 | 0 | 0 | 0 | 0 | 0 | 27.3
155 | 18458 | 2018 | NM | WSMR I | 58010 | WSMR1 | 0 | OP | PV | SUN | 4.2 | 0.188 | 6906.261 | 3686.87 | Distributed from 923 Generation And Fuel | 2012 |  | 0 | 0 | 0 | 0 | 0 | 0 | 0 | 0 | 0 | 0 | 0 | 0 | 0 | 0 | 0 | 0 | 0 | 0 | 0 | 0 | 0 | 0 | 0 | 4.2 | 0 | 0 | 0 | 0 | 0 | 0
156 | 18459 | 2018 | NM | WSMR I | 58010 | WSMR2 | 0 | OP | PV | SUN | 0.4 | 0.188 | 657.739 | 351.13 | Distributed from 923 Generation And Fuel | 2012 |  | 0 | 0 | 0 | 0 | 0 | 0 | 0 | 0 | 0 | 0 | 0 | 0 | 0 | 0 | 0 | 0 | 0 | 0 | 0 | 0 | 0 | 0 | 0 | 0.4 | 0 | 0 | 0 | 0 | 0 | 0
[17 empty] | Sum | 0 | 0 | 0 | 0 | 27 | 19.2 | 0 | 3.2 | 0 | 0 | 3.6 | 3667.9 | 0 | 2.2 | 0 | 0 | 0 | 0 | 0 | 0 | 0 | 924 | 1893.2 | 562.2 | 81.5 | 0 | 0 | 0 | 0 | 1814.8 | 8998.8
[17 empty] | % | 0% | 0% | 0% | 0% | 0.3% | 0.2134% | 0% | 0.03556% | 0% | 0% | 0.04001% | 40.76% | 0% | 0.02445% | 0% | 0% | 0% | 0% | 0% | 0% | 0% | 10.27% | 21.04% | 6.247% | 0.9057% | 0% | 0% | 0% | 0% | 20.17%

## eGRID NV
| eGRID2018 Generator file sequence number | Data Year | Plant state abbreviation | Plant name | DOE/EIA ORIS plant or facility code | Generator ID | Number of associated boilers | Generator status | Generator prime mover type | Generator primary fuel | Generator nameplate capacity (MW) | Generator capacity factor | Generator annual net generation (MWh) | Generator ozone season net generation (MWh) | Generation data source | Generator year on-line | Generator planned or actual retirement year | AB | BFG | BIT | BLQ | DFO | GEO | JF | LFG | LIG | MSW | MWH | NG | NUC | OBG | OBS | OG | OTH | PC | PG | PRG | PUR | RC | SUB | SUN | WAT | WC | WDL | WDS | WH | WND
1 | 18461 | 2018 | NV | Apex Generating Station | 55514 | CTG1 | 0 | OP | CT | NG | 174 | 0.526 | 801517 | 335622 | EIA-923 Generator File | 2003 |  | 0 | 0 | 0 | 0 | 0 | 0 | 0 | 0 | 0 | 0 | 0 | 174 | 0 | 0 | 0 | 0 | 0 | 0 | 0 | 0 | 0 | 0 | 0 | 0 | 0 | 0 | 0 | 0 | 0 | 0
2 | 18462 | 2018 | NV | Apex Generating Station | 55514 | CTG2 | 0 | OP | CT | NG | 174 | 0.485 | 739913 | 314607 | EIA-923 Generator File | 2003 |  | 0 | 0 | 0 | 0 | 0 | 0 | 0 | 0 | 0 | 0 | 0 | 174 | 0 | 0 | 0 | 0 | 0 | 0 | 0 | 0 | 0 | 0 | 0 | 0 | 0 | 0 | 0 | 0 | 0 | 0
3 | 18463 | 2018 | NV | Apex Generating Station | 55514 | STG1 | 2 | OP | CA | NG | 252.6 | 0.343 | 759917 | 322676 | EIA-923 Generator File | 2003 |  | 0 | 0 | 0 | 0 | 0 | 0 | 0 | 0 | 0 | 0 | 0 | 252.6 | 0 | 0 | 0 | 0 | 0 | 0 | 0 | 0 | 0 | 0 | 0 | 0 | 0 | 0 | 0 | 0 | 0 | 0
4 | 18464 | 2018 | NV | Apex Solar PV Power Project | 58489 | 1 | 0 | OP | PV | SUN | 20 | 0.297 | 51953 | 27517 | Distributed from 923 Generation And Fuel | 2012 |  | 0 | 0 | 0 | 0 | 0 | 0 | 0 | 0 | 0 | 0 | 0 | 0 | 0 | 0 | 0 | 0 | 0 | 0 | 0 | 0 | 0 | 0 | 0 | 20 | 0 | 0 | 0 | 0 | 0 | 0
5 | 18472 | 2018 | NV | Beowawe Power | 10287 | GEN1 | 0 | OP | ST | GEO | 17 | 0.606 | 90186 | 38038 | Distributed from 923 Generation And Fuel | 1985 |  | 0 | 0 | 0 | 0 | 0 | 17 | 0 | 0 | 0 | 0 | 0 | 0 | 0 | 0 | 0 | 0 | 0 | 0 | 0 | 0 | 0 | 0 | 0 | 0 | 0 | 0 | 0 | 0 | 0 | 0
6 | 18473 | 2018 | NV | Beowawe Power | 10287 | GEN2 | 0 | OP | BT | GEO | 3.6 | 0.295 | 9308 | 3926 | Distributed from 923 Generation And Fuel | 2011 |  | 0 | 0 | 0 | 0 | 0 | 3.6 | 0 | 0 | 0 | 0 | 0 | 0 | 0 | 0 | 0 | 0 | 0 | 0 | 0 | 0 | 0 | 0 | 0 | 0 | 0 | 0 | 0 | 0 | 0 | 0
7 | 18474 | 2018 | NV | Boulder Solar II, LLC | 60885 | BSII | 0 | OP | PV | SUN | 50 | 0.309 | 135238 | 71135 | Distributed from 923 Generation And Fuel | 2017 |  | 0 | 0 | 0 | 0 | 0 | 0 | 0 | 0 | 0 | 0 | 0 | 0 | 0 | 0 | 0 | 0 | 0 | 0 | 0 | 0 | 0 | 0 | 0 | 50 | 0 | 0 | 0 | 0 | 0 | 0
8 | 18475 | 2018 | NV | Boulder Solar Power, LLC | 60352 | BSP | 0 | OP | PV | SUN | 100 | 0.32 | 280103 | 146658 | Distributed from 923 Generation And Fuel | 2016 |  | 0 | 0 | 0 | 0 | 0 | 0 | 0 | 0 | 0 | 0 | 0 | 0 | 0 | 0 | 0 | 0 | 0 | 0 | 0 | 0 | 0 | 0 | 0 | 100 | 0 | 0 | 0 | 0 | 0 | 0
9 | 18476 | 2018 | NV | Brady | 55991 | OEC | 0 | OP | BT | GEO | 6.5 | 0.396 | 22566.488 | 9517.814 | Distributed from 923 Generation And Fuel | 2002 |  | 0 | 0 | 0 | 0 | 0 | 6.5 | 0 | 0 | 0 | 0 | 0 | 0 | 0 | 0 | 0 | 0 | 0 | 0 | 0 | 0 | 0 | 0 | 0 | 0 | 0 | 0 | 0 | 0 | 0 | 0
10 | 18477 | 2018 | NV | Brady | 55991 | OEC1 | 0 | OP | BT | GEO | 15 | 0.396 | 52076.512 | 21964.186 | Distributed from 923 Generation And Fuel | 2018 |  | 0 | 0 | 0 | 0 | 0 | 15 | 0 | 0 | 0 | 0 | 0 | 0 | 0 | 0 | 0 | 0 | 0 | 0 | 0 | 0 | 0 | 0 | 0 | 0 | 0 | 0 | 0 | 0 | 0 | 0
11 | 18484 | 2018 | NV | CC Landfill Energy, LLC | 60792 | GT1 | 0 | OP | GT | LFG | 6 | 0.256 | 13466.5 | 5537 | Distributed from 923 Generation And Fuel | 2012 |  | 0 | 0 | 0 | 0 | 0 | 0 | 0 | 6 | 0 | 0 | 0 | 0 | 0 | 0 | 0 | 0 | 0 | 0 | 0 | 0 | 0 | 0 | 0 | 0 | 0 | 0 | 0 | 0 | 0 | 0
12 | 18485 | 2018 | NV | CC Landfill Energy, LLC | 60792 | GT2 | 0 | OP | GT | LFG | 6 | 0.256 | 13466.5 | 5537 | Distributed from 923 Generation And Fuel | 2012 |  | 0 | 0 | 0 | 0 | 0 | 0 | 0 | 6 | 0 | 0 | 0 | 0 | 0 | 0 | 0 | 0 | 0 | 0 | 0 | 0 | 0 | 0 | 0 | 0 | 0 | 0 | 0 | 0 | 0 | 0
13 | 18486 | 2018 | NV | Chuck Lenzie Generating Station | 55322 | CTG1 | 0 | OP | CT | NG | 201.5 | 0.633 | 1116989 | 486669 | EIA-923 Generator File | 2006 |  | 0 | 0 | 0 | 0 | 0 | 0 | 0 | 0 | 0 | 0 | 0 | 201.5 | 0 | 0 | 0 | 0 | 0 | 0 | 0 | 0 | 0 | 0 | 0 | 0 | 0 | 0 | 0 | 0 | 0 | 0
14 | 18487 | 2018 | NV | Chuck Lenzie Generating Station | 55322 | CTG2 | 0 | OP | CT | NG | 201.5 | 0.64 | 1130143 | 504327 | EIA-923 Generator File | 2006 |  | 0 | 0 | 0 | 0 | 0 | 0 | 0 | 0 | 0 | 0 | 0 | 201.5 | 0 | 0 | 0 | 0 | 0 | 0 | 0 | 0 | 0 | 0 | 0 | 0 | 0 | 0 | 0 | 0 | 0 | 0
15 | 18488 | 2018 | NV | Chuck Lenzie Generating Station | 55322 | CTG3 | 0 | OP | CT | NG | 201.5 | 0.542 | 957450 | 462513 | EIA-923 Generator File | 2006 |  | 0 | 0 | 0 | 0 | 0 | 0 | 0 | 0 | 0 | 0 | 0 | 201.5 | 0 | 0 | 0 | 0 | 0 | 0 | 0 | 0 | 0 | 0 | 0 | 0 | 0 | 0 | 0 | 0 | 0 | 0
16 | 18489 | 2018 | NV | Chuck Lenzie Generating Station | 55322 | CTG4 | 0 | OP | CT | NG | 201.5 | 0.571 | 1007602 | 459283 | EIA-923 Generator File | 2006 |  | 0 | 0 | 0 | 0 | 0 | 0 | 0 | 0 | 0 | 0 | 0 | 201.5 | 0 | 0 | 0 | 0 | 0 | 0 | 0 | 0 | 0 | 0 | 0 | 0 | 0 | 0 | 0 | 0 | 0 | 0
17 | 18490 | 2018 | NV | Chuck Lenzie Generating Station | 55322 | ST1 | 2 | OP | CA | NG | 329.8 | 0.452 | 1304420 | 580336 | EIA-923 Generator File | 2006 |  | 0 | 0 | 0 | 0 | 0 | 0 | 0 | 0 | 0 | 0 | 0 | 329.8 | 0 | 0 | 0 | 0 | 0 | 0 | 0 | 0 | 0 | 0 | 0 | 0 | 0 | 0 | 0 | 0 | 0 | 0
18 | 18491 | 2018 | NV | Chuck Lenzie Generating Station | 55322 | ST2 | 2 | OP | CA | NG | 329.8 | 0.399 | 1151832 | 546252 | EIA-923 Generator File | 2006 |  | 0 | 0 | 0 | 0 | 0 | 0 | 0 | 0 | 0 | 0 | 0 | 329.8 | 0 | 0 | 0 | 0 | 0 | 0 | 0 | 0 | 0 | 0 | 0 | 0 | 0 | 0 | 0 | 0 | 0 | 0
19 | 18492 | 2018 | NV | CityCenter Central Plant Cogen Units | 57348 | UNITA | 0 | OP | GT | NG | 4.3 | 0.826 | 31125 | 14243 | Distributed from 923 Generation And Fuel | 2009 |  | 0 | 0 | 0 | 0 | 0 | 0 | 0 | 0 | 0 | 0 | 0 | 4.3 | 0 | 0 | 0 | 0 | 0 | 0 | 0 | 0 | 0 | 0 | 0 | 0 | 0 | 0 | 0 | 0 | 0 | 0
20 | 18493 | 2018 | NV | CityCenter Central Plant Cogen Units | 57348 | UNITB | 0 | OP | GT | NG | 4.3 | 0.826 | 31125 | 14243 | Distributed from 923 Generation And Fuel | 2009 |  | 0 | 0 | 0 | 0 | 0 | 0 | 0 | 0 | 0 | 0 | 0 | 4.3 | 0 | 0 | 0 | 0 | 0 | 0 | 0 | 0 | 0 | 0 | 0 | 0 | 0 | 0 | 0 | 0 | 0 | 0
21 | 18494 | 2018 | NV | Clark (NVE) | 2322 | 10 | 2 | OP | CA | NG | 104.4 | 0.093 | 85070 | 86512 | EIA-923 Generator File | 1994 |  | 0 | 0 | 0 | 0 | 0 | 0 | 0 | 0 | 0 | 0 | 0 | 104.4 | 0 | 0 | 0 | 0 | 0 | 0 | 0 | 0 | 0 | 0 | 0 | 0 | 0 | 0 | 0 | 0 | 0 | 0
22 | 18495 | 2018 | NV | Clark (NVE) | 2322 | 11 | 0 | OP | GT | NG | 60.5 | 0.05 | 26272.171 | 20635.451 | Distributed from 923 Generation And Fuel | 2008 |  | 0 | 0 | 0 | 0 | 0 | 0 | 0 | 0 | 0 | 0 | 0 | 60.5 | 0 | 0 | 0 | 0 | 0 | 0 | 0 | 0 | 0 | 0 | 0 | 0 | 0 | 0 | 0 | 0 | 0 | 0
23 | 18496 | 2018 | NV | Clark (NVE) | 2322 | 12 | 0 | OP | GT | NG | 60.5 | 0.05 | 26272.171 | 20635.451 | Distributed from 923 Generation And Fuel | 2008 |  | 0 | 0 | 0 | 0 | 0 | 0 | 0 | 0 | 0 | 0 | 0 | 60.5 | 0 | 0 | 0 | 0 | 0 | 0 | 0 | 0 | 0 | 0 | 0 | 0 | 0 | 0 | 0 | 0 | 0 | 0
24 | 18497 | 2018 | NV | Clark (NVE) | 2322 | 13 | 0 | OP | GT | NG | 60.5 | 0.05 | 26272.171 | 20635.451 | Distributed from 923 Generation And Fuel | 2008 |  | 0 | 0 | 0 | 0 | 0 | 0 | 0 | 0 | 0 | 0 | 0 | 60.5 | 0 | 0 | 0 | 0 | 0 | 0 | 0 | 0 | 0 | 0 | 0 | 0 | 0 | 0 | 0 | 0 | 0 | 0
25 | 18498 | 2018 | NV | Clark (NVE) | 2322 | 14 | 0 | OP | GT | NG | 60.5 | 0.05 | 26272.171 | 20635.451 | Distributed from 923 Generation And Fuel | 2008 |  | 0 | 0 | 0 | 0 | 0 | 0 | 0 | 0 | 0 | 0 | 0 | 60.5 | 0 | 0 | 0 | 0 | 0 | 0 | 0 | 0 | 0 | 0 | 0 | 0 | 0 | 0 | 0 | 0 | 0 | 0
26 | 18499 | 2018 | NV | Clark (NVE) | 2322 | 15 | 0 | OP | GT | NG | 60.5 | 0.05 | 26272.171 | 20635.451 | Distributed from 923 Generation And Fuel | 2008 |  | 0 | 0 | 0 | 0 | 0 | 0 | 0 | 0 | 0 | 0 | 0 | 60.5 | 0 | 0 | 0 | 0 | 0 | 0 | 0 | 0 | 0 | 0 | 0 | 0 | 0 | 0 | 0 | 0 | 0 | 0
27 | 18500 | 2018 | NV | Clark (NVE) | 2322 | 16 | 0 | OP | GT | NG | 60.5 | 0.05 | 26272.171 | 20635.451 | Distributed from 923 Generation And Fuel | 2008 |  | 0 | 0 | 0 | 0 | 0 | 0 | 0 | 0 | 0 | 0 | 0 | 60.5 | 0 | 0 | 0 | 0 | 0 | 0 | 0 | 0 | 0 | 0 | 0 | 0 | 0 | 0 | 0 | 0 | 0 | 0
28 | 18501 | 2018 | NV | Clark (NVE) | 2322 | 17 | 0 | OP | GT | NG | 60.5 | 0.05 | 26272.171 | 20635.451 | Distributed from 923 Generation And Fuel | 2008 |  | 0 | 0 | 0 | 0 | 0 | 0 | 0 | 0 | 0 | 0 | 0 | 60.5 | 0 | 0 | 0 | 0 | 0 | 0 | 0 | 0 | 0 | 0 | 0 | 0 | 0 | 0 | 0 | 0 | 0 | 0
29 | 18502 | 2018 | NV | Clark (NVE) | 2322 | 18 | 0 | OP | GT | NG | 60.5 | 0.05 | 26272.171 | 20635.451 | Distributed from 923 Generation And Fuel | 2008 |  | 0 | 0 | 0 | 0 | 0 | 0 | 0 | 0 | 0 | 0 | 0 | 60.5 | 0 | 0 | 0 | 0 | 0 | 0 | 0 | 0 | 0 | 0 | 0 | 0 | 0 | 0 | 0 | 0 | 0 | 0
30 | 18503 | 2018 | NV | Clark (NVE) | 2322 | 19 | 0 | OP | GT | NG | 60.5 | 0.05 | 26272.171 | 20635.451 | Distributed from 923 Generation And Fuel | 2008 |  | 0 | 0 | 0 | 0 | 0 | 0 | 0 | 0 | 0 | 0 | 0 | 60.5 | 0 | 0 | 0 | 0 | 0 | 0 | 0 | 0 | 0 | 0 | 0 | 0 | 0 | 0 | 0 | 0 | 0 | 0
31 | 18504 | 2018 | NV | Clark (NVE) | 2322 | 20 | 0 | OP | GT | NG | 60.5 | 0.05 | 26272.171 | 20635.451 | Distributed from 923 Generation And Fuel | 2008 |  | 0 | 0 | 0 | 0 | 0 | 0 | 0 | 0 | 0 | 0 | 0 | 60.5 | 0 | 0 | 0 | 0 | 0 | 0 | 0 | 0 | 0 | 0 | 0 | 0 | 0 | 0 | 0 | 0 | 0 | 0
32 | 18505 | 2018 | NV | Clark (NVE) | 2322 | 21 | 0 | OP | GT | NG | 58.9 | 0.05 | 25577.369 | 20089.72 | Distributed from 923 Generation And Fuel | 2008 |  | 0 | 0 | 0 | 0 | 0 | 0 | 0 | 0 | 0 | 0 | 0 | 58.9 | 0 | 0 | 0 | 0 | 0 | 0 | 0 | 0 | 0 | 0 | 0 | 0 | 0 | 0 | 0 | 0 | 0 | 0
33 | 18506 | 2018 | NV | Clark (NVE) | 2322 | 22 | 0 | OP | GT | NG | 60.5 | 0.05 | 26272.171 | 20635.451 | Distributed from 923 Generation And Fuel | 2008 |  | 0 | 0 | 0 | 0 | 0 | 0 | 0 | 0 | 0 | 0 | 0 | 60.5 | 0 | 0 | 0 | 0 | 0 | 0 | 0 | 0 | 0 | 0 | 0 | 0 | 0 | 0 | 0 | 0 | 0 | 0
34 | 18507 | 2018 | NV | Clark (NVE) | 2322 | 9 | 2 | OP | CA | NG | 104.4 | 0.117 | 106664 | 107818 | EIA-923 Generator File | 1993 |  | 0 | 0 | 0 | 0 | 0 | 0 | 0 | 0 | 0 | 0 | 0 | 104.4 | 0 | 0 | 0 | 0 | 0 | 0 | 0 | 0 | 0 | 0 | 0 | 0 | 0 | 0 | 0 | 0 | 0 | 0
35 | 18508 | 2018 | NV | Clark (NVE) | 2322 | GT4 | 0 | OP | GT | NG | 72.4 | 0.05 | 31439.755 | 24694.324 | Distributed from 923 Generation And Fuel | 1973 |  | 0 | 0 | 0 | 0 | 0 | 0 | 0 | 0 | 0 | 0 | 0 | 72.4 | 0 | 0 | 0 | 0 | 0 | 0 | 0 | 0 | 0 | 0 | 0 | 0 | 0 | 0 | 0 | 0 | 0 | 0
36 | 18509 | 2018 | NV | Clark (NVE) | 2322 | GT5 | 0 | OP | CT | NG | 92.5 | 0.107 | 86771 | 86955 | EIA-923 Generator File | 1979 |  | 0 | 0 | 0 | 0 | 0 | 0 | 0 | 0 | 0 | 0 | 0 | 92.5 | 0 | 0 | 0 | 0 | 0 | 0 | 0 | 0 | 0 | 0 | 0 | 0 | 0 | 0 | 0 | 0 | 0 | 0
37 | 18510 | 2018 | NV | Clark (NVE) | 2322 | GT6 | 0 | OP | CT | NG | 92.5 | 0.111 | 89607 | 89721 | EIA-923 Generator File | 1979 |  | 0 | 0 | 0 | 0 | 0 | 0 | 0 | 0 | 0 | 0 | 0 | 92.5 | 0 | 0 | 0 | 0 | 0 | 0 | 0 | 0 | 0 | 0 | 0 | 0 | 0 | 0 | 0 | 0 | 0 | 0
38 | 18511 | 2018 | NV | Clark (NVE) | 2322 | GT7 | 0 | OP | CT | NG | 92.5 | 0.099 | 80588 | 80770 | EIA-923 Generator File | 1980 |  | 0 | 0 | 0 | 0 | 0 | 0 | 0 | 0 | 0 | 0 | 0 | 92.5 | 0 | 0 | 0 | 0 | 0 | 0 | 0 | 0 | 0 | 0 | 0 | 0 | 0 | 0 | 0 | 0 | 0 | 0
39 | 18512 | 2018 | NV | Clark (NVE) | 2322 | GT8 | 0 | OP | CT | NG | 92.5 | 0.108 | 87181 | 87426 | EIA-923 Generator File | 1982 |  | 0 | 0 | 0 | 0 | 0 | 0 | 0 | 0 | 0 | 0 | 0 | 92.5 | 0 | 0 | 0 | 0 | 0 | 0 | 0 | 0 | 0 | 0 | 0 | 0 | 0 | 0 | 0 | 0 | 0 | 0
40 | 18516 | 2018 | NV | CM10 | 56944 | PV01 | 0 | OP | PV | SUN | 10 | 0.224 | 19595 | 10379 | Distributed from 923 Generation And Fuel | 2008 |  | 0 | 0 | 0 | 0 | 0 | 0 | 0 | 0 | 0 | 0 | 0 | 0 | 0 | 0 | 0 | 0 | 0 | 0 | 0 | 0 | 0 | 0 | 0 | 10 | 0 | 0 | 0 | 0 | 0 | 0
41 | 18517 | 2018 | NV | CM48 | 57205 | PV02 | 0 | OP | PV | SUN | 8 | 0.238 | 16700.833 | 8845.667 | Distributed from 923 Generation And Fuel | 2010 |  | 0 | 0 | 0 | 0 | 0 | 0 | 0 | 0 | 0 | 0 | 0 | 0 | 0 | 0 | 0 | 0 | 0 | 0 | 0 | 0 | 0 | 0 | 0 | 8 | 0 | 0 | 0 | 0 | 0 | 0
42 | 18518 | 2018 | NV | CM48 | 57205 | PV03 | 0 | OP | PV | SUN | 10 | 0.238 | 20876.042 | 11057.083 | Distributed from 923 Generation And Fuel | 2010 |  | 0 | 0 | 0 | 0 | 0 | 0 | 0 | 0 | 0 | 0 | 0 | 0 | 0 | 0 | 0 | 0 | 0 | 0 | 0 | 0 | 0 | 0 | 0 | 10 | 0 | 0 | 0 | 0 | 0 | 0
43 | 18519 | 2018 | NV | CM48 | 57205 | PV04 | 0 | OP | PV | SUN | 10 | 0.238 | 20876.042 | 11057.083 | Distributed from 923 Generation And Fuel | 2010 |  | 0 | 0 | 0 | 0 | 0 | 0 | 0 | 0 | 0 | 0 | 0 | 0 | 0 | 0 | 0 | 0 | 0 | 0 | 0 | 0 | 0 | 0 | 0 | 10 | 0 | 0 | 0 | 0 | 0 | 0
44 | 18520 | 2018 | NV | CM48 | 57205 | PV05 | 0 | OP | PV | SUN | 10 | 0.238 | 20876.042 | 11057.083 | Distributed from 923 Generation And Fuel | 2010 |  | 0 | 0 | 0 | 0 | 0 | 0 | 0 | 0 | 0 | 0 | 0 | 0 | 0 | 0 | 0 | 0 | 0 | 0 | 0 | 0 | 0 | 0 | 0 | 10 | 0 | 0 | 0 | 0 | 0 | 0
45 | 18521 | 2018 | NV | CM48 | 57205 | PV06 | 0 | OP | PV | SUN | 10 | 0.238 | 20876.042 | 11057.083 | Distributed from 923 Generation And Fuel | 2010 |  | 0 | 0 | 0 | 0 | 0 | 0 | 0 | 0 | 0 | 0 | 0 | 0 | 0 | 0 | 0 | 0 | 0 | 0 | 0 | 0 | 0 | 0 | 0 | 10 | 0 | 0 | 0 | 0 | 0 | 0
46 | 18522 | 2018 | NV | Copper Mountain Solar 2 | 58017 | PV01 | 0 | OP | PV | SUN | 30 | 0.272 | 71585.844 | 37916.104 | Distributed from 923 Generation And Fuel | 2012 |  | 0 | 0 | 0 | 0 | 0 | 0 | 0 | 0 | 0 | 0 | 0 | 0 | 0 | 0 | 0 | 0 | 0 | 0 | 0 | 0 | 0 | 0 | 0 | 30 | 0 | 0 | 0 | 0 | 0 | 0
47 | 18523 | 2018 | NV | Copper Mountain Solar 2 | 58017 | PV02 | 0 | OP | PV | SUN | 30 | 0.272 | 71585.844 | 37916.104 | Distributed from 923 Generation And Fuel | 2012 |  | 0 | 0 | 0 | 0 | 0 | 0 | 0 | 0 | 0 | 0 | 0 | 0 | 0 | 0 | 0 | 0 | 0 | 0 | 0 | 0 | 0 | 0 | 0 | 30 | 0 | 0 | 0 | 0 | 0 | 0
48 | 18524 | 2018 | NV | Copper Mountain Solar 2 | 58017 | PV03 | 0 | OP | PV | SUN | 34 | 0.272 | 81130.623 | 42971.584 | Distributed from 923 Generation And Fuel | 2012 |  | 0 | 0 | 0 | 0 | 0 | 0 | 0 | 0 | 0 | 0 | 0 | 0 | 0 | 0 | 0 | 0 | 0 | 0 | 0 | 0 | 0 | 0 | 0 | 34 | 0 | 0 | 0 | 0 | 0 | 0
49 | 18525 | 2018 | NV | Copper Mountain Solar 2 | 58017 | PV04 | 0 | OP | PV | SUN | 30 | 0.272 | 71585.844 | 37916.104 | Distributed from 923 Generation And Fuel | 2015 |  | 0 | 0 | 0 | 0 | 0 | 0 | 0 | 0 | 0 | 0 | 0 | 0 | 0 | 0 | 0 | 0 | 0 | 0 | 0 | 0 | 0 | 0 | 0 | 30 | 0 | 0 | 0 | 0 | 0 | 0
50 | 18526 | 2018 | NV | Copper Mountain Solar 2 | 58017 | PV05 | 0 | OP | PV | SUN | 30 | 0.272 | 71585.844 | 37916.104 | Distributed from 923 Generation And Fuel | 2015 |  | 0 | 0 | 0 | 0 | 0 | 0 | 0 | 0 | 0 | 0 | 0 | 0 | 0 | 0 | 0 | 0 | 0 | 0 | 0 | 0 | 0 | 0 | 0 | 30 | 0 | 0 | 0 | 0 | 0 | 0
51 | 18527 | 2018 | NV | Copper Mountain Solar 3 | 58915 | 1 | 0 | OP | PV | SUN | 26 | 0.275 | 62590.259 | 30352.604 | Distributed from 923 Generation And Fuel | 2014 |  | 0 | 0 | 0 | 0 | 0 | 0 | 0 | 0 | 0 | 0 | 0 | 0 | 0 | 0 | 0 | 0 | 0 | 0 | 0 | 0 | 0 | 0 | 0 | 26 | 0 | 0 | 0 | 0 | 0 | 0
52 | 18528 | 2018 | NV | Copper Mountain Solar 3 | 58915 | 10 | 0 | OP | PV | SUN | 21 | 0.275 | 50553.671 | 24515.565 | Distributed from 923 Generation And Fuel | 2015 |  | 0 | 0 | 0 | 0 | 0 | 0 | 0 | 0 | 0 | 0 | 0 | 0 | 0 | 0 | 0 | 0 | 0 | 0 | 0 | 0 | 0 | 0 | 0 | 21 | 0 | 0 | 0 | 0 | 0 | 0
53 | 18529 | 2018 | NV | Copper Mountain Solar 3 | 58915 | 2 | 0 | OP | PV | SUN | 27 | 0.275 | 64997.576 | 31520.012 | Distributed from 923 Generation And Fuel | 2014 |  | 0 | 0 | 0 | 0 | 0 | 0 | 0 | 0 | 0 | 0 | 0 | 0 | 0 | 0 | 0 | 0 | 0 | 0 | 0 | 0 | 0 | 0 | 0 | 27 | 0 | 0 | 0 | 0 | 0 | 0
54 | 18530 | 2018 | NV | Copper Mountain Solar 3 | 58915 | 3 | 0 | OP | PV | SUN | 26 | 0.275 | 62590.259 | 30352.604 | Distributed from 923 Generation And Fuel | 2014 |  | 0 | 0 | 0 | 0 | 0 | 0 | 0 | 0 | 0 | 0 | 0 | 0 | 0 | 0 | 0 | 0 | 0 | 0 | 0 | 0 | 0 | 0 | 0 | 26 | 0 | 0 | 0 | 0 | 0 | 0
55 | 18531 | 2018 | NV | Copper Mountain Solar 3 | 58915 | 4 | 0 | OP | PV | SUN | 28 | 0.275 | 67404.894 | 32687.42 | Distributed from 923 Generation And Fuel | 2014 |  | 0 | 0 | 0 | 0 | 0 | 0 | 0 | 0 | 0 | 0 | 0 | 0 | 0 | 0 | 0 | 0 | 0 | 0 | 0 | 0 | 0 | 0 | 0 | 28 | 0 | 0 | 0 | 0 | 0 | 0
56 | 18532 | 2018 | NV | Copper Mountain Solar 3 | 58915 | 5 | 0 | OP | PV | SUN | 25 | 0.275 | 60182.941 | 29185.196 | Distributed from 923 Generation And Fuel | 2014 |  | 0 | 0 | 0 | 0 | 0 | 0 | 0 | 0 | 0 | 0 | 0 | 0 | 0 | 0 | 0 | 0 | 0 | 0 | 0 | 0 | 0 | 0 | 0 | 25 | 0 | 0 | 0 | 0 | 0 | 0
57 | 18533 | 2018 | NV | Copper Mountain Solar 3 | 58915 | 6 | 0 | OP | PV | SUN | 26 | 0.275 | 62590.259 | 30352.604 | Distributed from 923 Generation And Fuel | 2014 |  | 0 | 0 | 0 | 0 | 0 | 0 | 0 | 0 | 0 | 0 | 0 | 0 | 0 | 0 | 0 | 0 | 0 | 0 | 0 | 0 | 0 | 0 | 0 | 26 | 0 | 0 | 0 | 0 | 0 | 0
58 | 18534 | 2018 | NV | Copper Mountain Solar 3 | 58915 | 7 | 0 | OP | PV | SUN | 26 | 0.275 | 62590.259 | 30352.604 | Distributed from 923 Generation And Fuel | 2014 |  | 0 | 0 | 0 | 0 | 0 | 0 | 0 | 0 | 0 | 0 | 0 | 0 | 0 | 0 | 0 | 0 | 0 | 0 | 0 | 0 | 0 | 0 | 0 | 26 | 0 | 0 | 0 | 0 | 0 | 0
59 | 18535 | 2018 | NV | Copper Mountain Solar 3 | 58915 | 8 | 0 | OP | PV | SUN | 26 | 0.275 | 62590.259 | 30352.604 | Distributed from 923 Generation And Fuel | 2014 |  | 0 | 0 | 0 | 0 | 0 | 0 | 0 | 0 | 0 | 0 | 0 | 0 | 0 | 0 | 0 | 0 | 0 | 0 | 0 | 0 | 0 | 0 | 0 | 26 | 0 | 0 | 0 | 0 | 0 | 0
60 | 18536 | 2018 | NV | Copper Mountain Solar 3 | 58915 | 9 | 0 | OP | PV | SUN | 24 | 0.275 | 57775.624 | 28017.788 | Distributed from 923 Generation And Fuel | 2015 |  | 0 | 0 | 0 | 0 | 0 | 0 | 0 | 0 | 0 | 0 | 0 | 0 | 0 | 0 | 0 | 0 | 0 | 0 | 0 | 0 | 0 | 0 | 0 | 24 | 0 | 0 | 0 | 0 | 0 | 0
61 | 18537 | 2018 | NV | Copper Mountain Solar 4, LLC | 59814 | PV01 | 0 | OP | PV | SUN | 51.8 | 0.322 | 146007.929 | 77334.19 | Distributed from 923 Generation And Fuel | 2016 |  | 0 | 0 | 0 | 0 | 0 | 0 | 0 | 0 | 0 | 0 | 0 | 0 | 0 | 0 | 0 | 0 | 0 | 0 | 0 | 0 | 0 | 0 | 0 | 51.8 | 0 | 0 | 0 | 0 | 0 | 0
62 | 18538 | 2018 | NV | Copper Mountain Solar 4, LLC | 59814 | PV02 | 0 | OP | PV | SUN | 41.8 | 0.322 | 117821.071 | 62404.81 | Distributed from 923 Generation And Fuel | 2016 |  | 0 | 0 | 0 | 0 | 0 | 0 | 0 | 0 | 0 | 0 | 0 | 0 | 0 | 0 | 0 | 0 | 0 | 0 | 0 | 0 | 0 | 0 | 0 | 41.8 | 0 | 0 | 0 | 0 | 0 | 0
63 | 18539 | 2018 | NV | Crescent Dunes Solar Energy | 57275 | TSE-1 | 2 | OP | CP | SUN | 125 | 0.179 | 195810 | 132590 | Distributed from 923 Generation And Fuel | 2015 |  | 0 | 0 | 0 | 0 | 0 | 0 | 0 | 0 | 0 | 0 | 0 | 0 | 0 | 0 | 0 | 0 | 0 | 0 | 0 | 0 | 0 | 0 | 0 | 125 | 0 | 0 | 0 | 0 | 0 | 0
64 | 18541 | 2018 | NV | Desert Peak Power Plant | 10018 | GEN2 | 0 | OP | BT | GEO | 15 | 0.401 | 52673.654 | 22216.154 | Distributed from 923 Generation And Fuel | 2006 |  | 0 | 0 | 0 | 0 | 0 | 15 | 0 | 0 | 0 | 0 | 0 | 0 | 0 | 0 | 0 | 0 | 0 | 0 | 0 | 0 | 0 | 0 | 0 | 0 | 0 | 0 | 0 | 0 | 0 | 0
65 | 18542 | 2018 | NV | Desert Peak Power Plant | 10018 | OEC2 | 0 | OP | BT | GEO | 11 | 0.401 | 38627.346 | 16291.846 | Distributed from 923 Generation And Fuel | 2006 |  | 0 | 0 | 0 | 0 | 0 | 11 | 0 | 0 | 0 | 0 | 0 | 0 | 0 | 0 | 0 | 0 | 0 | 0 | 0 | 0 | 0 | 0 | 0 | 0 | 0 | 0 | 0 | 0 | 0 | 0
66 | 18544 | 2018 | NV | Desert Star Energy Center | 55077 | ED01 | 0 | OP | CT | NG | 170 | 0.352 | 524525 | 235810 | EIA-923 Generator File | 2000 |  | 0 | 0 | 0 | 0 | 0 | 0 | 0 | 0 | 0 | 0 | 0 | 170 | 0 | 0 | 0 | 0 | 0 | 0 | 0 | 0 | 0 | 0 | 0 | 0 | 0 | 0 | 0 | 0 | 0 | 0
67 | 18545 | 2018 | NV | Desert Star Energy Center | 55077 | ED02 | 0 | OP | CT | NG | 170 | 0.347 | 516520 | 214570 | EIA-923 Generator File | 2000 |  | 0 | 0 | 0 | 0 | 0 | 0 | 0 | 0 | 0 | 0 | 0 | 170 | 0 | 0 | 0 | 0 | 0 | 0 | 0 | 0 | 0 | 0 | 0 | 0 | 0 | 0 | 0 | 0 | 0 | 0
68 | 18546 | 2018 | NV | Desert Star Energy Center | 55077 | ED03 | 2 | OP | CA | NG | 196 | 0.36 | 618877 | 270277 | EIA-923 Generator File | 2000 |  | 0 | 0 | 0 | 0 | 0 | 0 | 0 | 0 | 0 | 0 | 0 | 196 | 0 | 0 | 0 | 0 | 0 | 0 | 0 | 0 | 0 | 0 | 0 | 0 | 0 | 0 | 0 | 0 | 0 | 0
69 | 18547 | 2018 | NV | Dignity - San Martin | 61862 | PV1 | 0 | OP | PV | SUN | 1.7 | 0.144 | 2142 | 1583 | Distributed from 923 Generation And Fuel | 2018 |  | 0 | 0 | 0 | 0 | 0 | 0 | 0 | 0 | 0 | 0 | 0 | 0 | 0 | 0 | 0 | 0 | 0 | 0 | 0 | 0 | 0 | 0 | 0 | 1.7 | 0 | 0 | 0 | 0 | 0 | 0
70 | 18548 | 2018 | NV | Dignity - Siena Campus | 61825 | PV1 | 0 | OP | PV | SUN | 1.4 | 0.144 | 1770 | 1308 | Distributed from 923 Generation And Fuel | 2018 |  | 0 | 0 | 0 | 0 | 0 | 0 | 0 | 0 | 0 | 0 | 0 | 0 | 0 | 0 | 0 | 0 | 0 | 0 | 0 | 0 | 0 | 0 | 0 | 1.4 | 0 | 0 | 0 | 0 | 0 | 0
71 | 18550 | 2018 | NV | Don A Campbell 1 Geothermal | 58533 | 1 | 0 | OP | BT | GEO | 22.5 | 0.853 | 168039 | 70875 | Distributed from 923 Generation And Fuel | 2014 |  | 0 | 0 | 0 | 0 | 0 | 22.5 | 0 | 0 | 0 | 0 | 0 | 0 | 0 | 0 | 0 | 0 | 0 | 0 | 0 | 0 | 0 | 0 | 0 | 0 | 0 | 0 | 0 | 0 | 0 | 0
72 | 18551 | 2018 | NV | Don A Campbell 2 Geothermal | 60419 | DAC2G | 0 | OP | BT | GEO | 25 | 0.726 | 158933 | 67034 | Distributed from 923 Generation And Fuel | 2015 |  | 0 | 0 | 0 | 0 | 0 | 25 | 0 | 0 | 0 | 0 | 0 | 0 | 0 | 0 | 0 | 0 | 0 | 0 | 0 | 0 | 0 | 0 | 0 | 0 | 0 | 0 | 0 | 0 | 0 | 0
73 | 18553 | 2018 | NV | EGP Stillwater Solar PV II, LLC | 61809 | STWII | 0 | OP | PV | SUN | 20 | 0.226 | 39522 | 27488 | Distributed from 923 Generation And Fuel | 2018 |  | 0 | 0 | 0 | 0 | 0 | 0 | 0 | 0 | 0 | 0 | 0 | 0 | 0 | 0 | 0 | 0 | 0 | 0 | 0 | 0 | 0 | 0 | 0 | 20 | 0 | 0 | 0 | 0 | 0 | 0
74 | 18560 | 2018 | NV | ENEL Salt Wells LLC | 57213 | 101 | 0 | OP | BT | GEO | 11.8 | 0.475 | 49146.5 | 20728.5 | Distributed from 923 Generation And Fuel | 2009 |  | 0 | 0 | 0 | 0 | 0 | 11.8 | 0 | 0 | 0 | 0 | 0 | 0 | 0 | 0 | 0 | 0 | 0 | 0 | 0 | 0 | 0 | 0 | 0 | 0 | 0 | 0 | 0 | 0 | 0 | 0
75 | 18561 | 2018 | NV | ENEL Salt Wells LLC | 57213 | 201 | 0 | OP | BT | GEO | 11.8 | 0.475 | 49146.5 | 20728.5 | Distributed from 923 Generation And Fuel | 2009 |  | 0 | 0 | 0 | 0 | 0 | 11.8 | 0 | 0 | 0 | 0 | 0 | 0 | 0 | 0 | 0 | 0 | 0 | 0 | 0 | 0 | 0 | 0 | 0 | 0 | 0 | 0 | 0 | 0 | 0 | 0
76 | 18563 | 2018 | NV | Fleish | 6513 | 1 | 0 | OP | HY | WAT | 2 | 0.838 | 14677 | 8102 | Distributed from 923 Generation And Fuel | 1914 |  | 0 | 0 | 0 | 0 | 0 | 0 | 0 | 0 | 0 | 0 | 0 | 0 | 0 | 0 | 0 | 0 | 0 | 0 | 0 | 0 | 0 | 0 | 0 | 0 | 2 | 0 | 0 | 0 | 0 | 0
77 | 18564 | 2018 | NV | Fort Churchill | 2330 | 1 | 1 | OP | ST | NG | 115 | 0.259 | 261324 | 172284 | EIA-923 Generator File | 1968 | 2025 | 0 | 0 | 0 | 0 | 0 | 0 | 0 | 0 | 0 | 0 | 0 | 115 | 0 | 0 | 0 | 0 | 0 | 0 | 0 | 0 | 0 | 0 | 0 | 0 | 0 | 0 | 0 | 0 | 0 | 0
78 | 18565 | 2018 | NV | Fort Churchill | 2330 | 2 | 1 | OP | ST | NG | 115 | 0.217 | 218495 | 162209 | EIA-923 Generator File | 1971 | 2021 | 0 | 0 | 0 | 0 | 0 | 0 | 0 | 0 | 0 | 0 | 0 | 115 | 0 | 0 | 0 | 0 | 0 | 0 | 0 | 0 | 0 | 0 | 0 | 0 | 0 | 0 | 0 | 0 | 0 | 0
79 | 18566 | 2018 | NV | Ft. Churchill PV | 59472 | NVC7 | 0 | OP | PV | SUN | 19.9 | 0.203 | 35396 | 18748 | Distributed from 923 Generation And Fuel | 2015 |  | 0 | 0 | 0 | 0 | 0 | 0 | 0 | 0 | 0 | 0 | 0 | 0 | 0 | 0 | 0 | 0 | 0 | 0 | 0 | 0 | 0 | 0 | 0 | 19.9 | 0 | 0 | 0 | 0 | 0 | 0
80 | 18569 | 2018 | NV | Galena 2 Geothermal Power Plant | 56540 | GEN1 | 0 | OP | BT | GEO | 13.5 | 0.264 | 31238 | 13175 | Distributed from 923 Generation And Fuel | 2007 |  | 0 | 0 | 0 | 0 | 0 | 13.5 | 0 | 0 | 0 | 0 | 0 | 0 | 0 | 0 | 0 | 0 | 0 | 0 | 0 | 0 | 0 | 0 | 0 | 0 | 0 | 0 | 0 | 0 | 0 | 0
81 | 18570 | 2018 | NV | Galena 3 Geothermal Power Plant | 56541 | GEN1 | 0 | OP | BT | GEO | 15 | 0.492 | 64590.5 | 27242.5 | Distributed from 923 Generation And Fuel | 2008 |  | 0 | 0 | 0 | 0 | 0 | 15 | 0 | 0 | 0 | 0 | 0 | 0 | 0 | 0 | 0 | 0 | 0 | 0 | 0 | 0 | 0 | 0 | 0 | 0 | 0 | 0 | 0 | 0 | 0 | 0
82 | 18571 | 2018 | NV | Galena 3 Geothermal Power Plant | 56541 | GEN2 | 0 | OP | BT | GEO | 15 | 0.492 | 64590.5 | 27242.5 | Distributed from 923 Generation And Fuel | 2008 |  | 0 | 0 | 0 | 0 | 0 | 15 | 0 | 0 | 0 | 0 | 0 | 0 | 0 | 0 | 0 | 0 | 0 | 0 | 0 | 0 | 0 | 0 | 0 | 0 | 0 | 0 | 0 | 0 | 0 | 0
83 | 18572 | 2018 | NV | Goodsprings Waste Heat Recovery | 57684 | HR1 | 1 | OP | ST | WH | 7.5 | 0.438 | 28782 | 12746 | Distributed from 923 Generation And Fuel | 2010 |  | 0 | 0 | 0 | 0 | 0 | 0 | 0 | 0 | 0 | 0 | 0 | 0 | 0 | 0 | 0 | 0 | 0 | 0 | 0 | 0 | 0 | 0 | 0 | 0 | 0 | 0 | 0 | 0 | 7.5 | 0
84 | 18573 | 2018 | NV | Harry Allen | 7082 | 5 | 0 | OP | CT | NG | 167.5 | 0.75 | 1100567 | 456221 | EIA-923 Generator File | 2011 |  | 0 | 0 | 0 | 0 | 0 | 0 | 0 | 0 | 0 | 0 | 0 | 167.5 | 0 | 0 | 0 | 0 | 0 | 0 | 0 | 0 | 0 | 0 | 0 | 0 | 0 | 0 | 0 | 0 | 0 | 0
85 | 18574 | 2018 | NV | Harry Allen | 7082 | 6 | 0 | OP | CT | NG | 167.5 | 0.773 | 1134195 | 469406 | EIA-923 Generator File | 2011 |  | 0 | 0 | 0 | 0 | 0 | 0 | 0 | 0 | 0 | 0 | 0 | 167.5 | 0 | 0 | 0 | 0 | 0 | 0 | 0 | 0 | 0 | 0 | 0 | 0 | 0 | 0 | 0 | 0 | 0 | 0
86 | 18575 | 2018 | NV | Harry Allen | 7082 | 7 | 2 | OP | CA | NG | 223.5 | 0.667 | 1305383 | 550069 | EIA-923 Generator File | 2011 |  | 0 | 0 | 0 | 0 | 0 | 0 | 0 | 0 | 0 | 0 | 0 | 223.5 | 0 | 0 | 0 | 0 | 0 | 0 | 0 | 0 | 0 | 0 | 0 | 0 | 0 | 0 | 0 | 0 | 0 | 0
87 | 18576 | 2018 | NV | Harry Allen | 7082 | GT1 | 0 | OP | GT | NG | 101.5 | 0.077 | 68611.823 | 48920.279 | Distributed from 923 Generation And Fuel | 1995 |  | 0 | 0 | 0 | 0 | 0 | 0 | 0 | 0 | 0 | 0 | 0 | 101.5 | 0 | 0 | 0 | 0 | 0 | 0 | 0 | 0 | 0 | 0 | 0 | 0 | 0 | 0 | 0 | 0 | 0 | 0
88 | 18577 | 2018 | NV | Harry Allen | 7082 | GT4 | 0 | OP | GT | NG | 85 | 0.077 | 57458.177 | 40967.721 | Distributed from 923 Generation And Fuel | 2006 |  | 0 | 0 | 0 | 0 | 0 | 0 | 0 | 0 | 0 | 0 | 0 | 85 | 0 | 0 | 0 | 0 | 0 | 0 | 0 | 0 | 0 | 0 | 0 | 0 | 0 | 0 | 0 | 0 | 0 | 0
89 | 18578 | 2018 | NV | Higgins Generating Station | 55687 | A01 | 0 | OP | CT | NG | 178 | 0.491 | 766279 | 384064 | EIA-923 Generator File | 2004 |  | 0 | 0 | 0 | 0 | 0 | 0 | 0 | 0 | 0 | 0 | 0 | 178 | 0 | 0 | 0 | 0 | 0 | 0 | 0 | 0 | 0 | 0 | 0 | 0 | 0 | 0 | 0 | 0 | 0 | 0
90 | 18579 | 2018 | NV | Higgins Generating Station | 55687 | A02 | 0 | OP | CT | NG | 178 | 0.426 | 664021 | 345751 | EIA-923 Generator File | 2004 |  | 0 | 0 | 0 | 0 | 0 | 0 | 0 | 0 | 0 | 0 | 0 | 178 | 0 | 0 | 0 | 0 | 0 | 0 | 0 | 0 | 0 | 0 | 0 | 0 | 0 | 0 | 0 | 0 | 0 | 0
91 | 18580 | 2018 | NV | Higgins Generating Station | 55687 | ST1 | 2 | OP | CA | NG | 332.4 | 0.258 | 750051 | 359225 | EIA-923 Generator File | 2004 |  | 0 | 0 | 0 | 0 | 0 | 0 | 0 | 0 | 0 | 0 | 0 | 332.4 | 0 | 0 | 0 | 0 | 0 | 0 | 0 | 0 | 0 | 0 | 0 | 0 | 0 | 0 | 0 | 0 | 0 | 0
92 | 18581 | 2018 | NV | Hoover Dam (NV) | 154 | N0 | 0 | OP | HY | WAT | 2.4 | 0.199 | 4190.062 | 2056.48 | Distributed from 923 Generation And Fuel | 1936 |  | 0 | 0 | 0 | 0 | 0 | 0 | 0 | 0 | 0 | 0 | 0 | 0 | 0 | 0 | 0 | 0 | 0 | 0 | 0 | 0 | 0 | 0 | 0 | 0 | 2.4 | 0 | 0 | 0 | 0 | 0
93 | 18582 | 2018 | NV | Hoover Dam (NV) | 154 | N1 | 0 | OP | HY | WAT | 130 | 0.199 | 226961.689 | 111392.64 | Distributed from 923 Generation And Fuel | 1936 |  | 0 | 0 | 0 | 0 | 0 | 0 | 0 | 0 | 0 | 0 | 0 | 0 | 0 | 0 | 0 | 0 | 0 | 0 | 0 | 0 | 0 | 0 | 0 | 0 | 130 | 0 | 0 | 0 | 0 | 0
94 | 18583 | 2018 | NV | Hoover Dam (NV) | 154 | N2 | 0 | OP | HY | WAT | 130 | 0.199 | 226961.689 | 111392.64 | Distributed from 923 Generation And Fuel | 1936 |  | 0 | 0 | 0 | 0 | 0 | 0 | 0 | 0 | 0 | 0 | 0 | 0 | 0 | 0 | 0 | 0 | 0 | 0 | 0 | 0 | 0 | 0 | 0 | 0 | 130 | 0 | 0 | 0 | 0 | 0
95 | 18584 | 2018 | NV | Hoover Dam (NV) | 154 | N3 | 0 | OP | HY | WAT | 130 | 0.199 | 226961.689 | 111392.64 | Distributed from 923 Generation And Fuel | 1937 |  | 0 | 0 | 0 | 0 | 0 | 0 | 0 | 0 | 0 | 0 | 0 | 0 | 0 | 0 | 0 | 0 | 0 | 0 | 0 | 0 | 0 | 0 | 0 | 0 | 130 | 0 | 0 | 0 | 0 | 0
96 | 18585 | 2018 | NV | Hoover Dam (NV) | 154 | N4 | 0 | OP | HY | WAT | 130 | 0.199 | 226961.689 | 111392.64 | Distributed from 923 Generation And Fuel | 1936 |  | 0 | 0 | 0 | 0 | 0 | 0 | 0 | 0 | 0 | 0 | 0 | 0 | 0 | 0 | 0 | 0 | 0 | 0 | 0 | 0 | 0 | 0 | 0 | 0 | 130 | 0 | 0 | 0 | 0 | 0
97 | 18586 | 2018 | NV | Hoover Dam (NV) | 154 | N5 | 0 | OP | HY | WAT | 130 | 0.199 | 226961.689 | 111392.64 | Distributed from 923 Generation And Fuel | 1938 |  | 0 | 0 | 0 | 0 | 0 | 0 | 0 | 0 | 0 | 0 | 0 | 0 | 0 | 0 | 0 | 0 | 0 | 0 | 0 | 0 | 0 | 0 | 0 | 0 | 130 | 0 | 0 | 0 | 0 | 0
98 | 18587 | 2018 | NV | Hoover Dam (NV) | 154 | N6 | 0 | OP | HY | WAT | 130 | 0.199 | 226961.689 | 111392.64 | Distributed from 923 Generation And Fuel | 1938 |  | 0 | 0 | 0 | 0 | 0 | 0 | 0 | 0 | 0 | 0 | 0 | 0 | 0 | 0 | 0 | 0 | 0 | 0 | 0 | 0 | 0 | 0 | 0 | 0 | 130 | 0 | 0 | 0 | 0 | 0
99 | 18588 | 2018 | NV | Hoover Dam (NV) | 154 | N7 | 0 | OP | HY | WAT | 127 | 0.199 | 221724.112 | 108822.041 | Distributed from 923 Generation And Fuel | 1944 |  | 0 | 0 | 0 | 0 | 0 | 0 | 0 | 0 | 0 | 0 | 0 | 0 | 0 | 0 | 0 | 0 | 0 | 0 | 0 | 0 | 0 | 0 | 0 | 0 | 127 | 0 | 0 | 0 | 0 | 0
100 | 18589 | 2018 | NV | Hoover Dam (NV) | 154 | N8 | 0 | OP | HY | WAT | 130 | 0.199 | 226961.689 | 111392.64 | Distributed from 923 Generation And Fuel | 1961 |  | 0 | 0 | 0 | 0 | 0 | 0 | 0 | 0 | 0 | 0 | 0 | 0 | 0 | 0 | 0 | 0 | 0 | 0 | 0 | 0 | 0 | 0 | 0 | 0 | 130 | 0 | 0 | 0 | 0 | 0
101 | 18590 | 2018 | NV | IKEA Las Vegas 462 | 61193 | PV | 0 | OP | PV | SUN | 1 | 0.162 | 1416 | 750 | Distributed from 923 Generation And Fuel | 2016 |  | 0 | 0 | 0 | 0 | 0 | 0 | 0 | 0 | 0 | 0 | 0 | 0 | 0 | 0 | 0 | 0 | 0 | 0 | 0 | 0 | 0 | 0 | 0 | 1 | 0 | 0 | 0 | 0 | 0 | 0
102 | 18591 | 2018 | NV | Jersey Valley Geothermal Power Plant | 57376 | OEC 1 | 0 | OP | BT | GEO | 16 | 0.35 | 49013.787 | 20672.681 | Distributed from 923 Generation And Fuel | 2010 |  | 0 | 0 | 0 | 0 | 0 | 16 | 0 | 0 | 0 | 0 | 0 | 0 | 0 | 0 | 0 | 0 | 0 | 0 | 0 | 0 | 0 | 0 | 0 | 0 | 0 | 0 | 0 | 0 | 0 | 0
103 | 18592 | 2018 | NV | Jersey Valley Geothermal Power Plant | 57376 | OEC 2 | 0 | OP | BT | GEO | 7.5 | 0.35 | 22975.213 | 9690.319 | Distributed from 923 Generation And Fuel | 2010 |  | 0 | 0 | 0 | 0 | 0 | 7.5 | 0 | 0 | 0 | 0 | 0 | 0 | 0 | 0 | 0 | 0 | 0 | 0 | 0 | 0 | 0 | 0 | 0 | 0 | 0 | 0 | 0 | 0 | 0 | 0
104 | 18593 | 2018 | NV | Lahontan | 6521 | 1 | 0 | OP | HY | WAT | 0.6 | 0.28 | 1473 | 667.667 | Distributed from 923 Generation And Fuel | 1911 |  | 0 | 0 | 0 | 0 | 0 | 0 | 0 | 0 | 0 | 0 | 0 | 0 | 0 | 0 | 0 | 0 | 0 | 0 | 0 | 0 | 0 | 0 | 0 | 0 | 0.6 | 0 | 0 | 0 | 0 | 0
105 | 18594 | 2018 | NV | Lahontan | 6521 | 2 | 0 | OP | HY | WAT | 0.6 | 0.28 | 1473 | 667.667 | Distributed from 923 Generation And Fuel | 1911 |  | 0 | 0 | 0 | 0 | 0 | 0 | 0 | 0 | 0 | 0 | 0 | 0 | 0 | 0 | 0 | 0 | 0 | 0 | 0 | 0 | 0 | 0 | 0 | 0 | 0.6 | 0 | 0 | 0 | 0 | 0
106 | 18595 | 2018 | NV | Lahontan | 6521 | 3 | 0 | OP | HY | WAT | 0.6 | 0.28 | 1473 | 667.667 | Distributed from 923 Generation And Fuel | 1911 |  | 0 | 0 | 0 | 0 | 0 | 0 | 0 | 0 | 0 | 0 | 0 | 0 | 0 | 0 | 0 | 0 | 0 | 0 | 0 | 0 | 0 | 0 | 0 | 0 | 0.6 | 0 | 0 | 0 | 0 | 0
107 | 18598 | 2018 | NV | Las Vegas Generating Station | 10761 | GEN1 | 0 | OP | CT | NG | 49.8 | 0.105 | 45742 | 45347 | EIA-923 Generator File | 1994 |  | 0 | 0 | 0 | 0 | 0 | 0 | 0 | 0 | 0 | 0 | 0 | 49.8 | 0 | 0 | 0 | 0 | 0 | 0 | 0 | 0 | 0 | 0 | 0 | 0 | 0 | 0 | 0 | 0 | 0 | 0
108 | 18599 | 2018 | NV | Las Vegas Generating Station | 10761 | GEN2 | 1 | OP | CA | NG | 11.5 | 0.104 | 10471 | 10278 | EIA-923 Generator File | 1994 |  | 0 | 0 | 0 | 0 | 0 | 0 | 0 | 0 | 0 | 0 | 0 | 11.5 | 0 | 0 | 0 | 0 | 0 | 0 | 0 | 0 | 0 | 0 | 0 | 0 | 0 | 0 | 0 | 0 | 0 | 0
109 | 18600 | 2018 | NV | Las Vegas Generating Station | 10761 | GEN3 | 0 | OP | CT | NG | 60.5 | 0.1 | 52955 | 49616 | EIA-923 Generator File | 2003 |  | 0 | 0 | 0 | 0 | 0 | 0 | 0 | 0 | 0 | 0 | 0 | 60.5 | 0 | 0 | 0 | 0 | 0 | 0 | 0 | 0 | 0 | 0 | 0 | 0 | 0 | 0 | 0 | 0 | 0 | 0
110 | 18601 | 2018 | NV | Las Vegas Generating Station | 10761 | GEN4 | 0 | OP | CT | NG | 60.5 | 0.098 | 52126 | 48730 | EIA-923 Generator File | 2003 |  | 0 | 0 | 0 | 0 | 0 | 0 | 0 | 0 | 0 | 0 | 0 | 60.5 | 0 | 0 | 0 | 0 | 0 | 0 | 0 | 0 | 0 | 0 | 0 | 0 | 0 | 0 | 0 | 0 | 0 | 0
111 | 18602 | 2018 | NV | Las Vegas Generating Station | 10761 | GEN5 | 0 | OP | CT | NG | 60.5 | 0.108 | 57337 | 54214 | EIA-923 Generator File | 2003 |  | 0 | 0 | 0 | 0 | 0 | 0 | 0 | 0 | 0 | 0 | 0 | 60.5 | 0 | 0 | 0 | 0 | 0 | 0 | 0 | 0 | 0 | 0 | 0 | 0 | 0 | 0 | 0 | 0 | 0 | 0
112 | 18603 | 2018 | NV | Las Vegas Generating Station | 10761 | GEN6 | 0 | OP | CT | NG | 60.5 | 0.11 | 58060 | 54419 | EIA-923 Generator File | 2003 |  | 0 | 0 | 0 | 0 | 0 | 0 | 0 | 0 | 0 | 0 | 0 | 60.5 | 0 | 0 | 0 | 0 | 0 | 0 | 0 | 0 | 0 | 0 | 0 | 0 | 0 | 0 | 0 | 0 | 0 | 0
113 | 18604 | 2018 | NV | Las Vegas Generating Station | 10761 | GEN7 | 1 | OP | CA | NG | 27.8 | 0.139 | 33832 | 31470 | EIA-923 Generator File | 2003 |  | 0 | 0 | 0 | 0 | 0 | 0 | 0 | 0 | 0 | 0 | 0 | 27.8 | 0 | 0 | 0 | 0 | 0 | 0 | 0 | 0 | 0 | 0 | 0 | 0 | 0 | 0 | 0 | 0 | 0 | 0
114 | 18605 | 2018 | NV | Las Vegas Generating Station | 10761 | GEN8 | 1 | OP | CA | NG | 27.8 | 0.146 | 35548 | 33333 | EIA-923 Generator File | 2003 |  | 0 | 0 | 0 | 0 | 0 | 0 | 0 | 0 | 0 | 0 | 0 | 27.8 | 0 | 0 | 0 | 0 | 0 | 0 | 0 | 0 | 0 | 0 | 0 | 0 | 0 | 0 | 0 | 0 | 0 | 0
115 | 18606 | 2018 | NV | Las Vegas WPCF Solar Plant | 58477 | 1 | 0 | OP | PV | SUN | 3.3 | 0.202 | 5850 | 3099 | Distributed from 923 Generation And Fuel | 2013 |  | 0 | 0 | 0 | 0 | 0 | 0 | 0 | 0 | 0 | 0 | 0 | 0 | 0 | 0 | 0 | 0 | 0 | 0 | 0 | 0 | 0 | 0 | 0 | 3.3 | 0 | 0 | 0 | 0 | 0 | 0
116 | 18608 | 2018 | NV | Luning Energy | 61084 | LNING | 0 | OP | PV | SUN | 50 | 0.295 | 129358 | 69318 | Distributed from 923 Generation And Fuel | 2017 |  | 0 | 0 | 0 | 0 | 0 | 0 | 0 | 0 | 0 | 0 | 0 | 0 | 0 | 0 | 0 | 0 | 0 | 0 | 0 | 0 | 0 | 0 | 0 | 50 | 0 | 0 | 0 | 0 | 0 | 0
117 | 18609 | 2018 | NV | McGinness Hills | 57446 | 1 | 0 | OP | BT | GEO | 20 | 0.842 | 147570.6 | 62241.4 | Distributed from 923 Generation And Fuel | 2012 |  | 0 | 0 | 0 | 0 | 0 | 20 | 0 | 0 | 0 | 0 | 0 | 0 | 0 | 0 | 0 | 0 | 0 | 0 | 0 | 0 | 0 | 0 | 0 | 0 | 0 | 0 | 0 | 0 | 0 | 0
118 | 18610 | 2018 | NV | McGinness Hills | 57446 | 2 | 0 | OP | BT | GEO | 20 | 0.842 | 147570.6 | 62241.4 | Distributed from 923 Generation And Fuel | 2012 |  | 0 | 0 | 0 | 0 | 0 | 20 | 0 | 0 | 0 | 0 | 0 | 0 | 0 | 0 | 0 | 0 | 0 | 0 | 0 | 0 | 0 | 0 | 0 | 0 | 0 | 0 | 0 | 0 | 0 | 0
119 | 18611 | 2018 | NV | McGinness Hills | 57446 | 3 | 0 | OP | BT | GEO | 12 | 0.842 | 88542.36 | 37344.84 | Distributed from 923 Generation And Fuel | 2012 |  | 0 | 0 | 0 | 0 | 0 | 12 | 0 | 0 | 0 | 0 | 0 | 0 | 0 | 0 | 0 | 0 | 0 | 0 | 0 | 0 | 0 | 0 | 0 | 0 | 0 | 0 | 0 | 0 | 0 | 0
120 | 18612 | 2018 | NV | McGinness Hills | 57446 | OEC21 | 0 | OP | BT | GEO | 18 | 0.842 | 132813.54 | 56017.26 | Distributed from 923 Generation And Fuel | 2015 |  | 0 | 0 | 0 | 0 | 0 | 18 | 0 | 0 | 0 | 0 | 0 | 0 | 0 | 0 | 0 | 0 | 0 | 0 | 0 | 0 | 0 | 0 | 0 | 0 | 0 | 0 | 0 | 0 | 0 | 0
121 | 18613 | 2018 | NV | McGinness Hills | 57446 | OEC22 | 0 | OP | BT | GEO | 18 | 0.842 | 132813.54 | 56017.26 | Distributed from 923 Generation And Fuel | 2015 |  | 0 | 0 | 0 | 0 | 0 | 18 | 0 | 0 | 0 | 0 | 0 | 0 | 0 | 0 | 0 | 0 | 0 | 0 | 0 | 0 | 0 | 0 | 0 | 0 | 0 | 0 | 0 | 0 | 0 | 0
122 | 18614 | 2018 | NV | McGinness Hills | 57446 | OEC23 | 0 | OP | BT | GEO | 12 | 0.842 | 88542.36 | 37344.84 | Distributed from 923 Generation And Fuel | 2015 |  | 0 | 0 | 0 | 0 | 0 | 12 | 0 | 0 | 0 | 0 | 0 | 0 | 0 | 0 | 0 | 0 | 0 | 0 | 0 | 0 | 0 | 0 | 0 | 0 | 0 | 0 | 0 | 0 | 0 | 0
123 | 18615 | 2018 | NV | McGinness Hills 3 | 61912 | OEC31 | 0 | OP | BT | GEO | 37 | 0.052 | 16721 | 0 | Distributed from 923 Generation And Fuel | 2018 |  | 0 | 0 | 0 | 0 | 0 | 37 | 0 | 0 | 0 | 0 | 0 | 0 | 0 | 0 | 0 | 0 | 0 | 0 | 0 | 0 | 0 | 0 | 0 | 0 | 0 | 0 | 0 | 0 | 0 | 0
124 | 18616 | 2018 | NV | McGinness Hills 3 | 61912 | OEC32 | 0 | OP | BT | GEO | 37 | 0.052 | 16721 | 0 | Distributed from 923 Generation And Fuel | 2018 |  | 0 | 0 | 0 | 0 | 0 | 37 | 0 | 0 | 0 | 0 | 0 | 0 | 0 | 0 | 0 | 0 | 0 | 0 | 0 | 0 | 0 | 0 | 0 | 0 | 0 | 0 | 0 | 0 | 0 | 0
125 | 18621 | 2018 | NV | Moapa Southern Paiute | 57859 | 1 | 0 | OP | PV | SUN | 250 | 0.285 | 624453 | 311239 | Distributed from 923 Generation And Fuel | 2016 |  | 0 | 0 | 0 | 0 | 0 | 0 | 0 | 0 | 0 | 0 | 0 | 0 | 0 | 0 | 0 | 0 | 0 | 0 | 0 | 0 | 0 | 0 | 0 | 250 | 0 | 0 | 0 | 0 | 0 | 0
126 | 18624 | 2018 | NV | Mountain View Solar | 58544 | 1 | 0 | OP | PV | SUN | 20 | 0.31 | 54375 | 28800 | Distributed from 923 Generation And Fuel | 2014 |  | 0 | 0 | 0 | 0 | 0 | 0 | 0 | 0 | 0 | 0 | 0 | 0 | 0 | 0 | 0 | 0 | 0 | 0 | 0 | 0 | 0 | 0 | 0 | 20 | 0 | 0 | 0 | 0 | 0 | 0
127 | 18625 | 2018 | NV | Nellis Air Force Base Solar Array | 56568 | NS1 | 0 | OP | PV | SUN | 4.9 | 0.219 | 9418.5 | 4988.55 | Distributed from 923 Generation And Fuel | 2007 |  | 0 | 0 | 0 | 0 | 0 | 0 | 0 | 0 | 0 | 0 | 0 | 0 | 0 | 0 | 0 | 0 | 0 | 0 | 0 | 0 | 0 | 0 | 0 | 4.9 | 0 | 0 | 0 | 0 | 0 | 0
128 | 18626 | 2018 | NV | Nellis Air Force Base Solar Array | 56568 | NS2 | 0 | OP | PV | SUN | 5.2 | 0.219 | 9995.143 | 5293.971 | Distributed from 923 Generation And Fuel | 2007 |  | 0 | 0 | 0 | 0 | 0 | 0 | 0 | 0 | 0 | 0 | 0 | 0 | 0 | 0 | 0 | 0 | 0 | 0 | 0 | 0 | 0 | 0 | 0 | 5.2 | 0 | 0 | 0 | 0 | 0 | 0
129 | 18627 | 2018 | NV | Nellis Air Force Base Solar Array | 56568 | NS3 | 0 | OP | PV | SUN | 3.9 | 0.219 | 7496.357 | 3970.479 | Distributed from 923 Generation And Fuel | 2007 |  | 0 | 0 | 0 | 0 | 0 | 0 | 0 | 0 | 0 | 0 | 0 | 0 | 0 | 0 | 0 | 0 | 0 | 0 | 0 | 0 | 0 | 0 | 0 | 3.9 | 0 | 0 | 0 | 0 | 0 | 0
130 | 18628 | 2018 | NV | Nellis Solar PV II | 59919 | NSPV2 | 0 | OP | PV | SUN | 15 | 0.309 | 40650 | 21564 | Distributed from 923 Generation And Fuel | 2015 |  | 0 | 0 | 0 | 0 | 0 | 0 | 0 | 0 | 0 | 0 | 0 | 0 | 0 | 0 | 0 | 0 | 0 | 0 | 0 | 0 | 0 | 0 | 0 | 15 | 0 | 0 | 0 | 0 | 0 | 0
131 | 18629 | 2018 | NV | Nevada Cogen Assoc#1 GarnetVly | 54350 | GTA | 0 | OP | CT | NG | 21.7 | 0.942 | 179107 | 74982 | EIA-923 Generator File | 1992 | 2023 | 0 | 0 | 0 | 0 | 0 | 0 | 0 | 0 | 0 | 0 | 0 | 21.7 | 0 | 0 | 0 | 0 | 0 | 0 | 0 | 0 | 0 | 0 | 0 | 0 | 0 | 0 | 0 | 0 | 0 | 0
132 | 18630 | 2018 | NV | Nevada Cogen Assoc#1 GarnetVly | 54350 | GTB | 0 | OP | CT | NG | 21.7 | 0.935 | 177656 | 74321 | EIA-923 Generator File | 1992 | 2023 | 0 | 0 | 0 | 0 | 0 | 0 | 0 | 0 | 0 | 0 | 0 | 21.7 | 0 | 0 | 0 | 0 | 0 | 0 | 0 | 0 | 0 | 0 | 0 | 0 | 0 | 0 | 0 | 0 | 0 | 0
133 | 18631 | 2018 | NV | Nevada Cogen Assoc#1 GarnetVly | 54350 | GTC | 0 | OP | CT | NG | 21.7 | 0.936 | 178020 | 73999 | EIA-923 Generator File | 1992 | 2023 | 0 | 0 | 0 | 0 | 0 | 0 | 0 | 0 | 0 | 0 | 0 | 21.7 | 0 | 0 | 0 | 0 | 0 | 0 | 0 | 0 | 0 | 0 | 0 | 0 | 0 | 0 | 0 | 0 | 0 | 0
134 | 18632 | 2018 | NV | Nevada Cogen Assoc#1 GarnetVly | 54350 | STM | 1 | OP | CA | NG | 29.7 | 0.723 | 188019 | 87396 | EIA-923 Generator File | 1992 | 2023 | 0 | 0 | 0 | 0 | 0 | 0 | 0 | 0 | 0 | 0 | 0 | 29.7 | 0 | 0 | 0 | 0 | 0 | 0 | 0 | 0 | 0 | 0 | 0 | 0 | 0 | 0 | 0 | 0 | 0 | 0
135 | 18633 | 2018 | NV | Nevada Cogen Associates 2 Black Mountain | 54349 | GTA | 0 | OP | CT | NG | 22.2 | 0.881 | 171295 | 71024 | EIA-923 Generator File | 1992 | 2023 | 0 | 0 | 0 | 0 | 0 | 0 | 0 | 0 | 0 | 0 | 0 | 22.2 | 0 | 0 | 0 | 0 | 0 | 0 | 0 | 0 | 0 | 0 | 0 | 0 | 0 | 0 | 0 | 0 | 0 | 0
136 | 18634 | 2018 | NV | Nevada Cogen Associates 2 Black Mountain | 54349 | GTB | 0 | OP | CT | NG | 22.2 | 0.896 | 174265 | 73473 | EIA-923 Generator File | 1992 | 2023 | 0 | 0 | 0 | 0 | 0 | 0 | 0 | 0 | 0 | 0 | 0 | 22.2 | 0 | 0 | 0 | 0 | 0 | 0 | 0 | 0 | 0 | 0 | 0 | 0 | 0 | 0 | 0 | 0 | 0 | 0
137 | 18635 | 2018 | NV | Nevada Cogen Associates 2 Black Mountain | 54349 | GTC | 0 | OP | CT | NG | 22.2 | 0.901 | 175206 | 73526 | EIA-923 Generator File | 1992 | 2023 | 0 | 0 | 0 | 0 | 0 | 0 | 0 | 0 | 0 | 0 | 0 | 22.2 | 0 | 0 | 0 | 0 | 0 | 0 | 0 | 0 | 0 | 0 | 0 | 0 | 0 | 0 | 0 | 0 | 0 | 0
138 | 18636 | 2018 | NV | Nevada Cogen Associates 2 Black Mountain | 54349 | STM | 1 | OP | CA | NG | 29.7 | 0.744 | 193635 | 88878 | EIA-923 Generator File | 1992 | 2023 | 0 | 0 | 0 | 0 | 0 | 0 | 0 | 0 | 0 | 0 | 0 | 29.7 | 0 | 0 | 0 | 0 | 0 | 0 | 0 | 0 | 0 | 0 | 0 | 0 | 0 | 0 | 0 | 0 | 0 | 0
139 | 18637 | 2018 | NV | Nevada Solar One | 56405 | ONE | 1 | OP | ST | SUN | 75.7 | 0.004 | 112951 | 73213 | Data from EIA-923 Generator File overwritten with distributed data from EIA-923 Generation and Fuel | 2007 |  | 0 | 0 | 0 | 0 | 0 | 0 | 0 | 0 | 0 | 0 | 0 | 0 | 0 | 0 | 0 | 0 | 0 | 0 | 0 | 0 | 0 | 0 | 0 | 75.7 | 0 | 0 | 0 | 0 | 0 | 0
140 | 18638 | 2018 | NV | New Lahontan | 50261 | GEN1 | 0 | OP | HY | WAT | 4 | 0.523 | 18331 | 8310 | Distributed from 923 Generation And Fuel | 1989 |  | 0 | 0 | 0 | 0 | 0 | 0 | 0 | 0 | 0 | 0 | 0 | 0 | 0 | 0 | 0 | 0 | 0 | 0 | 0 | 0 | 0 | 0 | 0 | 0 | 4 | 0 | 0 | 0 | 0 | 0
141 | 18639 | 2018 | NV | NGP Blue Mountain I LLC | 56982 | BM1 | 0 | OP | BT | GEO | 21.3 | 0.41 | 76462.333 | 32250 | Distributed from 923 Generation And Fuel | 2009 |  | 0 | 0 | 0 | 0 | 0 | 21.3 | 0 | 0 | 0 | 0 | 0 | 0 | 0 | 0 | 0 | 0 | 0 | 0 | 0 | 0 | 0 | 0 | 0 | 0 | 0 | 0 | 0 | 0 | 0 | 0
142 | 18640 | 2018 | NV | NGP Blue Mountain I LLC | 56982 | BM2 | 0 | OP | BT | GEO | 21.3 | 0.41 | 76462.333 | 32250 | Distributed from 923 Generation And Fuel | 2009 |  | 0 | 0 | 0 | 0 | 0 | 21.3 | 0 | 0 | 0 | 0 | 0 | 0 | 0 | 0 | 0 | 0 | 0 | 0 | 0 | 0 | 0 | 0 | 0 | 0 | 0 | 0 | 0 | 0 | 0 | 0
143 | 18641 | 2018 | NV | NGP Blue Mountain I LLC | 56982 | BM3 | 0 | OP | BT | GEO | 21.3 | 0.41 | 76462.333 | 32250 | Distributed from 923 Generation And Fuel | 2009 |  | 0 | 0 | 0 | 0 | 0 | 21.3 | 0 | 0 | 0 | 0 | 0 | 0 | 0 | 0 | 0 | 0 | 0 | 0 | 0 | 0 | 0 | 0 | 0 | 0 | 0 | 0 | 0 | 0 | 0 | 0
144 | 18642 | 2018 | NV | North Valmy | 8224 | 1 | 1 | OP | ST | SUB | 277.2 | 0.235 | 571729 | 439330 | EIA-923 Generator File | 1981 | 2025 | 0 | 0 | 0 | 0 | 0 | 0 | 0 | 0 | 0 | 0 | 0 | 0 | 0 | 0 | 0 | 0 | 0 | 0 | 0 | 0 | 0 | 0 | 277.2 | 0 | 0 | 0 | 0 | 0 | 0 | 0
145 | 18643 | 2018 | NV | North Valmy | 8224 | 2 | 1 | OP | ST | SUB | 289.8 | 0.346 | 878195 | 486697 | EIA-923 Generator File | 1985 | 2025 | 0 | 0 | 0 | 0 | 0 | 0 | 0 | 0 | 0 | 0 | 0 | 0 | 0 | 0 | 0 | 0 | 0 | 0 | 0 | 0 | 0 | 0 | 289.8 | 0 | 0 | 0 | 0 | 0 | 0 | 0
146 | 18644 | 2018 | NV | NRG Solar Las Vegas MB 2, LLC | 60350 | LVMB2 | 0 | OP | PV | SUN | 1.9 | 0.147 | 2446 | 1296 | Distributed from 923 Generation And Fuel | 2016 |  | 0 | 0 | 0 | 0 | 0 | 0 | 0 | 0 | 0 | 0 | 0 | 0 | 0 | 0 | 0 | 0 | 0 | 0 | 0 | 0 | 0 | 0 | 0 | 1.9 | 0 | 0 | 0 | 0 | 0 | 0
147 | 18645 | 2018 | NV | NRG Solar Las Vegas MB-1 | 59430 | MB-1 | 0 | OP | PV | SUN | 5 | 0.212 | 9288 | 4920 | Distributed from 923 Generation And Fuel | 2015 |  | 0 | 0 | 0 | 0 | 0 | 0 | 0 | 0 | 0 | 0 | 0 | 0 | 0 | 0 | 0 | 0 | 0 | 0 | 0 | 0 | 0 | 0 | 0 | 5 | 0 | 0 | 0 | 0 | 0 | 0
148 | 18646 | 2018 | NV | NVSS-II | 62636 | NVSS2 | 0 | OP | PV | SUN | 15 |  |  |  |  | 2017 |  | 0 | 0 | 0 | 0 | 0 | 0 | 0 | 0 | 0 | 0 | 0 | 0 | 0 | 0 | 0 | 0 | 0 | 0 | 0 | 0 | 0 | 0 | 0 | 15 | 0 | 0 | 0 | 0 | 0 | 0
149 | 18647 | 2018 | NV | Patua Acquisition Project, LLC | 58319 | 1 | 0 | OP | BT | GEO | 16 | 0.264 | 36999 | 15605.333 | Distributed from 923 Generation And Fuel | 2013 |  | 0 | 0 | 0 | 0 | 0 | 16 | 0 | 0 | 0 | 0 | 0 | 0 | 0 | 0 | 0 | 0 | 0 | 0 | 0 | 0 | 0 | 0 | 0 | 0 | 0 | 0 | 0 | 0 | 0 | 0
150 | 18648 | 2018 | NV | Patua Acquisition Project, LLC | 58319 | 3 | 0 | OP | BT | GEO | 16 | 0.264 | 36999 | 15605.333 | Distributed from 923 Generation And Fuel | 2013 |  | 0 | 0 | 0 | 0 | 0 | 16 | 0 | 0 | 0 | 0 | 0 | 0 | 0 | 0 | 0 | 0 | 0 | 0 | 0 | 0 | 0 | 0 | 0 | 0 | 0 | 0 | 0 | 0 | 0 | 0
151 | 18649 | 2018 | NV | Patua Acquisition Project, LLC | 58319 | 5 | 0 | OP | BT | GEO | 16 | 0.264 | 36999 | 15605.333 | Distributed from 923 Generation And Fuel | 2013 |  | 0 | 0 | 0 | 0 | 0 | 16 | 0 | 0 | 0 | 0 | 0 | 0 | 0 | 0 | 0 | 0 | 0 | 0 | 0 | 0 | 0 | 0 | 0 | 0 | 0 | 0 | 0 | 0 | 0 | 0
152 | 18650 | 2018 | NV | Patua Acquisition Project, LLC | 58319 | PV-01 | 0 | OP | PV | SUN | 10.6 | 0.291 | 27049 | 14327 | Distributed from 923 Generation And Fuel | 2017 |  | 0 | 0 | 0 | 0 | 0 | 0 | 0 | 0 | 0 | 0 | 0 | 0 | 0 | 0 | 0 | 0 | 0 | 0 | 0 | 0 | 0 | 0 | 0 | 10.6 | 0 | 0 | 0 | 0 | 0 | 0
153 | 18651 | 2018 | NV | Playa Solar | 59827 | GEN01 | 0 | OP | PV | SUN | 79 | 0.31 | 214556 | 114600 | Distributed from 923 Generation And Fuel | 2017 |  | 0 | 0 | 0 | 0 | 0 | 0 | 0 | 0 | 0 | 0 | 0 | 0 | 0 | 0 | 0 | 0 | 0 | 0 | 0 | 0 | 0 | 0 | 0 | 79 | 0 | 0 | 0 | 0 | 0 | 0
154 | 18652 | 2018 | NV | Playa Solar 2 | 60261 | GEN1 | 0 | OP | PV | SUN | 100 | 0.337 | 295201 | 156330 | Distributed from 923 Generation And Fuel | 2017 |  | 0 | 0 | 0 | 0 | 0 | 0 | 0 | 0 | 0 | 0 | 0 | 0 | 0 | 0 | 0 | 0 | 0 | 0 | 0 | 0 | 0 | 0 | 0 | 100 | 0 | 0 | 0 | 0 | 0 | 0
155 | 18657 | 2018 | NV | Richard Burdette Geothermal | 56321 | 1 | 0 | OP | BT | GEO | 15 | 0.511 | 67197 | 28342 | Distributed from 923 Generation And Fuel | 2005 |  | 0 | 0 | 0 | 0 | 0 | 15 | 0 | 0 | 0 | 0 | 0 | 0 | 0 | 0 | 0 | 0 | 0 | 0 | 0 | 0 | 0 | 0 | 0 | 0 | 0 | 0 | 0 | 0 | 0 | 0
156 | 18658 | 2018 | NV | Richard Burdette Geothermal | 56321 | OEC2 | 0 | OP | BT | GEO | 15 | 0.511 | 67197 | 28342 | Distributed from 923 Generation And Fuel | 2005 |  | 0 | 0 | 0 | 0 | 0 | 15 | 0 | 0 | 0 | 0 | 0 | 0 | 0 | 0 | 0 | 0 | 0 | 0 | 0 | 0 | 0 | 0 | 0 | 0 | 0 | 0 | 0 | 0 | 0 | 0
157 | 18659 | 2018 | NV | River Mountains Solar | 59747 | 1 | 0 | OP | PV | SUN | 14.4 | 0.27 | 34051 | 18035 | Distributed from 923 Generation And Fuel | 2016 |  | 0 | 0 | 0 | 0 | 0 | 0 | 0 | 0 | 0 | 0 | 0 | 0 | 0 | 0 | 0 | 0 | 0 | 0 | 0 | 0 | 0 | 0 | 0 | 14.4 | 0 | 0 | 0 | 0 | 0 | 0
158 | 18660 | 2018 | NV | Saguaro Power | 54271 | CTG1 | 0 | OP | CT | NG | 45.1 | 0.668 | 263903.47 | 123335.47 | EIA-923 Generator File | 1991 |  | 0 | 0 | 0 | 0 | 0 | 0 | 0 | 0 | 0 | 0 | 0 | 45.1 | 0 | 0 | 0 | 0 | 0 | 0 | 0 | 0 | 0 | 0 | 0 | 0 | 0 | 0 | 0 | 0 | 0 | 0
159 | 18661 | 2018 | NV | Saguaro Power | 54271 | CTG2 | 0 | OP | CT | NG | 45.1 | 0.625 | 246728.87 | 111854.87 | EIA-923 Generator File | 1991 |  | 0 | 0 | 0 | 0 | 0 | 0 | 0 | 0 | 0 | 0 | 0 | 45.1 | 0 | 0 | 0 | 0 | 0 | 0 | 0 | 0 | 0 | 0 | 0 | 0 | 0 | 0 | 0 | 0 | 0 | 0
160 | 18662 | 2018 | NV | Saguaro Power | 54271 | STG | 2 | OP | CA | NG | 37 | 0.613 | 198700.86 | 89978.86 | EIA-923 Generator File | 1991 |  | 0 | 0 | 0 | 0 | 0 | 0 | 0 | 0 | 0 | 0 | 0 | 37 | 0 | 0 | 0 | 0 | 0 | 0 | 0 | 0 | 0 | 0 | 0 | 0 | 0 | 0 | 0 | 0 | 0 | 0
161 | 18663 | 2018 | NV | San Emidio | 57456 | SE-U1 | 0 | OP | ST | GEO | 11.8 | 0.623 | 64436 | 27177 | Distributed from 923 Generation And Fuel | 2012 |  | 0 | 0 | 0 | 0 | 0 | 11.8 | 0 | 0 | 0 | 0 | 0 | 0 | 0 | 0 | 0 | 0 | 0 | 0 | 0 | 0 | 0 | 0 | 0 | 0 | 0 | 0 | 0 | 0 | 0 | 0
162 | 18664 | 2018 | NV | Searchlight Solar | 59404 | 1 | 0 | OP | PV | SUN | 17.5 | 0.321 | 49186 | 26052 | Distributed from 923 Generation And Fuel | 2014 |  | 0 | 0 | 0 | 0 | 0 | 0 | 0 | 0 | 0 | 0 | 0 | 0 | 0 | 0 | 0 | 0 | 0 | 0 | 0 | 0 | 0 | 0 | 0 | 17.5 | 0 | 0 | 0 | 0 | 0 | 0
163 | 18666 | 2018 | NV | Silver State Solar Power North | 57442 | 56188 | 0 | OP | PV | SUN | 52 | 0.259 | 118054 | 62528 | Distributed from 923 Generation And Fuel | 2012 |  | 0 | 0 | 0 | 0 | 0 | 0 | 0 | 0 | 0 | 0 | 0 | 0 | 0 | 0 | 0 | 0 | 0 | 0 | 0 | 0 | 0 | 0 | 0 | 52 | 0 | 0 | 0 | 0 | 0 | 0
164 | 18667 | 2018 | NV | Silver State Solar Power South | 58644 | BLK1 | 0 | OP | PV | SUN | 26.4 | 0.325 | 75070.406 | 39761.674 | Distributed from 923 Generation And Fuel | 2015 |  | 0 | 0 | 0 | 0 | 0 | 0 | 0 | 0 | 0 | 0 | 0 | 0 | 0 | 0 | 0 | 0 | 0 | 0 | 0 | 0 | 0 | 0 | 0 | 26.4 | 0 | 0 | 0 | 0 | 0 | 0
165 | 18668 | 2018 | NV | Silver State Solar Power South | 58644 | BLK2 | 0 | OP | PV | SUN | 27.9 | 0.325 | 79335.77 | 42020.86 | Distributed from 923 Generation And Fuel | 2015 |  | 0 | 0 | 0 | 0 | 0 | 0 | 0 | 0 | 0 | 0 | 0 | 0 | 0 | 0 | 0 | 0 | 0 | 0 | 0 | 0 | 0 | 0 | 0 | 27.9 | 0 | 0 | 0 | 0 | 0 | 0
166 | 18669 | 2018 | NV | Silver State Solar Power South | 58644 | BLK3 | 0 | OP | PV | SUN | 37.2 | 0.325 | 105781.027 | 56027.813 | Distributed from 923 Generation And Fuel | 2015 |  | 0 | 0 | 0 | 0 | 0 | 0 | 0 | 0 | 0 | 0 | 0 | 0 | 0 | 0 | 0 | 0 | 0 | 0 | 0 | 0 | 0 | 0 | 0 | 37.2 | 0 | 0 | 0 | 0 | 0 | 0
167 | 18670 | 2018 | NV | Silver State Solar Power South | 58644 | BLK4 | 0 | OP | PV | SUN | 35.7 | 0.325 | 101515.663 | 53768.627 | Distributed from 923 Generation And Fuel | 2016 |  | 0 | 0 | 0 | 0 | 0 | 0 | 0 | 0 | 0 | 0 | 0 | 0 | 0 | 0 | 0 | 0 | 0 | 0 | 0 | 0 | 0 | 0 | 0 | 35.7 | 0 | 0 | 0 | 0 | 0 | 0
168 | 18671 | 2018 | NV | Silver State Solar Power South | 58644 | BLK5 | 0 | OP | PV | SUN | 35 | 0.325 | 99525.16 | 52714.34 | Distributed from 923 Generation And Fuel | 2016 |  | 0 | 0 | 0 | 0 | 0 | 0 | 0 | 0 | 0 | 0 | 0 | 0 | 0 | 0 | 0 | 0 | 0 | 0 | 0 | 0 | 0 | 0 | 0 | 35 | 0 | 0 | 0 | 0 | 0 | 0
169 | 18672 | 2018 | NV | Silver State Solar Power South | 58644 | BLK6 | 0 | OP | PV | SUN | 36.6 | 0.325 | 104074.882 | 55124.138 | Distributed from 923 Generation And Fuel | 2016 |  | 0 | 0 | 0 | 0 | 0 | 0 | 0 | 0 | 0 | 0 | 0 | 0 | 0 | 0 | 0 | 0 | 0 | 0 | 0 | 0 | 0 | 0 | 0 | 36.6 | 0 | 0 | 0 | 0 | 0 | 0
170 | 18673 | 2018 | NV | Silver State Solar Power South | 58644 | BLK7 | 0 | OP | PV | SUN | 35 | 0.325 | 99525.16 | 52714.34 | Distributed from 923 Generation And Fuel | 2016 |  | 0 | 0 | 0 | 0 | 0 | 0 | 0 | 0 | 0 | 0 | 0 | 0 | 0 | 0 | 0 | 0 | 0 | 0 | 0 | 0 | 0 | 0 | 0 | 35 | 0 | 0 | 0 | 0 | 0 | 0
171 | 18674 | 2018 | NV | Silver State Solar Power South | 58644 | BLK8 | 0 | OP | PV | SUN | 16.2 | 0.325 | 46065.931 | 24399.209 | Distributed from 923 Generation And Fuel | 2016 |  | 0 | 0 | 0 | 0 | 0 | 0 | 0 | 0 | 0 | 0 | 0 | 0 | 0 | 0 | 0 | 0 | 0 | 0 | 0 | 0 | 0 | 0 | 0 | 16.2 | 0 | 0 | 0 | 0 | 0 | 0
172 | 18675 | 2018 | NV | Silverhawk | 55841 | CT1 | 0 | OP | CT | NG | 197.2 | 0.288 | 497410 | 414079 | EIA-923 Generator File | 2004 |  | 0 | 0 | 0 | 0 | 0 | 0 | 0 | 0 | 0 | 0 | 0 | 197.2 | 0 | 0 | 0 | 0 | 0 | 0 | 0 | 0 | 0 | 0 | 0 | 0 | 0 | 0 | 0 | 0 | 0 | 0
173 | 18676 | 2018 | NV | Silverhawk | 55841 | CT2 | 0 | OP | CT | NG | 197.2 | 0.27 | 465776 | 403072 | EIA-923 Generator File | 2004 |  | 0 | 0 | 0 | 0 | 0 | 0 | 0 | 0 | 0 | 0 | 0 | 197.2 | 0 | 0 | 0 | 0 | 0 | 0 | 0 | 0 | 0 | 0 | 0 | 0 | 0 | 0 | 0 | 0 | 0 | 0
174 | 18677 | 2018 | NV | Silverhawk | 55841 | ST1 | 2 | OP | CA | NG | 270.3 | 0.248 | 586890 | 504376 | EIA-923 Generator File | 2004 |  | 0 | 0 | 0 | 0 | 0 | 0 | 0 | 0 | 0 | 0 | 0 | 270.3 | 0 | 0 | 0 | 0 | 0 | 0 | 0 | 0 | 0 | 0 | 0 | 0 | 0 | 0 | 0 | 0 | 0 | 0
175 | 18679 | 2018 | NV | Soda Lake Geothermal No I II | 52174 | OE11 | 0 | OP | ST | GEO | 1.2 | 0.265 | 2789.517 | 1176.552 | Distributed from 923 Generation And Fuel | 1987 | 2019 | 0 | 0 | 0 | 0 | 0 | 1.2 | 0 | 0 | 0 | 0 | 0 | 0 | 0 | 0 | 0 | 0 | 0 | 0 | 0 | 0 | 0 | 0 | 0 | 0 | 0 | 0 | 0 | 0 | 0 | 0
176 | 18680 | 2018 | NV | Soda Lake Geothermal No I II | 52174 | OE12 | 0 | OP | ST | GEO | 1.2 | 0.265 | 2789.517 | 1176.552 | Distributed from 923 Generation And Fuel | 1987 | 2019 | 0 | 0 | 0 | 0 | 0 | 1.2 | 0 | 0 | 0 | 0 | 0 | 0 | 0 | 0 | 0 | 0 | 0 | 0 | 0 | 0 | 0 | 0 | 0 | 0 | 0 | 0 | 0 | 0 | 0 | 0
177 | 18681 | 2018 | NV | Soda Lake Geothermal No I II | 52174 | OE13 | 0 | OP | ST | GEO | 1.2 | 0.265 | 2789.517 | 1176.552 | Distributed from 923 Generation And Fuel | 1987 | 2019 | 0 | 0 | 0 | 0 | 0 | 1.2 | 0 | 0 | 0 | 0 | 0 | 0 | 0 | 0 | 0 | 0 | 0 | 0 | 0 | 0 | 0 | 0 | 0 | 0 | 0 | 0 | 0 | 0 | 0 | 0
178 | 18682 | 2018 | NV | Soda Lake Geothermal No I II | 52174 | OE21 | 0 | OP | ST | GEO | 1.5 | 0.265 | 3486.897 | 1470.69 | Distributed from 923 Generation And Fuel | 1990 | 2019 | 0 | 0 | 0 | 0 | 0 | 1.5 | 0 | 0 | 0 | 0 | 0 | 0 | 0 | 0 | 0 | 0 | 0 | 0 | 0 | 0 | 0 | 0 | 0 | 0 | 0 | 0 | 0 | 0 | 0 | 0
179 | 18683 | 2018 | NV | Soda Lake Geothermal No I II | 52174 | OEC1 | 0 | OP | ST | GEO | 3.5 | 0.265 | 8136.092 | 3431.609 | Distributed from 923 Generation And Fuel | 1990 |  | 0 | 0 | 0 | 0 | 0 | 3.5 | 0 | 0 | 0 | 0 | 0 | 0 | 0 | 0 | 0 | 0 | 0 | 0 | 0 | 0 | 0 | 0 | 0 | 0 | 0 | 0 | 0 | 0 | 0 | 0
180 | 18684 | 2018 | NV | Soda Lake Geothermal No I II | 52174 | OEC2 | 0 | OP | ST | GEO | 3.5 | 0.265 | 8136.092 | 3431.609 | Distributed from 923 Generation And Fuel | 1990 |  | 0 | 0 | 0 | 0 | 0 | 3.5 | 0 | 0 | 0 | 0 | 0 | 0 | 0 | 0 | 0 | 0 | 0 | 0 | 0 | 0 | 0 | 0 | 0 | 0 | 0 | 0 | 0 | 0 | 0 | 0
181 | 18685 | 2018 | NV | Soda Lake Geothermal No I II | 52174 | OEC3 | 0 | OP | ST | GEO | 3.5 | 0.265 | 8136.092 | 3431.609 | Distributed from 923 Generation And Fuel | 1990 |  | 0 | 0 | 0 | 0 | 0 | 3.5 | 0 | 0 | 0 | 0 | 0 | 0 | 0 | 0 | 0 | 0 | 0 | 0 | 0 | 0 | 0 | 0 | 0 | 0 | 0 | 0 | 0 | 0 | 0 | 0
182 | 18686 | 2018 | NV | Soda Lake Geothermal No I II | 52174 | OEC4 | 0 | OP | ST | GEO | 3.5 | 0.265 | 8136.092 | 3431.609 | Distributed from 923 Generation And Fuel | 1990 |  | 0 | 0 | 0 | 0 | 0 | 3.5 | 0 | 0 | 0 | 0 | 0 | 0 | 0 | 0 | 0 | 0 | 0 | 0 | 0 | 0 | 0 | 0 | 0 | 0 | 0 | 0 | 0 | 0 | 0 | 0
183 | 18687 | 2018 | NV | Soda Lake Geothermal No I II | 52174 | OEC5 | 0 | OP | ST | GEO | 3.5 | 0.265 | 8136.092 | 3431.609 | Distributed from 923 Generation And Fuel | 1990 |  | 0 | 0 | 0 | 0 | 0 | 3.5 | 0 | 0 | 0 | 0 | 0 | 0 | 0 | 0 | 0 | 0 | 0 | 0 | 0 | 0 | 0 | 0 | 0 | 0 | 0 | 0 | 0 | 0 | 0 | 0
184 | 18688 | 2018 | NV | Soda Lake Geothermal No I II | 52174 | OEC6 | 0 | OP | ST | GEO | 3.5 | 0.265 | 8136.092 | 3431.609 | Distributed from 923 Generation And Fuel | 1990 |  | 0 | 0 | 0 | 0 | 0 | 3.5 | 0 | 0 | 0 | 0 | 0 | 0 | 0 | 0 | 0 | 0 | 0 | 0 | 0 | 0 | 0 | 0 | 0 | 0 | 0 | 0 | 0 | 0 | 0 | 0
185 | 18689 | 2018 | NV | Spectrum Solar PV Power Project | 58490 | 1 | 0 | OP | PV | SUN | 30 | 0.317 | 83273 | 44106 | Distributed from 923 Generation And Fuel | 2013 |  | 0 | 0 | 0 | 0 | 0 | 0 | 0 | 0 | 0 | 0 | 0 | 0 | 0 | 0 | 0 | 0 | 0 | 0 | 0 | 0 | 0 | 0 | 0 | 30 | 0 | 0 | 0 | 0 | 0 | 0
186 | 18690 | 2018 | NV | Spring Valley Wind Project | 57192 | WTG | 0 | OP | WT | WND | 150 | 0.238 | 312348 | 117098 | Distributed from 923 Generation And Fuel | 2012 |  | 0 | 0 | 0 | 0 | 0 | 0 | 0 | 0 | 0 | 0 | 0 | 0 | 0 | 0 | 0 | 0 | 0 | 0 | 0 | 0 | 0 | 0 | 0 | 0 | 0 | 0 | 0 | 0 | 0 | 150
187 | 18700 | 2018 | NV | Steamboat Hills LP | 50654 | GEN1 | 0 | OP | ST | GEO | 16.3 | 0.37 | 52844 | 22288 | Distributed from 923 Generation And Fuel | 1988 |  | 0 | 0 | 0 | 0 | 0 | 16.3 | 0 | 0 | 0 | 0 | 0 | 0 | 0 | 0 | 0 | 0 | 0 | 0 | 0 | 0 | 0 | 0 | 0 | 0 | 0 | 0 | 0 | 0 | 0 | 0
188 | 18701 | 2018 | NV | Steamboat Hills LP | 50654 | OEC41 | 0 | OP | BT | GEO | 5.5 | 0.897 | 43236 | 18236 | Distributed from 923 Generation And Fuel | 2007 |  | 0 | 0 | 0 | 0 | 0 | 5.5 | 0 | 0 | 0 | 0 | 0 | 0 | 0 | 0 | 0 | 0 | 0 | 0 | 0 | 0 | 0 | 0 | 0 | 0 | 0 | 0 | 0 | 0 | 0 | 0
189 | 18702 | 2018 | NV | Steamboat II | 54665 | T201 | 0 | OP | BT | GEO | 9.1 | 0.338 | 26953 | 11368 | Distributed from 923 Generation And Fuel | 1992 |  | 0 | 0 | 0 | 0 | 0 | 9.1 | 0 | 0 | 0 | 0 | 0 | 0 | 0 | 0 | 0 | 0 | 0 | 0 | 0 | 0 | 0 | 0 | 0 | 0 | 0 | 0 | 0 | 0 | 0 | 0
190 | 18703 | 2018 | NV | Steamboat II | 54665 | T202 | 0 | OP | BT | GEO | 9.1 | 0.338 | 26953 | 11368 | Distributed from 923 Generation And Fuel | 1992 |  | 0 | 0 | 0 | 0 | 0 | 9.1 | 0 | 0 | 0 | 0 | 0 | 0 | 0 | 0 | 0 | 0 | 0 | 0 | 0 | 0 | 0 | 0 | 0 | 0 | 0 | 0 | 0 | 0 | 0 | 0
191 | 18704 | 2018 | NV | Steamboat III | 54666 | T301 | 0 | OP | BT | GEO | 9.1 | 0.387 | 30873 | 13021.5 | Distributed from 923 Generation And Fuel | 1992 |  | 0 | 0 | 0 | 0 | 0 | 9.1 | 0 | 0 | 0 | 0 | 0 | 0 | 0 | 0 | 0 | 0 | 0 | 0 | 0 | 0 | 0 | 0 | 0 | 0 | 0 | 0 | 0 | 0 | 0 | 0
192 | 18705 | 2018 | NV | Steamboat III | 54666 | T302 | 0 | OP | BT | GEO | 9.1 | 0.387 | 30873 | 13021.5 | Distributed from 923 Generation And Fuel | 1992 |  | 0 | 0 | 0 | 0 | 0 | 9.1 | 0 | 0 | 0 | 0 | 0 | 0 | 0 | 0 | 0 | 0 | 0 | 0 | 0 | 0 | 0 | 0 | 0 | 0 | 0 | 0 | 0 | 0 | 0 | 0
193 | 18706 | 2018 | NV | Stillwater Facility | 50765 | 1 | 0 | OP | PV | SUN | 22 | 0.205 | 39522 | 20933 | Distributed from 923 Generation And Fuel | 2012 |  | 0 | 0 | 0 | 0 | 0 | 0 | 0 | 0 | 0 | 0 | 0 | 0 | 0 | 0 | 0 | 0 | 0 | 0 | 0 | 0 | 0 | 0 | 0 | 22 | 0 | 0 | 0 | 0 | 0 | 0
194 | 18707 | 2018 | NV | Stillwater Facility | 50765 | 1-1 | 0 | OP | BT | GEO | 11.8 | 0.29 | 29955.25 | 12634.25 | Distributed from 923 Generation And Fuel | 2009 |  | 0 | 0 | 0 | 0 | 0 | 11.8 | 0 | 0 | 0 | 0 | 0 | 0 | 0 | 0 | 0 | 0 | 0 | 0 | 0 | 0 | 0 | 0 | 0 | 0 | 0 | 0 | 0 | 0 | 0 | 0
195 | 18708 | 2018 | NV | Stillwater Facility | 50765 | 1-2 | 0 | OP | BT | GEO | 11.8 | 0.29 | 29955.25 | 12634.25 | Distributed from 923 Generation And Fuel | 2009 |  | 0 | 0 | 0 | 0 | 0 | 11.8 | 0 | 0 | 0 | 0 | 0 | 0 | 0 | 0 | 0 | 0 | 0 | 0 | 0 | 0 | 0 | 0 | 0 | 0 | 0 | 0 | 0 | 0 | 0 | 0
196 | 18709 | 2018 | NV | Stillwater Facility | 50765 | 2-1 | 0 | OP | BT | GEO | 11.8 | 0.29 | 29955.25 | 12634.25 | Distributed from 923 Generation And Fuel | 2009 |  | 0 | 0 | 0 | 0 | 0 | 11.8 | 0 | 0 | 0 | 0 | 0 | 0 | 0 | 0 | 0 | 0 | 0 | 0 | 0 | 0 | 0 | 0 | 0 | 0 | 0 | 0 | 0 | 0 | 0 | 0
197 | 18710 | 2018 | NV | Stillwater Facility | 50765 | 2-2 | 0 | OP | BT | GEO | 11.8 | 0.29 | 29955.25 | 12634.25 | Distributed from 923 Generation And Fuel | 2009 |  | 0 | 0 | 0 | 0 | 0 | 11.8 | 0 | 0 | 0 | 0 | 0 | 0 | 0 | 0 | 0 | 0 | 0 | 0 | 0 | 0 | 0 | 0 | 0 | 0 | 0 | 0 | 0 | 0 | 0 | 0
198 | 18736 | 2018 | NV | Terra-Gen Dixie Valley | 52015 | GEN1 | 0 | OP | ST | GEO | 64.7 | 0.843 | 477911 | 197098 | Distributed from 923 Generation And Fuel | 1998 |  | 0 | 0 | 0 | 0 | 0 | 64.7 | 0 | 0 | 0 | 0 | 0 | 0 | 0 | 0 | 0 | 0 | 0 | 0 | 0 | 0 | 0 | 0 | 0 | 0 | 0 | 0 | 0 | 0 | 0 | 0
199 | 18737 | 2018 | NV | Terra-Gen Dixie Valley | 52015 | GEN2 | 0 | OP | BT | GEO | 6.2 | 0.329 | 17846 | 1618 | Distributed from 923 Generation And Fuel | 2012 |  | 0 | 0 | 0 | 0 | 0 | 6.2 | 0 | 0 | 0 | 0 | 0 | 0 | 0 | 0 | 0 | 0 | 0 | 0 | 0 | 0 | 0 | 0 | 0 | 0 | 0 | 0 | 0 | 0 | 0 | 0
200 | 18740 | 2018 | NV | Tracy | 2336 | 10 | 2 | OP | CA | NG | 312 | 0.517 | 1413955 | 634792 | EIA-923 Generator File | 2008 |  | 0 | 0 | 0 | 0 | 0 | 0 | 0 | 0 | 0 | 0 | 0 | 312 | 0 | 0 | 0 | 0 | 0 | 0 | 0 | 0 | 0 | 0 | 0 | 0 | 0 | 0 | 0 | 0 | 0 | 0
201 | 18741 | 2018 | NV | Tracy | 2336 | 3 | 1 | OP | ST | NG | 119.8 | 0.133 | 140068 | 124806 | EIA-923 Generator File | 1974 |  | 0 | 0 | 0 | 0 | 0 | 0 | 0 | 0 | 0 | 0 | 0 | 119.8 | 0 | 0 | 0 | 0 | 0 | 0 | 0 | 0 | 0 | 0 | 0 | 0 | 0 | 0 | 0 | 0 | 0 | 0
202 | 18742 | 2018 | NV | Tracy | 2336 | 4 | 0 | OP | CT | NG | 69.7 | 0.472 | 288425 | 157180 | EIA-923 Generator File | 1994 |  | 0 | 0 | 0 | 0 | 0 | 0 | 0 | 0 | 0 | 0 | 0 | 69.7 | 0 | 0 | 0 | 0 | 0 | 0 | 0 | 0 | 0 | 0 | 0 | 0 | 0 | 0 | 0 | 0 | 0 | 0
203 | 18743 | 2018 | NV | Tracy | 2336 | 5 | 1 | OP | CA | NG | 50.2 | 0.259 | 113825 | 61722 | EIA-923 Generator File | 1996 |  | 0 | 0 | 0 | 0 | 0 | 0 | 0 | 0 | 0 | 0 | 0 | 50.2 | 0 | 0 | 0 | 0 | 0 | 0 | 0 | 0 | 0 | 0 | 0 | 0 | 0 | 0 | 0 | 0 | 0 | 0
204 | 18744 | 2018 | NV | Tracy | 2336 | 8 | 0 | OP | CT | NG | 155.6 | 0.806 | 1098992 | 458432 | EIA-923 Generator File | 2008 |  | 0 | 0 | 0 | 0 | 0 | 0 | 0 | 0 | 0 | 0 | 0 | 155.6 | 0 | 0 | 0 | 0 | 0 | 0 | 0 | 0 | 0 | 0 | 0 | 0 | 0 | 0 | 0 | 0 | 0 | 0
205 | 18745 | 2018 | NV | Tracy | 2336 | 9 | 0 | OP | CT | NG | 155.6 | 0.805 | 1096645 | 462162 | EIA-923 Generator File | 2008 |  | 0 | 0 | 0 | 0 | 0 | 0 | 0 | 0 | 0 | 0 | 0 | 155.6 | 0 | 0 | 0 | 0 | 0 | 0 | 0 | 0 | 0 | 0 | 0 | 0 | 0 | 0 | 0 | 0 | 0 | 0
206 | 18746 | 2018 | NV | Tracy | 2336 | GT3 | 0 | OP | GT | NG | 85 | 0.155 | 115168.5 | 86820 | Distributed from 923 Generation And Fuel | 1994 |  | 0 | 0 | 0 | 0 | 0 | 0 | 0 | 0 | 0 | 0 | 0 | 85 | 0 | 0 | 0 | 0 | 0 | 0 | 0 | 0 | 0 | 0 | 0 | 0 | 0 | 0 | 0 | 0 | 0 | 0
207 | 18747 | 2018 | NV | Tracy | 2336 | GT4 | 0 | OP | GT | NG | 85 | 0.155 | 115168.5 | 86820 | Distributed from 923 Generation And Fuel | 1994 |  | 0 | 0 | 0 | 0 | 0 | 0 | 0 | 0 | 0 | 0 | 0 | 85 | 0 | 0 | 0 | 0 | 0 | 0 | 0 | 0 | 0 | 0 | 0 | 0 | 0 | 0 | 0 | 0 | 0 | 0
208 | 18752 | 2018 | NV | TS Power Plant | 56224 | 001 | 1 | OP | ST | SUB | 242 | 0.493 | 1045367 | 468155 | Distributed from 923 Generation And Fuel | 2008 |  | 0 | 0 | 0 | 0 | 0 | 0 | 0 | 0 | 0 | 0 | 0 | 0 | 0 | 0 | 0 | 0 | 0 | 0 | 0 | 0 | 0 | 0 | 242 | 0 | 0 | 0 | 0 | 0 | 0 | 0
209 | 18757 | 2018 | NV | Tungsten Mountain | 60785 | UNIT1 | 0 | OP | BT | GEO | 37 | 0.657 | 212991 | 67158 | Distributed from 923 Generation And Fuel | 2017 |  | 0 | 0 | 0 | 0 | 0 | 37 | 0 | 0 | 0 | 0 | 0 | 0 | 0 | 0 | 0 | 0 | 0 | 0 | 0 | 0 | 0 | 0 | 0 | 0 | 0 | 0 | 0 | 0 | 0 | 0
210 | 18759 | 2018 | NV | Tuscarora Geothermal Power Plant | 57451 | G9200 | 0 | OP | BT | GEO | 16 | 0.444 | 62301 | 26277 | Distributed from 923 Generation And Fuel | 2012 |  | 0 | 0 | 0 | 0 | 0 | 16 | 0 | 0 | 0 | 0 | 0 | 0 | 0 | 0 | 0 | 0 | 0 | 0 | 0 | 0 | 0 | 0 | 0 | 0 | 0 | 0 | 0 | 0 | 0 | 0
211 | 18760 | 2018 | NV | Tuscarora Geothermal Power Plant | 57451 | G9250 | 0 | OP | BT | GEO | 16 | 0.444 | 62301 | 26277 | Distributed from 923 Generation And Fuel | 2012 |  | 0 | 0 | 0 | 0 | 0 | 16 | 0 | 0 | 0 | 0 | 0 | 0 | 0 | 0 | 0 | 0 | 0 | 0 | 0 | 0 | 0 | 0 | 0 | 0 | 0 | 0 | 0 | 0 | 0 | 0
212 | 18764 | 2018 | NV | Verdi | 6531 | 1 | 0 | OP | HY | WAT | 2.4 | 0.811 | 17043 | 8398 | Distributed from 923 Generation And Fuel | 1911 |  | 0 | 0 | 0 | 0 | 0 | 0 | 0 | 0 | 0 | 0 | 0 | 0 | 0 | 0 | 0 | 0 | 0 | 0 | 0 | 0 | 0 | 0 | 0 | 0 | 2.4 | 0 | 0 | 0 | 0 | 0
213 | 18772 | 2018 | NV | Washoe | 6532 | 1 | 0 | OP | HY | WAT | 1.3 | 0.533 | 6075 | 2754 | Distributed from 923 Generation And Fuel | 1904 |  | 0 | 0 | 0 | 0 | 0 | 0 | 0 | 0 | 0 | 0 | 0 | 0 | 0 | 0 | 0 | 0 | 0 | 0 | 0 | 0 | 0 | 0 | 0 | 0 | 1.3 | 0 | 0 | 0 | 0 | 0
214 | 18773 | 2018 | NV | Washoe | 6532 | 2 | 0 | OP | HY | WAT | 1.3 | 0.533 | 6075 | 2754 | Distributed from 923 Generation And Fuel | 1904 |  | 0 | 0 | 0 | 0 | 0 | 0 | 0 | 0 | 0 | 0 | 0 | 0 | 0 | 0 | 0 | 0 | 0 | 0 | 0 | 0 | 0 | 0 | 0 | 0 | 1.3 | 0 | 0 | 0 | 0 | 0
215 | 18774 | 2018 | NV | Waste Management Lockwood LFGTE | 57166 | GEN1 | 0 | OP | IC | LFG | 1.6 | 0.932 | 13066.5 | 5372.5 | Distributed from 923 Generation And Fuel | 2012 |  | 0 | 0 | 0 | 0 | 0 | 0 | 0 | 1.6 | 0 | 0 | 0 | 0 | 0 | 0 | 0 | 0 | 0 | 0 | 0 | 0 | 0 | 0 | 0 | 0 | 0 | 0 | 0 | 0 | 0 | 0
216 | 18775 | 2018 | NV | Waste Management Lockwood LFGTE | 57166 | GEN2 | 0 | OP | IC | LFG | 1.6 | 0.932 | 13066.5 | 5372.5 | Distributed from 923 Generation And Fuel | 2012 |  | 0 | 0 | 0 | 0 | 0 | 0 | 0 | 1.6 | 0 | 0 | 0 | 0 | 0 | 0 | 0 | 0 | 0 | 0 | 0 | 0 | 0 | 0 | 0 | 0 | 0 | 0 | 0 | 0 | 0 | 0
217 | 18776 | 2018 | NV | Western 102 Power Plant | 56500 | A101 | 0 | OP | IC | NG | 8.4 | 0.32 | 23551.786 | 13033.857 | Distributed from 923 Generation And Fuel | 2005 |  | 0 | 0 | 0 | 0 | 0 | 0 | 0 | 0 | 0 | 0 | 0 | 8.4 | 0 | 0 | 0 | 0 | 0 | 0 | 0 | 0 | 0 | 0 | 0 | 0 | 0 | 0 | 0 | 0 | 0 | 0
218 | 18777 | 2018 | NV | Western 102 Power Plant | 56500 | B102 | 0 | OP | IC | NG | 8.4 | 0.32 | 23551.786 | 13033.857 | Distributed from 923 Generation And Fuel | 2005 |  | 0 | 0 | 0 | 0 | 0 | 0 | 0 | 0 | 0 | 0 | 0 | 8.4 | 0 | 0 | 0 | 0 | 0 | 0 | 0 | 0 | 0 | 0 | 0 | 0 | 0 | 0 | 0 | 0 | 0 | 0
219 | 18778 | 2018 | NV | Western 102 Power Plant | 56500 | B202 | 0 | OP | IC | NG | 8.4 | 0.32 | 23551.786 | 13033.857 | Distributed from 923 Generation And Fuel | 2005 |  | 0 | 0 | 0 | 0 | 0 | 0 | 0 | 0 | 0 | 0 | 0 | 8.4 | 0 | 0 | 0 | 0 | 0 | 0 | 0 | 0 | 0 | 0 | 0 | 0 | 0 | 0 | 0 | 0 | 0 | 0
220 | 18779 | 2018 | NV | Western 102 Power Plant | 56500 | C102 | 0 | OP | IC | NG | 8.4 | 0.32 | 23551.786 | 13033.857 | Distributed from 923 Generation And Fuel | 2005 |  | 0 | 0 | 0 | 0 | 0 | 0 | 0 | 0 | 0 | 0 | 0 | 8.4 | 0 | 0 | 0 | 0 | 0 | 0 | 0 | 0 | 0 | 0 | 0 | 0 | 0 | 0 | 0 | 0 | 0 | 0
221 | 18780 | 2018 | NV | Western 102 Power Plant | 56500 | C202 | 0 | OP | IC | NG | 8.4 | 0.32 | 23551.786 | 13033.857 | Distributed from 923 Generation And Fuel | 2005 |  | 0 | 0 | 0 | 0 | 0 | 0 | 0 | 0 | 0 | 0 | 0 | 8.4 | 0 | 0 | 0 | 0 | 0 | 0 | 0 | 0 | 0 | 0 | 0 | 0 | 0 | 0 | 0 | 0 | 0 | 0
222 | 18781 | 2018 | NV | Western 102 Power Plant | 56500 | D101 | 0 | OP | IC | NG | 8.4 | 0.32 | 23551.786 | 13033.857 | Distributed from 923 Generation And Fuel | 2005 |  | 0 | 0 | 0 | 0 | 0 | 0 | 0 | 0 | 0 | 0 | 0 | 8.4 | 0 | 0 | 0 | 0 | 0 | 0 | 0 | 0 | 0 | 0 | 0 | 0 | 0 | 0 | 0 | 0 | 0 | 0
223 | 18782 | 2018 | NV | Western 102 Power Plant | 56500 | E102 | 0 | OP | IC | NG | 8.4 | 0.32 | 23551.786 | 13033.857 | Distributed from 923 Generation And Fuel | 2005 |  | 0 | 0 | 0 | 0 | 0 | 0 | 0 | 0 | 0 | 0 | 0 | 8.4 | 0 | 0 | 0 | 0 | 0 | 0 | 0 | 0 | 0 | 0 | 0 | 0 | 0 | 0 | 0 | 0 | 0 | 0
224 | 18783 | 2018 | NV | Western 102 Power Plant | 56500 | E202 | 0 | OP | IC | NG | 8.4 | 0.32 | 23551.786 | 13033.857 | Distributed from 923 Generation And Fuel | 2005 |  | 0 | 0 | 0 | 0 | 0 | 0 | 0 | 0 | 0 | 0 | 0 | 8.4 | 0 | 0 | 0 | 0 | 0 | 0 | 0 | 0 | 0 | 0 | 0 | 0 | 0 | 0 | 0 | 0 | 0 | 0
225 | 18784 | 2018 | NV | Western 102 Power Plant | 56500 | F102 | 0 | OP | IC | NG | 8.4 | 0.32 | 23551.786 | 13033.857 | Distributed from 923 Generation And Fuel | 2005 |  | 0 | 0 | 0 | 0 | 0 | 0 | 0 | 0 | 0 | 0 | 0 | 8.4 | 0 | 0 | 0 | 0 | 0 | 0 | 0 | 0 | 0 | 0 | 0 | 0 | 0 | 0 | 0 | 0 | 0 | 0
226 | 18785 | 2018 | NV | Western 102 Power Plant | 56500 | F202 | 0 | OP | IC | NG | 8.4 | 0.32 | 23551.786 | 13033.857 | Distributed from 923 Generation And Fuel | 2005 |  | 0 | 0 | 0 | 0 | 0 | 0 | 0 | 0 | 0 | 0 | 0 | 8.4 | 0 | 0 | 0 | 0 | 0 | 0 | 0 | 0 | 0 | 0 | 0 | 0 | 0 | 0 | 0 | 0 | 0 | 0
227 | 18786 | 2018 | NV | Western 102 Power Plant | 56500 | G102 | 0 | OP | IC | NG | 8.4 | 0.32 | 23551.786 | 13033.857 | Distributed from 923 Generation And Fuel | 2005 |  | 0 | 0 | 0 | 0 | 0 | 0 | 0 | 0 | 0 | 0 | 0 | 8.4 | 0 | 0 | 0 | 0 | 0 | 0 | 0 | 0 | 0 | 0 | 0 | 0 | 0 | 0 | 0 | 0 | 0 | 0
228 | 18787 | 2018 | NV | Western 102 Power Plant | 56500 | G202 | 0 | OP | IC | NG | 8.4 | 0.32 | 23551.786 | 13033.857 | Distributed from 923 Generation And Fuel | 2005 |  | 0 | 0 | 0 | 0 | 0 | 0 | 0 | 0 | 0 | 0 | 0 | 8.4 | 0 | 0 | 0 | 0 | 0 | 0 | 0 | 0 | 0 | 0 | 0 | 0 | 0 | 0 | 0 | 0 | 0 | 0
229 | 18788 | 2018 | NV | Western 102 Power Plant | 56500 | H102 | 0 | OP | IC | NG | 8.4 | 0.32 | 23551.786 | 13033.857 | Distributed from 923 Generation And Fuel | 2005 |  | 0 | 0 | 0 | 0 | 0 | 0 | 0 | 0 | 0 | 0 | 0 | 8.4 | 0 | 0 | 0 | 0 | 0 | 0 | 0 | 0 | 0 | 0 | 0 | 0 | 0 | 0 | 0 | 0 | 0 | 0
230 | 18789 | 2018 | NV | Western 102 Power Plant | 56500 | H202 | 0 | OP | IC | NG | 8.4 | 0.32 | 23551.786 | 13033.857 | Distributed from 923 Generation And Fuel | 2005 |  | 0 | 0 | 0 | 0 | 0 | 0 | 0 | 0 | 0 | 0 | 0 | 8.4 | 0 | 0 | 0 | 0 | 0 | 0 | 0 | 0 | 0 | 0 | 0 | 0 | 0 | 0 | 0 | 0 | 0 | 0
231 | 18790 | 2018 | NV | Western 102 Power Plant | 56500 | PV1 | 0 | OP | PV | SUN | 1 | 0.286 | 2508 | 1294 | Distributed from 923 Generation And Fuel | 2007 |  | 0 | 0 | 0 | 0 | 0 | 0 | 0 | 0 | 0 | 0 | 0 | 0 | 0 | 0 | 0 | 0 | 0 | 0 | 0 | 0 | 0 | 0 | 0 | 1 | 0 | 0 | 0 | 0 | 0 | 0
[17 empty] | Sum | 0 | 0 | 0 | 0 | 0 | 805.3 | 0 | 15.2 | 0 | 0 | 0 | 8142.2 | 0 | 0 | 0 | 0 | 0 | 0 | 0 | 0 | 0 | 0 | 809 | 1926 | 1052.2 | 0 | 0 | 0 | 7.5 | 150 | 12907.4
[17 empty] | % | 0% | 0% | 0% | 0% | 0% | 6.239% | 0% | 0.1178% | 0% | 0% | 0% | 63.08% | 0% | 0% | 0% | 0% | 0% | 0% | 0% | 0% | 0% | 0% | 6.268% | 14.92% | 8.152% | 0% | 0% | 0% | 0.05811% | 1.162%

## eGIRD OR
| eGRID2018 Generator file sequence number | Data Year | Plant state abbreviation | Plant name | DOE/EIA ORIS plant or facility code | Generator ID | Number of associated boilers | Generator status | Generator prime mover type | Generator primary fuel | Generator nameplate capacity (MW) | Generator capacity factor | Generator annual net generation (MWh) | Generator ozone season net generation (MWh) | Generation data source | Generator year on-line | Generator planned or actual retirement year | AB | BFG | BIT | BLQ | DFO | GEO | JF | LFG | LIG | MSW | MWH | NG | NUC | OBG | OBS | OG | OTH | PC | PG | PRG | PUR | RC | SUB | SUN | WAT | WC | WDL | WDS | WH | WND
1 | 21249 | 2018 | OR | 45 Mile Hydroelectric Project | 58455 | 0001 | 0 | OP | HY | WAT | 1 | 0.301 | 2640.333 | 1131 | Distributed from 923 Generation And Fuel | 2015 |  | 0 | 0 | 0 | 0 | 0 | 0 | 0 | 0 | 0 | 0 | 0 | 0 | 0 | 0 | 0 | 0 | 0 | 0 | 0 | 0 | 0 | 0 | 0 | 0 | 1 | 0 | 0 | 0 | 0 | 0
2 | 21250 | 2018 | OR | 45 Mile Hydroelectric Project | 58455 | 0002 | 0 | OP | HY | WAT | 1 | 0.301 | 2640.333 | 1131 | Distributed from 923 Generation And Fuel | 2015 |  | 0 | 0 | 0 | 0 | 0 | 0 | 0 | 0 | 0 | 0 | 0 | 0 | 0 | 0 | 0 | 0 | 0 | 0 | 0 | 0 | 0 | 0 | 0 | 0 | 1 | 0 | 0 | 0 | 0 | 0
3 | 21251 | 2018 | OR | 45 Mile Hydroelectric Project | 58455 | 0003 | 0 | OP | HY | WAT | 1 | 0.301 | 2640.333 | 1131 | Distributed from 923 Generation And Fuel | 2015 |  | 0 | 0 | 0 | 0 | 0 | 0 | 0 | 0 | 0 | 0 | 0 | 0 | 0 | 0 | 0 | 0 | 0 | 0 | 0 | 0 | 0 | 0 | 0 | 0 | 1 | 0 | 0 | 0 | 0 | 0
4 | 21252 | 2018 | OR | Adams Solar Center | 61496 | ADAMS | 0 | OP | PV | SUN | 10 | 0.137 | 12026 | 7691 | Distributed from 923 Generation And Fuel | 2018 |  | 0 | 0 | 0 | 0 | 0 | 0 | 0 | 0 | 0 | 0 | 0 | 0 | 0 | 0 | 0 | 0 | 0 | 0 | 0 | 0 | 0 | 0 | 0 | 10 | 0 | 0 | 0 | 0 | 0 | 0
5 | 21255 | 2018 | OR | Arlington Wind Power Project | 56855 | GEN1 | 0 | OP | WT | WND | 103 | 0.245 | 221498 | 111174 | Distributed from 923 Generation And Fuel | 2008 |  | 0 | 0 | 0 | 0 | 0 | 0 | 0 | 0 | 0 | 0 | 0 | 0 | 0 | 0 | 0 | 0 | 0 | 0 | 0 | 0 | 0 | 0 | 0 | 0 | 0 | 0 | 0 | 0 | 0 | 103
6 | 21257 | 2018 | OR | Baldock Solar Highway | 57882 | BSH1 | 0 | OP | PV | SUN | 1.7 | 0.135 | 2008 | 1095 | Distributed from 923 Generation And Fuel | 2012 |  | 0 | 0 | 0 | 0 | 0 | 0 | 0 | 0 | 0 | 0 | 0 | 0 | 0 | 0 | 0 | 0 | 0 | 0 | 0 | 0 | 0 | 0 | 0 | 1.7 | 0 | 0 | 0 | 0 | 0 | 0
7 | 21258 | 2018 | OR | Ballston Solar LLC | 62170 | BSPV1 | 0 | OP | PV | SUN | 2.2 | 0.004 | 85 | 0 | Distributed from 923 Generation And Fuel | 2018 |  | 0 | 0 | 0 | 0 | 0 | 0 | 0 | 0 | 0 | 0 | 0 | 0 | 0 | 0 | 0 | 0 | 0 | 0 | 0 | 0 | 0 | 0 | 0 | 2.2 | 0 | 0 | 0 | 0 | 0 | 0
8 | 21259 | 2018 | OR | BC Solar | 60616 | BCSLR | 0 | OP | PV | SUN | 8 | 0.264 | 18530 | 10105 | Distributed from 923 Generation And Fuel | 2016 |  | 0 | 0 | 0 | 0 | 0 | 0 | 0 | 0 | 0 | 0 | 0 | 0 | 0 | 0 | 0 | 0 | 0 | 0 | 0 | 0 | 0 | 0 | 0 | 8 | 0 | 0 | 0 | 0 | 0 | 0
9 | 21260 | 2018 | OR | Bear Creek Solar Center | 61281 | BCRSC | 0 | OP | PV | SUN | 10 | 0.065 | 5711 | 2073 | Distributed from 923 Generation And Fuel | 2018 |  | 0 | 0 | 0 | 0 | 0 | 0 | 0 | 0 | 0 | 0 | 0 | 0 | 0 | 0 | 0 | 0 | 0 | 0 | 0 | 0 | 0 | 0 | 0 | 10 | 0 | 0 | 0 | 0 | 0 | 0
10 | 21261 | 2018 | OR | Beaver | 8073 | 1 | 0 | OP | CT | NG | 68.3 | 0.113 | 67748 | 63045 | EIA-923 Generator File | 1974 |  | 0 | 0 | 0 | 0 | 0 | 0 | 0 | 0 | 0 | 0 | 0 | 68.3 | 0 | 0 | 0 | 0 | 0 | 0 | 0 | 0 | 0 | 0 | 0 | 0 | 0 | 0 | 0 | 0 | 0 | 0
11 | 21262 | 2018 | OR | Beaver | 8073 | 2 | 0 | OP | CT | NG | 68.3 | 0.101 | 60288 | 55275 | EIA-923 Generator File | 1974 |  | 0 | 0 | 0 | 0 | 0 | 0 | 0 | 0 | 0 | 0 | 0 | 68.3 | 0 | 0 | 0 | 0 | 0 | 0 | 0 | 0 | 0 | 0 | 0 | 0 | 0 | 0 | 0 | 0 | 0 | 0
12 | 21263 | 2018 | OR | Beaver | 8073 | 3 | 0 | OP | CT | NG | 68.3 | 0.099 | 59204 | 56271 | EIA-923 Generator File | 1974 |  | 0 | 0 | 0 | 0 | 0 | 0 | 0 | 0 | 0 | 0 | 0 | 68.3 | 0 | 0 | 0 | 0 | 0 | 0 | 0 | 0 | 0 | 0 | 0 | 0 | 0 | 0 | 0 | 0 | 0 | 0
13 | 21264 | 2018 | OR | Beaver | 8073 | 4 | 0 | OP | CT | NG | 68.3 | 0.126 | 75234 | 70433 | EIA-923 Generator File | 1974 |  | 0 | 0 | 0 | 0 | 0 | 0 | 0 | 0 | 0 | 0 | 0 | 68.3 | 0 | 0 | 0 | 0 | 0 | 0 | 0 | 0 | 0 | 0 | 0 | 0 | 0 | 0 | 0 | 0 | 0 | 0
14 | 21265 | 2018 | OR | Beaver | 8073 | 5 | 0 | OP | CT | NG | 68.3 | 0.061 | 36507 | 32668 | EIA-923 Generator File | 1974 |  | 0 | 0 | 0 | 0 | 0 | 0 | 0 | 0 | 0 | 0 | 0 | 68.3 | 0 | 0 | 0 | 0 | 0 | 0 | 0 | 0 | 0 | 0 | 0 | 0 | 0 | 0 | 0 | 0 | 0 | 0
15 | 21266 | 2018 | OR | Beaver | 8073 | 6 | 0 | OP | CT | NG | 68.3 | 0.105 | 63042 | 58800 | EIA-923 Generator File | 1974 |  | 0 | 0 | 0 | 0 | 0 | 0 | 0 | 0 | 0 | 0 | 0 | 68.3 | 0 | 0 | 0 | 0 | 0 | 0 | 0 | 0 | 0 | 0 | 0 | 0 | 0 | 0 | 0 | 0 | 0 | 0
16 | 21267 | 2018 | OR | Beaver | 8073 | 7 | 6 | OP | CA | NG | 176.4 | 0.084 | 129568 | 125969 | EIA-923 Generator File | 1977 |  | 0 | 0 | 0 | 0 | 0 | 0 | 0 | 0 | 0 | 0 | 0 | 176.4 | 0 | 0 | 0 | 0 | 0 | 0 | 0 | 0 | 0 | 0 | 0 | 0 | 0 | 0 | 0 | 0 | 0 | 0
17 | 21268 | 2018 | OR | Beaver | 8073 | 8 | 0 | OP | GT | NG | 24.5 | 0.019 | 3987 | 1622 | Distributed from 923 Generation And Fuel | 2001 |  | 0 | 0 | 0 | 0 | 0 | 0 | 0 | 0 | 0 | 0 | 0 | 24.5 | 0 | 0 | 0 | 0 | 0 | 0 | 0 | 0 | 0 | 0 | 0 | 0 | 0 | 0 | 0 | 0 | 0 | 0
18 | 21269 | 2018 | OR | Bellevue Solar Project | 57372 | INV-1 | 0 | OP | PV | SUN | 1.6 | 0.124 | 1739 | 948 | Distributed from 923 Generation And Fuel | 2011 |  | 0 | 0 | 0 | 0 | 0 | 0 | 0 | 0 | 0 | 0 | 0 | 0 | 0 | 0 | 0 | 0 | 0 | 0 | 0 | 0 | 0 | 0 | 0 | 1.6 | 0 | 0 | 0 | 0 | 0 | 0
19 | 21270 | 2018 | OR | Bend | 6484 | 1 | 0 | OP | HY | WAT | 0.2 | 0.15 | 263.273 | 112.727 | Distributed from 923 Generation And Fuel | 1913 |  | 0 | 0 | 0 | 0 | 0 | 0 | 0 | 0 | 0 | 0 | 0 | 0 | 0 | 0 | 0 | 0 | 0 | 0 | 0 | 0 | 0 | 0 | 0 | 0 | 0.2 | 0 | 0 | 0 | 0 | 0
20 | 21271 | 2018 | OR | Bend | 6484 | 2 | 0 | OP | HY | WAT | 0.3 | 0.15 | 394.909 | 169.091 | Distributed from 923 Generation And Fuel | 1916 |  | 0 | 0 | 0 | 0 | 0 | 0 | 0 | 0 | 0 | 0 | 0 | 0 | 0 | 0 | 0 | 0 | 0 | 0 | 0 | 0 | 0 | 0 | 0 | 0 | 0.3 | 0 | 0 | 0 | 0 | 0
21 | 21272 | 2018 | OR | Bend | 6484 | 3 | 0 | OP | HY | WAT | 0.6 | 0.15 | 789.818 | 338.182 | Distributed from 923 Generation And Fuel | 1917 |  | 0 | 0 | 0 | 0 | 0 | 0 | 0 | 0 | 0 | 0 | 0 | 0 | 0 | 0 | 0 | 0 | 0 | 0 | 0 | 0 | 0 | 0 | 0 | 0 | 0.6 | 0 | 0 | 0 | 0 | 0
22 | 21273 | 2018 | OR | Benson Creek Windfarm (Burnt River) | 59491 | BCW | 0 | OP | WT | WND | 10 | 0.353 | 30914 | 15516 | Distributed from 923 Generation And Fuel | 2017 |  | 0 | 0 | 0 | 0 | 0 | 0 | 0 | 0 | 0 | 0 | 0 | 0 | 0 | 0 | 0 | 0 | 0 | 0 | 0 | 0 | 0 | 0 | 0 | 0 | 0 | 0 | 0 | 0 | 0 | 10
23 | 21274 | 2018 | OR | Big Cliff | 3074 | 1 | 0 | OP | HY | WAT | 18 | 0.552 | 87091 | 37308 | Distributed from 923 Generation And Fuel | 1954 |  | 0 | 0 | 0 | 0 | 0 | 0 | 0 | 0 | 0 | 0 | 0 | 0 | 0 | 0 | 0 | 0 | 0 | 0 | 0 | 0 | 0 | 0 | 0 | 0 | 18 | 0 | 0 | 0 | 0 | 0
24 | 21275 | 2018 | OR | Big Top LLC | 56968 | 1 | 0 | OP | WT | WND | 1.7 | 0.277 | 4127 | 2071 | Distributed from 923 Generation And Fuel | 2009 |  | 0 | 0 | 0 | 0 | 0 | 0 | 0 | 0 | 0 | 0 | 0 | 0 | 0 | 0 | 0 | 0 | 0 | 0 | 0 | 0 | 0 | 0 | 0 | 0 | 0 | 0 | 0 | 0 | 0 | 1.7
25 | 21276 | 2018 | OR | Biglow Canyon Wind Farm | 56485 | 1 | 0 | OP | WT | WND | 125.4 | 0.264 | 290519.76 | 163018.606 | Distributed from 923 Generation And Fuel | 2007 |  | 0 | 0 | 0 | 0 | 0 | 0 | 0 | 0 | 0 | 0 | 0 | 0 | 0 | 0 | 0 | 0 | 0 | 0 | 0 | 0 | 0 | 0 | 0 | 0 | 0 | 0 | 0 | 0 | 0 | 125.4
26 | 21277 | 2018 | OR | Biglow Canyon Wind Farm | 56485 | 2 | 0 | OP | WT | WND | 163.3 | 0.264 | 378324.376 | 212288.184 | Distributed from 923 Generation And Fuel | 2009 |  | 0 | 0 | 0 | 0 | 0 | 0 | 0 | 0 | 0 | 0 | 0 | 0 | 0 | 0 | 0 | 0 | 0 | 0 | 0 | 0 | 0 | 0 | 0 | 0 | 0 | 0 | 0 | 0 | 0 | 163.3
27 | 21278 | 2018 | OR | Biglow Canyon Wind Farm | 56485 | 3 | 0 | OP | WT | WND | 161 | 0.264 | 372995.864 | 209298.21 | Distributed from 923 Generation And Fuel | 2010 |  | 0 | 0 | 0 | 0 | 0 | 0 | 0 | 0 | 0 | 0 | 0 | 0 | 0 | 0 | 0 | 0 | 0 | 0 | 0 | 0 | 0 | 0 | 0 | 0 | 0 | 0 | 0 | 0 | 0 | 161
28 | 21280 | 2018 | OR | Biomass One LP | 10869 | GE | 2 | OP | ST | WDS | 15 | 0.53 | 69590 | 25842 | EIA-923 Generator File | 1985 |  | 0 | 0 | 0 | 0 | 0 | 0 | 0 | 0 | 0 | 0 | 0 | 0 | 0 | 0 | 0 | 0 | 0 | 0 | 0 | 0 | 0 | 0 | 0 | 0 | 0 | 0 | 0 | 15 | 0 | 0
29 | 21281 | 2018 | OR | Biomass One LP | 10869 | GE-2 | 2 | OP | ST | WDS | 15 | 0.734 | 96410 | 31499 | EIA-923 Generator File | 2009 |  | 0 | 0 | 0 | 0 | 0 | 0 | 0 | 0 | 0 | 0 | 0 | 0 | 0 | 0 | 0 | 0 | 0 | 0 | 0 | 0 | 0 | 0 | 0 | 0 | 0 | 0 | 0 | 15 | 0 | 0
30 | 21282 | 2018 | OR | Black Cap Solar Plant | 58150 | 1 | 0 | OP | PV | SUN | 2 | 0.235 | 4113 | 2243 | Distributed from 923 Generation And Fuel | 2012 |  | 0 | 0 | 0 | 0 | 0 | 0 | 0 | 0 | 0 | 0 | 0 | 0 | 0 | 0 | 0 | 0 | 0 | 0 | 0 | 0 | 0 | 0 | 0 | 2 | 0 | 0 | 0 | 0 | 0 | 0
31 | 21288 | 2018 | OR | Bly Solar Center | 62272 | BLY | 0 | OP | PV | SUN | 8 | 0.008 | 581 | 0 | Distributed from 923 Generation And Fuel | 2018 |  | 0 | 0 | 0 | 0 | 0 | 0 | 0 | 0 | 0 | 0 | 0 | 0 | 0 | 0 | 0 | 0 | 0 | 0 | 0 | 0 | 0 | 0 | 0 | 8 | 0 | 0 | 0 | 0 | 0 | 0
32 | 21289 | 2018 | OR | Boardman | 6106 | 1 | 1 | OP | ST | SUB | 642.2 | 0.229 | 1285500 | 649553 | EIA-923 Generator File | 1980 | 2021 | 0 | 0 | 0 | 0 | 0 | 0 | 0 | 0 | 0 | 0 | 0 | 0 | 0 | 0 | 0 | 0 | 0 | 0 | 0 | 0 | 0 | 0 | 642.2 | 0 | 0 | 0 | 0 | 0 | 0 | 0
33 | 21291 | 2018 | OR | Bonneville | 3075 | 10 | 0 | OP | HY | WAT | 62.1 | 0.477 | 259719.836 | 78476.069 | Distributed from 923 Generation And Fuel | 1944 |  | 0 | 0 | 0 | 0 | 0 | 0 | 0 | 0 | 0 | 0 | 0 | 0 | 0 | 0 | 0 | 0 | 0 | 0 | 0 | 0 | 0 | 0 | 0 | 0 | 62.1 | 0 | 0 | 0 | 0 | 0
34 | 21292 | 2018 | OR | Bonneville | 3075 | 11 | 0 | OP | HY | WAT | 66.5 | 0.477 | 278121.886 | 84036.37 | Distributed from 923 Generation And Fuel | 1982 |  | 0 | 0 | 0 | 0 | 0 | 0 | 0 | 0 | 0 | 0 | 0 | 0 | 0 | 0 | 0 | 0 | 0 | 0 | 0 | 0 | 0 | 0 | 0 | 0 | 66.5 | 0 | 0 | 0 | 0 | 0
35 | 21293 | 2018 | OR | Bonneville | 3075 | 12 | 0 | OP | HY | WAT | 66.5 | 0.477 | 278121.886 | 84036.37 | Distributed from 923 Generation And Fuel | 1982 |  | 0 | 0 | 0 | 0 | 0 | 0 | 0 | 0 | 0 | 0 | 0 | 0 | 0 | 0 | 0 | 0 | 0 | 0 | 0 | 0 | 0 | 0 | 0 | 0 | 66.5 | 0 | 0 | 0 | 0 | 0
36 | 21294 | 2018 | OR | Bonneville | 3075 | 13 | 0 | OP | HY | WAT | 66.5 | 0.477 | 278121.886 | 84036.37 | Distributed from 923 Generation And Fuel | 1982 |  | 0 | 0 | 0 | 0 | 0 | 0 | 0 | 0 | 0 | 0 | 0 | 0 | 0 | 0 | 0 | 0 | 0 | 0 | 0 | 0 | 0 | 0 | 0 | 0 | 66.5 | 0 | 0 | 0 | 0 | 0
37 | 21295 | 2018 | OR | Bonneville | 3075 | 14 | 0 | OP | HY | WAT | 66.5 | 0.477 | 278121.886 | 84036.37 | Distributed from 923 Generation And Fuel | 1982 |  | 0 | 0 | 0 | 0 | 0 | 0 | 0 | 0 | 0 | 0 | 0 | 0 | 0 | 0 | 0 | 0 | 0 | 0 | 0 | 0 | 0 | 0 | 0 | 0 | 66.5 | 0 | 0 | 0 | 0 | 0
38 | 21296 | 2018 | OR | Bonneville | 3075 | 15 | 0 | OP | HY | WAT | 66.5 | 0.477 | 278121.886 | 84036.37 | Distributed from 923 Generation And Fuel | 1982 |  | 0 | 0 | 0 | 0 | 0 | 0 | 0 | 0 | 0 | 0 | 0 | 0 | 0 | 0 | 0 | 0 | 0 | 0 | 0 | 0 | 0 | 0 | 0 | 0 | 66.5 | 0 | 0 | 0 | 0 | 0
39 | 21297 | 2018 | OR | Bonneville | 3075 | 16 | 0 | OP | HY | WAT | 66.5 | 0.477 | 278121.886 | 84036.37 | Distributed from 923 Generation And Fuel | 1981 |  | 0 | 0 | 0 | 0 | 0 | 0 | 0 | 0 | 0 | 0 | 0 | 0 | 0 | 0 | 0 | 0 | 0 | 0 | 0 | 0 | 0 | 0 | 0 | 0 | 66.5 | 0 | 0 | 0 | 0 | 0
40 | 21298 | 2018 | OR | Bonneville | 3075 | 17 | 0 | OP | HY | WAT | 66.5 | 0.477 | 278121.886 | 84036.37 | Distributed from 923 Generation And Fuel | 1981 |  | 0 | 0 | 0 | 0 | 0 | 0 | 0 | 0 | 0 | 0 | 0 | 0 | 0 | 0 | 0 | 0 | 0 | 0 | 0 | 0 | 0 | 0 | 0 | 0 | 66.5 | 0 | 0 | 0 | 0 | 0
41 | 21299 | 2018 | OR | Bonneville | 3075 | 18 | 0 | OP | HY | WAT | 66.5 | 0.477 | 278121.886 | 84036.37 | Distributed from 923 Generation And Fuel | 1981 |  | 0 | 0 | 0 | 0 | 0 | 0 | 0 | 0 | 0 | 0 | 0 | 0 | 0 | 0 | 0 | 0 | 0 | 0 | 0 | 0 | 0 | 0 | 0 | 0 | 66.5 | 0 | 0 | 0 | 0 | 0
42 | 21300 | 2018 | OR | Bonneville | 3075 | 2 | 0 | OP | HY | WAT | 53.5 | 0.477 | 223752.194 | 67608.208 | Distributed from 923 Generation And Fuel | 1938 |  | 0 | 0 | 0 | 0 | 0 | 0 | 0 | 0 | 0 | 0 | 0 | 0 | 0 | 0 | 0 | 0 | 0 | 0 | 0 | 0 | 0 | 0 | 0 | 0 | 53.5 | 0 | 0 | 0 | 0 | 0
43 | 21301 | 2018 | OR | Bonneville | 3075 | 3 | 0 | OP | HY | WAT | 62.1 | 0.477 | 259719.836 | 78476.069 | Distributed from 923 Generation And Fuel | 1941 |  | 0 | 0 | 0 | 0 | 0 | 0 | 0 | 0 | 0 | 0 | 0 | 0 | 0 | 0 | 0 | 0 | 0 | 0 | 0 | 0 | 0 | 0 | 0 | 0 | 62.1 | 0 | 0 | 0 | 0 | 0
44 | 21302 | 2018 | OR | Bonneville | 3075 | 4 | 0 | OP | HY | WAT | 62.1 | 0.477 | 259719.836 | 78476.069 | Distributed from 923 Generation And Fuel | 1941 |  | 0 | 0 | 0 | 0 | 0 | 0 | 0 | 0 | 0 | 0 | 0 | 0 | 0 | 0 | 0 | 0 | 0 | 0 | 0 | 0 | 0 | 0 | 0 | 0 | 62.1 | 0 | 0 | 0 | 0 | 0
45 | 21303 | 2018 | OR | Bonneville | 3075 | 5 | 0 | OP | HY | WAT | 62.1 | 0.477 | 259719.836 | 78476.069 | Distributed from 923 Generation And Fuel | 1941 |  | 0 | 0 | 0 | 0 | 0 | 0 | 0 | 0 | 0 | 0 | 0 | 0 | 0 | 0 | 0 | 0 | 0 | 0 | 0 | 0 | 0 | 0 | 0 | 0 | 62.1 | 0 | 0 | 0 | 0 | 0
46 | 21304 | 2018 | OR | Bonneville | 3075 | 6 | 0 | OP | HY | WAT | 62.1 | 0.477 | 259719.836 | 78476.069 | Distributed from 923 Generation And Fuel | 1942 |  | 0 | 0 | 0 | 0 | 0 | 0 | 0 | 0 | 0 | 0 | 0 | 0 | 0 | 0 | 0 | 0 | 0 | 0 | 0 | 0 | 0 | 0 | 0 | 0 | 62.1 | 0 | 0 | 0 | 0 | 0
47 | 21305 | 2018 | OR | Bonneville | 3075 | 7 | 0 | OP | HY | WAT | 62.1 | 0.477 | 259719.836 | 78476.069 | Distributed from 923 Generation And Fuel | 1943 |  | 0 | 0 | 0 | 0 | 0 | 0 | 0 | 0 | 0 | 0 | 0 | 0 | 0 | 0 | 0 | 0 | 0 | 0 | 0 | 0 | 0 | 0 | 0 | 0 | 62.1 | 0 | 0 | 0 | 0 | 0
48 | 21306 | 2018 | OR | Bonneville | 3075 | 8 | 0 | OP | HY | WAT | 62.1 | 0.477 | 259719.836 | 78476.069 | Distributed from 923 Generation And Fuel | 1943 |  | 0 | 0 | 0 | 0 | 0 | 0 | 0 | 0 | 0 | 0 | 0 | 0 | 0 | 0 | 0 | 0 | 0 | 0 | 0 | 0 | 0 | 0 | 0 | 0 | 62.1 | 0 | 0 | 0 | 0 | 0
49 | 21307 | 2018 | OR | Bonneville | 3075 | 9 | 0 | OP | HY | WAT | 62.1 | 0.477 | 259719.836 | 78476.069 | Distributed from 923 Generation And Fuel | 1943 |  | 0 | 0 | 0 | 0 | 0 | 0 | 0 | 0 | 0 | 0 | 0 | 0 | 0 | 0 | 0 | 0 | 0 | 0 | 0 | 0 | 0 | 0 | 0 | 0 | 62.1 | 0 | 0 | 0 | 0 | 0
50 | 21308 | 2018 | OR | Bonneville | 3075 | F1 | 0 | OP | HY | WAT | 13.1 | 0.477 | 54787.92 | 16554.533 | Distributed from 923 Generation And Fuel | 1982 |  | 0 | 0 | 0 | 0 | 0 | 0 | 0 | 0 | 0 | 0 | 0 | 0 | 0 | 0 | 0 | 0 | 0 | 0 | 0 | 0 | 0 | 0 | 0 | 0 | 13.1 | 0 | 0 | 0 | 0 | 0
51 | 21309 | 2018 | OR | Bonneville | 3075 | F2 | 0 | OP | HY | WAT | 13.1 | 0.477 | 54787.92 | 16554.533 | Distributed from 923 Generation And Fuel | 1981 |  | 0 | 0 | 0 | 0 | 0 | 0 | 0 | 0 | 0 | 0 | 0 | 0 | 0 | 0 | 0 | 0 | 0 | 0 | 0 | 0 | 0 | 0 | 0 | 0 | 13.1 | 0 | 0 | 0 | 0 | 0
52 | 21316 | 2018 | OR | Butter Creek Power LLC | 56967 | 1 | 0 | OP | WT | WND | 5 | 0.309 | 13533 | 6792 | Distributed from 923 Generation And Fuel | 2009 |  | 0 | 0 | 0 | 0 | 0 | 0 | 0 | 0 | 0 | 0 | 0 | 0 | 0 | 0 | 0 | 0 | 0 | 0 | 0 | 0 | 0 | 0 | 0 | 0 | 0 | 0 | 0 | 0 | 0 | 5
53 | 21317 | 2018 | OR | Carmen Smith | 3067 | 1 | 0 | OP | HY | WAT | 52.2 | 0.166 | 75760.331 | 32454.425 | Distributed from 923 Generation And Fuel | 1963 |  | 0 | 0 | 0 | 0 | 0 | 0 | 0 | 0 | 0 | 0 | 0 | 0 | 0 | 0 | 0 | 0 | 0 | 0 | 0 | 0 | 0 | 0 | 0 | 0 | 52.2 | 0 | 0 | 0 | 0 | 0
54 | 21318 | 2018 | OR | Carmen Smith | 3067 | 2 | 0 | OP | HY | WAT | 52.2 | 0.166 | 75760.331 | 32454.425 | Distributed from 923 Generation And Fuel | 1963 |  | 0 | 0 | 0 | 0 | 0 | 0 | 0 | 0 | 0 | 0 | 0 | 0 | 0 | 0 | 0 | 0 | 0 | 0 | 0 | 0 | 0 | 0 | 0 | 0 | 52.2 | 0 | 0 | 0 | 0 | 0
55 | 21319 | 2018 | OR | Carmen Smith | 3067 | 3 | 0 | OP | HY | WAT | 9.9 | 0.166 | 14368.339 | 6155.15 | Distributed from 923 Generation And Fuel | 1963 |  | 0 | 0 | 0 | 0 | 0 | 0 | 0 | 0 | 0 | 0 | 0 | 0 | 0 | 0 | 0 | 0 | 0 | 0 | 0 | 0 | 0 | 0 | 0 | 0 | 9.9 | 0 | 0 | 0 | 0 | 0
56 | 21320 | 2018 | OR | Carty Generating Station | 58503 | GEN1 | 0 | OP | CT | NG | 300 | 0.726 | 1906874 | 675162 | EIA-923 Generator File | 2016 |  | 0 | 0 | 0 | 0 | 0 | 0 | 0 | 0 | 0 | 0 | 0 | 300 | 0 | 0 | 0 | 0 | 0 | 0 | 0 | 0 | 0 | 0 | 0 | 0 | 0 | 0 | 0 | 0 | 0 | 0
57 | 21321 | 2018 | OR | Carty Generating Station | 58503 | GEN2 | 1 | OP | CA | NG | 200 | 0.636 | 1113952 | 418749 | EIA-923 Generator File | 2016 |  | 0 | 0 | 0 | 0 | 0 | 0 | 0 | 0 | 0 | 0 | 0 | 200 | 0 | 0 | 0 | 0 | 0 | 0 | 0 | 0 | 0 | 0 | 0 | 0 | 0 | 0 | 0 | 0 | 0 | 0
58 | 21322 | 2018 | OR | C-Drop Hydro | 58470 | GEN1 | 0 | OP | HY | WAT | 1.1 | 0.184 | 1776 | 761 | Distributed from 923 Generation And Fuel | 2012 |  | 0 | 0 | 0 | 0 | 0 | 0 | 0 | 0 | 0 | 0 | 0 | 0 | 0 | 0 | 0 | 0 | 0 | 0 | 0 | 0 | 0 | 0 | 0 | 0 | 1.1 | 0 | 0 | 0 | 0 | 0
59 | 21323 | 2018 | OR | Chiloquin Solar, LLC | 61631 | CHILO | 0 | OP | PV | SUN | 9.9 | 0.231 | 20037 | 10927 | Distributed from 923 Generation And Fuel | 2018 |  | 0 | 0 | 0 | 0 | 0 | 0 | 0 | 0 | 0 | 0 | 0 | 0 | 0 | 0 | 0 | 0 | 0 | 0 | 0 | 0 | 0 | 0 | 0 | 9.9 | 0 | 0 | 0 | 0 | 0 | 0
60 | 21324 | 2018 | OR | Chopin Wind LLC | 59076 | WT1 | 0 | OP | WT | WND | 10 | 0.357 | 31245 | 15682 | Distributed from 923 Generation And Fuel | 2016 |  | 0 | 0 | 0 | 0 | 0 | 0 | 0 | 0 | 0 | 0 | 0 | 0 | 0 | 0 | 0 | 0 | 0 | 0 | 0 | 0 | 0 | 0 | 0 | 0 | 0 | 0 | 0 | 0 | 0 | 10
61 | 21325 | 2018 | OR | Clearwater 1 | 3020 | 1 | 0 | OP | HY | WAT | 15 | 0.308 | 40494 | 17347 | Distributed from 923 Generation And Fuel | 1953 |  | 0 | 0 | 0 | 0 | 0 | 0 | 0 | 0 | 0 | 0 | 0 | 0 | 0 | 0 | 0 | 0 | 0 | 0 | 0 | 0 | 0 | 0 | 0 | 0 | 15 | 0 | 0 | 0 | 0 | 0
62 | 21326 | 2018 | OR | Clearwater 2 | 3021 | 1 | 0 | OP | HY | WAT | 26 | 0.162 | 36927 | 15819 | Distributed from 923 Generation And Fuel | 1953 |  | 0 | 0 | 0 | 0 | 0 | 0 | 0 | 0 | 0 | 0 | 0 | 0 | 0 | 0 | 0 | 0 | 0 | 0 | 0 | 0 | 0 | 0 | 0 | 0 | 26 | 0 | 0 | 0 | 0 | 0
63 | 21328 | 2018 | OR | Coffin Butte | 7725 | 1 | 0 | OP | IC | LFG | 0.8 | 0.854 | 5983.286 | 2427.714 | Distributed from 923 Generation And Fuel | 1995 |  | 0 | 0 | 0 | 0 | 0 | 0 | 0 | 0.8 | 0 | 0 | 0 | 0 | 0 | 0 | 0 | 0 | 0 | 0 | 0 | 0 | 0 | 0 | 0 | 0 | 0 | 0 | 0 | 0 | 0 | 0
64 | 21329 | 2018 | OR | Coffin Butte | 7725 | 2 | 0 | OP | IC | LFG | 0.8 | 0.854 | 5983.286 | 2427.714 | Distributed from 923 Generation And Fuel | 1995 |  | 0 | 0 | 0 | 0 | 0 | 0 | 0 | 0.8 | 0 | 0 | 0 | 0 | 0 | 0 | 0 | 0 | 0 | 0 | 0 | 0 | 0 | 0 | 0 | 0 | 0 | 0 | 0 | 0 | 0 | 0
65 | 21330 | 2018 | OR | Coffin Butte | 7725 | 3 | 0 | OP | IC | LFG | 0.8 | 0.854 | 5983.286 | 2427.714 | Distributed from 923 Generation And Fuel | 1995 |  | 0 | 0 | 0 | 0 | 0 | 0 | 0 | 0.8 | 0 | 0 | 0 | 0 | 0 | 0 | 0 | 0 | 0 | 0 | 0 | 0 | 0 | 0 | 0 | 0 | 0 | 0 | 0 | 0 | 0 | 0
66 | 21331 | 2018 | OR | Coffin Butte | 7725 | 4 | 0 | OP | IC | LFG | 1.6 | 0.854 | 11966.571 | 4855.429 | Distributed from 923 Generation And Fuel | 2007 |  | 0 | 0 | 0 | 0 | 0 | 0 | 0 | 1.6 | 0 | 0 | 0 | 0 | 0 | 0 | 0 | 0 | 0 | 0 | 0 | 0 | 0 | 0 | 0 | 0 | 0 | 0 | 0 | 0 | 0 | 0
67 | 21332 | 2018 | OR | Coffin Butte | 7725 | 5 | 0 | OP | IC | LFG | 1.6 | 0.854 | 11966.571 | 4855.429 | Distributed from 923 Generation And Fuel | 2007 |  | 0 | 0 | 0 | 0 | 0 | 0 | 0 | 1.6 | 0 | 0 | 0 | 0 | 0 | 0 | 0 | 0 | 0 | 0 | 0 | 0 | 0 | 0 | 0 | 0 | 0 | 0 | 0 | 0 | 0 | 0
68 | 21335 | 2018 | OR | Colton Solar | 61831 | PGRC2 | 0 | OP | PV | SUN | 2.2 | 0.105 | 2026 | 1105 | Distributed from 923 Generation And Fuel | 2017 |  | 0 | 0 | 0 | 0 | 0 | 0 | 0 | 0 | 0 | 0 | 0 | 0 | 0 | 0 | 0 | 0 | 0 | 0 | 0 | 0 | 0 | 0 | 0 | 2.2 | 0 | 0 | 0 | 0 | 0 | 0
69 | 21336 | 2018 | OR | Combine Hills I | 56195 | 001 | 0 | OP | WT | WND | 41 | 0.317 | 113681 | 57059 | Distributed from 923 Generation And Fuel | 2003 |  | 0 | 0 | 0 | 0 | 0 | 0 | 0 | 0 | 0 | 0 | 0 | 0 | 0 | 0 | 0 | 0 | 0 | 0 | 0 | 0 | 0 | 0 | 0 | 0 | 0 | 0 | 0 | 0 | 0 | 41
70 | 21337 | 2018 | OR | Condon Windpower LLC | 55739 | GEN1 | 0 | OP | WT | WND | 24.6 | 0.226 | 48673.916 | 24430.566 | Distributed from 923 Generation And Fuel | 2001 |  | 0 | 0 | 0 | 0 | 0 | 0 | 0 | 0 | 0 | 0 | 0 | 0 | 0 | 0 | 0 | 0 | 0 | 0 | 0 | 0 | 0 | 0 | 0 | 0 | 0 | 0 | 0 | 0 | 0 | 24.6
71 | 21338 | 2018 | OR | Condon Windpower LLC | 55739 | GEN2 | 0 | OP | WT | WND | 25.2 | 0.226 | 49861.084 | 25026.434 | Distributed from 923 Generation And Fuel | 2002 |  | 0 | 0 | 0 | 0 | 0 | 0 | 0 | 0 | 0 | 0 | 0 | 0 | 0 | 0 | 0 | 0 | 0 | 0 | 0 | 0 | 0 | 0 | 0 | 0 | 0 | 0 | 0 | 0 | 0 | 25.2
72 | 21339 | 2018 | OR | Copper Dam Plant | 10323 | TURGO | 0 | OP | HY | WAT | 2.6 | 0.711 | 16197 | 6939 | Distributed from 923 Generation And Fuel | 2015 |  | 0 | 0 | 0 | 0 | 0 | 0 | 0 | 0 | 0 | 0 | 0 | 0 | 0 | 0 | 0 | 0 | 0 | 0 | 0 | 0 | 0 | 0 | 0 | 0 | 2.6 | 0 | 0 | 0 | 0 | 0
73 | 21342 | 2018 | OR | Cougar | 3076 | 1 | 0 | OP | HY | WAT | 13 | 0.354 | 40261.5 | 17247.5 | Distributed from 923 Generation And Fuel | 1964 |  | 0 | 0 | 0 | 0 | 0 | 0 | 0 | 0 | 0 | 0 | 0 | 0 | 0 | 0 | 0 | 0 | 0 | 0 | 0 | 0 | 0 | 0 | 0 | 0 | 13 | 0 | 0 | 0 | 0 | 0
74 | 21343 | 2018 | OR | Cougar | 3076 | 2 | 0 | OP | HY | WAT | 13 | 0.354 | 40261.5 | 17247.5 | Distributed from 923 Generation And Fuel | 1964 |  | 0 | 0 | 0 | 0 | 0 | 0 | 0 | 0 | 0 | 0 | 0 | 0 | 0 | 0 | 0 | 0 | 0 | 0 | 0 | 0 | 0 | 0 | 0 | 0 | 13 | 0 | 0 | 0 | 0 | 0
75 | 21344 | 2018 | OR | Covanta Marion Inc | 50630 | GEN1 | 2 | OP | ST | MSW | 13.1 | 0.616 | 70695 | 34739 | EIA-923 Generator File | 1986 |  | 0 | 0 | 0 | 0 | 0 | 0 | 0 | 0 | 0 | 13.1 | 0 | 0 | 0 | 0 | 0 | 0 | 0 | 0 | 0 | 0 | 0 | 0 | 0 | 0 | 0 | 0 | 0 | 0 | 0 | 0
76 | 21345 | 2018 | OR | Coyote Springs | 7350 | 1 | 0 | OP | CT | NG | 185.7 | 0.582 | 946350 | 358832 | EIA-923 Generator File | 1995 |  | 0 | 0 | 0 | 0 | 0 | 0 | 0 | 0 | 0 | 0 | 0 | 185.7 | 0 | 0 | 0 | 0 | 0 | 0 | 0 | 0 | 0 | 0 | 0 | 0 | 0 | 0 | 0 | 0 | 0 | 0
77 | 21346 | 2018 | OR | Coyote Springs | 7350 | 2 | 1 | OP | CA | NG | 80.6 | 0.655 | 462704 | 181764 | EIA-923 Generator File | 1995 |  | 0 | 0 | 0 | 0 | 0 | 0 | 0 | 0 | 0 | 0 | 0 | 80.6 | 0 | 0 | 0 | 0 | 0 | 0 | 0 | 0 | 0 | 0 | 0 | 0 | 0 | 0 | 0 | 0 | 0 | 0
78 | 21347 | 2018 | OR | Coyote Springs II | 7931 | 1 | 0 | OP | CT | NG | 170 | 0.631 | 939843 | 378183 | EIA-923 Generator File | 2003 |  | 0 | 0 | 0 | 0 | 0 | 0 | 0 | 0 | 0 | 0 | 0 | 170 | 0 | 0 | 0 | 0 | 0 | 0 | 0 | 0 | 0 | 0 | 0 | 0 | 0 | 0 | 0 | 0 | 0 | 0
79 | 21348 | 2018 | OR | Coyote Springs II | 7931 | 2 | 1 | OP | CA | NG | 117 | 0.542 | 555348 | 234759 | EIA-923 Generator File | 2003 |  | 0 | 0 | 0 | 0 | 0 | 0 | 0 | 0 | 0 | 0 | 0 | 117 | 0 | 0 | 0 | 0 | 0 | 0 | 0 | 0 | 0 | 0 | 0 | 0 | 0 | 0 | 0 | 0 | 0 | 0
80 | 21349 | 2018 | OR | Dalles Dam North Fishway Project | 7431 | 1 | 0 | OP | HY | WAT | 6.5 | 0.709 | 40360 | 17289 | Distributed from 923 Generation And Fuel | 1991 |  | 0 | 0 | 0 | 0 | 0 | 0 | 0 | 0 | 0 | 0 | 0 | 0 | 0 | 0 | 0 | 0 | 0 | 0 | 0 | 0 | 0 | 0 | 0 | 0 | 6.5 | 0 | 0 | 0 | 0 | 0
81 | 21350 | 2018 | OR | Dayton Cutoff Solar | 61827 | PGRC3 | 0 | OP | PV | SUN | 2.2 | 0.15 | 2892 | 1577 | Distributed from 923 Generation And Fuel | 2017 |  | 0 | 0 | 0 | 0 | 0 | 0 | 0 | 0 | 0 | 0 | 0 | 0 | 0 | 0 | 0 | 0 | 0 | 0 | 0 | 0 | 0 | 0 | 0 | 2.2 | 0 | 0 | 0 | 0 | 0 | 0
82 | 21351 | 2018 | OR | Detroit | 3077 | 1 | 0 | OP | HY | WAT | 50 | 0.433 | 189649 | 81242 | Distributed from 923 Generation And Fuel | 1953 |  | 0 | 0 | 0 | 0 | 0 | 0 | 0 | 0 | 0 | 0 | 0 | 0 | 0 | 0 | 0 | 0 | 0 | 0 | 0 | 0 | 0 | 0 | 0 | 0 | 50 | 0 | 0 | 0 | 0 | 0
83 | 21352 | 2018 | OR | Detroit | 3077 | 2 | 0 | OP | HY | WAT | 50 | 0.433 | 189649 | 81242 | Distributed from 923 Generation And Fuel | 1953 |  | 0 | 0 | 0 | 0 | 0 | 0 | 0 | 0 | 0 | 0 | 0 | 0 | 0 | 0 | 0 | 0 | 0 | 0 | 0 | 0 | 0 | 0 | 0 | 0 | 50 | 0 | 0 | 0 | 0 | 0
84 | 21353 | 2018 | OR | Dexter | 3078 | 1 | 0 | OP | HY | WAT | 15 | 0.482 | 63279 | 27108 | Distributed from 923 Generation And Fuel | 1955 |  | 0 | 0 | 0 | 0 | 0 | 0 | 0 | 0 | 0 | 0 | 0 | 0 | 0 | 0 | 0 | 0 | 0 | 0 | 0 | 0 | 0 | 0 | 0 | 0 | 15 | 0 | 0 | 0 | 0 | 0
85 | 21354 | 2018 | OR | Dillard Complex | 50396 | GEN1 | 3 | OP | ST | WDS | 5 | 0.72 | 31519 | 16063 | EIA-923 Generator File | 1955 |  | 0 | 0 | 0 | 0 | 0 | 0 | 0 | 0 | 0 | 0 | 0 | 0 | 0 | 0 | 0 | 0 | 0 | 0 | 0 | 0 | 0 | 0 | 0 | 0 | 0 | 0 | 0 | 5 | 0 | 0
86 | 21355 | 2018 | OR | Dillard Complex | 50396 | GEN2 | 3 | OP | ST | WDS | 5 | 0.632 | 27699 | 13541 | EIA-923 Generator File | 1955 |  | 0 | 0 | 0 | 0 | 0 | 0 | 0 | 0 | 0 | 0 | 0 | 0 | 0 | 0 | 0 | 0 | 0 | 0 | 0 | 0 | 0 | 0 | 0 | 0 | 0 | 0 | 0 | 5 | 0 | 0
87 | 21356 | 2018 | OR | Dillard Complex | 50396 | GEN3 | 3 | OP | ST | WDS | 7 | 0.361 | 22163 | 14420 | EIA-923 Generator File | 1955 |  | 0 | 0 | 0 | 0 | 0 | 0 | 0 | 0 | 0 | 0 | 0 | 0 | 0 | 0 | 0 | 0 | 0 | 0 | 0 | 0 | 0 | 0 | 0 | 0 | 0 | 0 | 0 | 7 | 0 | 0
88 | 21357 | 2018 | OR | Dillard Complex | 50396 | GEN4 | 3 | OP | ST | WDS | 11.5 | 0.54 | 54431 | 23722 | EIA-923 Generator File | 1955 |  | 0 | 0 | 0 | 0 | 0 | 0 | 0 | 0 | 0 | 0 | 0 | 0 | 0 | 0 | 0 | 0 | 0 | 0 | 0 | 0 | 0 | 0 | 0 | 0 | 0 | 0 | 0 | 11.5 | 0 | 0
89 | 21358 | 2018 | OR | Dillard Complex | 50396 | GEN5 | 3 | OP | ST | WDS | 11.5 | 0.082 | 8233 | 0 | EIA-923 Generator File | 1955 |  | 0 | 0 | 0 | 0 | 0 | 0 | 0 | 0 | 0 | 0 | 0 | 0 | 0 | 0 | 0 | 0 | 0 | 0 | 0 | 0 | 0 | 0 | 0 | 0 | 0 | 0 | 0 | 11.5 | 0 | 0
90 | 21360 | 2018 | OR | Dorena Hydro-Electric Facility | 59357 | FRNCS | 0 | OP | HY | WAT | 1.4 | 0.142 | 1739.92 | 745.36 | Distributed from 923 Generation And Fuel | 2014 |  | 0 | 0 | 0 | 0 | 0 | 0 | 0 | 0 | 0 | 0 | 0 | 0 | 0 | 0 | 0 | 0 | 0 | 0 | 0 | 0 | 0 | 0 | 0 | 0 | 1.4 | 0 | 0 | 0 | 0 | 0
91 | 21361 | 2018 | OR | Dorena Hydro-Electric Facility | 59357 | KAPLN | 0 | OP | HY | WAT | 6.1 | 0.142 | 7581.08 | 3247.64 | Distributed from 923 Generation And Fuel | 2014 |  | 0 | 0 | 0 | 0 | 0 | 0 | 0 | 0 | 0 | 0 | 0 | 0 | 0 | 0 | 0 | 0 | 0 | 0 | 0 | 0 | 0 | 0 | 0 | 0 | 6.1 | 0 | 0 | 0 | 0 | 0
92 | 21362 | 2018 | OR | Douglas County Forest Products | 61761 | GEN-1 | 0 | OP | ST | WDS | 6.3 | 0.506 | 27929 | 12181.451 | EIA-923 Generator File | 2006 |  | 0 | 0 | 0 | 0 | 0 | 0 | 0 | 0 | 0 | 0 | 0 | 0 | 0 | 0 | 0 | 0 | 0 | 0 | 0 | 0 | 0 | 0 | 0 | 0 | 0 | 0 | 0 | 6.3 | 0 | 0
93 | 21363 | 2018 | OR | Dry Creek LFG to Energy Project | 56461 | DC1 | 0 | OP | IC | LFG | 1.6 | 0.602 | 8432 | 3421.5 | Distributed from 923 Generation And Fuel | 2007 |  | 0 | 0 | 0 | 0 | 0 | 0 | 0 | 1.6 | 0 | 0 | 0 | 0 | 0 | 0 | 0 | 0 | 0 | 0 | 0 | 0 | 0 | 0 | 0 | 0 | 0 | 0 | 0 | 0 | 0 | 0
94 | 21364 | 2018 | OR | Dry Creek LFG to Energy Project | 56461 | DC2 | 0 | OP | IC | LFG | 1.6 | 0.602 | 8432 | 3421.5 | Distributed from 923 Generation And Fuel | 2007 |  | 0 | 0 | 0 | 0 | 0 | 0 | 0 | 1.6 | 0 | 0 | 0 | 0 | 0 | 0 | 0 | 0 | 0 | 0 | 0 | 0 | 0 | 0 | 0 | 0 | 0 | 0 | 0 | 0 | 0 | 0
95 | 21365 | 2018 | OR | Durbin Creek Windfarm (Burnt River) | 59492 | DCW | 0 | OP | WT | WND | 10 | 0.319 | 27901 | 14004 | Distributed from 923 Generation And Fuel | 2017 |  | 0 | 0 | 0 | 0 | 0 | 0 | 0 | 0 | 0 | 0 | 0 | 0 | 0 | 0 | 0 | 0 | 0 | 0 | 0 | 0 | 0 | 0 | 0 | 0 | 0 | 0 | 0 | 0 | 0 | 10
96 | 21366 | 2018 | OR | Durham AWTF | 60263 | GEN1 | 0 | OP | IC | OBG | 0.8 | 0.878 | 6150.5 | 2550.5 | Distributed from 923 Generation And Fuel | 2015 |  | 0 | 0 | 0 | 0 | 0 | 0 | 0 | 0 | 0 | 0 | 0 | 0 | 0 | 0.8 | 0 | 0 | 0 | 0 | 0 | 0 | 0 | 0 | 0 | 0 | 0 | 0 | 0 | 0 | 0 | 0
97 | 21367 | 2018 | OR | Durham AWTF | 60263 | GEN2 | 0 | OP | IC | OBG | 0.8 | 0.878 | 6150.5 | 2550.5 | Distributed from 923 Generation And Fuel | 2015 |  | 0 | 0 | 0 | 0 | 0 | 0 | 0 | 0 | 0 | 0 | 0 | 0 | 0 | 0.8 | 0 | 0 | 0 | 0 | 0 | 0 | 0 | 0 | 0 | 0 | 0 | 0 | 0 | 0 | 0 | 0
98 | 21368 | 2018 | OR | Eagle Point | 3024 | 1 | 0 | OP | HY | WAT | 2.8 | 0.669 | 16411 | 7030 | Distributed from 923 Generation And Fuel | 1957 |  | 0 | 0 | 0 | 0 | 0 | 0 | 0 | 0 | 0 | 0 | 0 | 0 | 0 | 0 | 0 | 0 | 0 | 0 | 0 | 0 | 0 | 0 | 0 | 0 | 2.8 | 0 | 0 | 0 | 0 | 0
99 | 21369 | 2018 | OR | Eagle Point Solar | 61560 | PGRD4 | 0 | OP | PV | SUN | 9.9 | 0.215 | 18684 | 10189 | Distributed from 923 Generation And Fuel | 2017 |  | 0 | 0 | 0 | 0 | 0 | 0 | 0 | 0 | 0 | 0 | 0 | 0 | 0 | 0 | 0 | 0 | 0 | 0 | 0 | 0 | 0 | 0 | 0 | 9.9 | 0 | 0 | 0 | 0 | 0 | 0
100 | 21370 | 2018 | OR | East Side | 3025 | 1 | 0 | OP | HY | WAT | 3.2 | 0 | 0 | 0 | Distributed from 923 Generation And Fuel | 1924 |  | 0 | 0 | 0 | 0 | 0 | 0 | 0 | 0 | 0 | 0 | 0 | 0 | 0 | 0 | 0 | 0 | 0 | 0 | 0 | 0 | 0 | 0 | 0 | 0 | 3.2 | 0 | 0 | 0 | 0 | 0
101 | 21371 | 2018 | OR | Elbe Solar Center | 61497 | ELBE | 0 | OP | PV | SUN | 10 | 0.121 | 10632 | 5739 | Distributed from 923 Generation And Fuel | 2018 |  | 0 | 0 | 0 | 0 | 0 | 0 | 0 | 0 | 0 | 0 | 0 | 0 | 0 | 0 | 0 | 0 | 0 | 0 | 0 | 0 | 0 | 0 | 0 | 10 | 0 | 0 | 0 | 0 | 0 | 0
102 | 21372 | 2018 | OR | Elkhorn Valley Wind Farm | 56623 | EH1 | 0 | OP | WT | WND | 100.7 | 0.356 | 314423 | 157815 | Distributed from 923 Generation And Fuel | 2007 |  | 0 | 0 | 0 | 0 | 0 | 0 | 0 | 0 | 0 | 0 | 0 | 0 | 0 | 0 | 0 | 0 | 0 | 0 | 0 | 0 | 0 | 0 | 0 | 0 | 0 | 0 | 0 | 0 | 0 | 100.7
103 | 21373 | 2018 | OR | Eurus Combine Hills Turbine Ranch 2 | 57137 | 1 | 0 | OP | WT | WND | 63 | 0.307 | 169208 | 84929 | Distributed from 923 Generation And Fuel | 2010 |  | 0 | 0 | 0 | 0 | 0 | 0 | 0 | 0 | 0 | 0 | 0 | 0 | 0 | 0 | 0 | 0 | 0 | 0 | 0 | 0 | 0 | 0 | 0 | 0 | 0 | 0 | 0 | 0 | 0 | 63
104 | 21374 | 2018 | OR | Evergreen BioPower LLC | 56781 | 1 | 1 | OP | ST | WDS | 21 | 0.277 | 51006 | 25760 | EIA-923 Generator File | 2007 |  | 0 | 0 | 0 | 0 | 0 | 0 | 0 | 0 | 0 | 0 | 0 | 0 | 0 | 0 | 0 | 0 | 0 | 0 | 0 | 0 | 0 | 0 | 0 | 0 | 0 | 0 | 0 | 21 | 0 | 0
105 | 21375 | 2018 | OR | Falls Creek | 52187 | GE-1 | 0 | OP | HY | WAT | 4.1 | 0.349 | 12544 | 5374 | Distributed from 923 Generation And Fuel | 1984 |  | 0 | 0 | 0 | 0 | 0 | 0 | 0 | 0 | 0 | 0 | 0 | 0 | 0 | 0 | 0 | 0 | 0 | 0 | 0 | 0 | 0 | 0 | 0 | 0 | 4.1 | 0 | 0 | 0 | 0 | 0
106 | 21376 | 2018 | OR | Faraday | 3045 | 1 | 0 | OP | HY | WAT | 3.1 | 0.272 | 7396.85 | 3168.7 | Distributed from 923 Generation And Fuel | 1907 | 2019 | 0 | 0 | 0 | 0 | 0 | 0 | 0 | 0 | 0 | 0 | 0 | 0 | 0 | 0 | 0 | 0 | 0 | 0 | 0 | 0 | 0 | 0 | 0 | 0 | 3.1 | 0 | 0 | 0 | 0 | 0
107 | 21377 | 2018 | OR | Faraday | 3045 | 2 | 0 | OP | HY | WAT | 3.1 | 0.272 | 7396.85 | 3168.7 | Distributed from 923 Generation And Fuel | 1907 | 2019 | 0 | 0 | 0 | 0 | 0 | 0 | 0 | 0 | 0 | 0 | 0 | 0 | 0 | 0 | 0 | 0 | 0 | 0 | 0 | 0 | 0 | 0 | 0 | 0 | 3.1 | 0 | 0 | 0 | 0 | 0
108 | 21378 | 2018 | OR | Faraday | 3045 | 3 | 0 | OP | HY | WAT | 2.7 | 0.272 | 6442.418 | 2759.835 | Distributed from 923 Generation And Fuel | 1908 | 2019 | 0 | 0 | 0 | 0 | 0 | 0 | 0 | 0 | 0 | 0 | 0 | 0 | 0 | 0 | 0 | 0 | 0 | 0 | 0 | 0 | 0 | 0 | 0 | 0 | 2.7 | 0 | 0 | 0 | 0 | 0
109 | 21379 | 2018 | OR | Faraday | 3045 | 4 | 0 | OP | HY | WAT | 4.5 | 0.272 | 10737.363 | 4599.725 | Distributed from 923 Generation And Fuel | 1909 | 2019 | 0 | 0 | 0 | 0 | 0 | 0 | 0 | 0 | 0 | 0 | 0 | 0 | 0 | 0 | 0 | 0 | 0 | 0 | 0 | 0 | 0 | 0 | 0 | 0 | 4.5 | 0 | 0 | 0 | 0 | 0
110 | 21380 | 2018 | OR | Faraday | 3045 | 5 | 0 | OP | HY | WAT | 4 | 0.272 | 9544.322 | 4088.645 | Distributed from 923 Generation And Fuel | 1910 | 2019 | 0 | 0 | 0 | 0 | 0 | 0 | 0 | 0 | 0 | 0 | 0 | 0 | 0 | 0 | 0 | 0 | 0 | 0 | 0 | 0 | 0 | 0 | 0 | 0 | 4 | 0 | 0 | 0 | 0 | 0
111 | 21381 | 2018 | OR | Faraday | 3045 | 6 | 0 | OP | HY | WAT | 19.2 | 0.272 | 45812.747 | 19625.495 | Distributed from 923 Generation And Fuel | 1958 |  | 0 | 0 | 0 | 0 | 0 | 0 | 0 | 0 | 0 | 0 | 0 | 0 | 0 | 0 | 0 | 0 | 0 | 0 | 0 | 0 | 0 | 0 | 0 | 0 | 19.2 | 0 | 0 | 0 | 0 | 0
112 | 21384 | 2018 | OR | Finley Buttes Landfill Gas | 58687 | GEN1 | 0 | OP | IC | LFG | 1.6 | 0.77 | 10797 | 4381 | Distributed from 923 Generation And Fuel | 2007 |  | 0 | 0 | 0 | 0 | 0 | 0 | 0 | 1.6 | 0 | 0 | 0 | 0 | 0 | 0 | 0 | 0 | 0 | 0 | 0 | 0 | 0 | 0 | 0 | 0 | 0 | 0 | 0 | 0 | 0 | 0
113 | 21385 | 2018 | OR | Finley Buttes Landfill Gas | 58687 | GEN2 | 0 | OP | IC | LFG | 1.6 | 0.77 | 10797 | 4381 | Distributed from 923 Generation And Fuel | 2007 |  | 0 | 0 | 0 | 0 | 0 | 0 | 0 | 1.6 | 0 | 0 | 0 | 0 | 0 | 0 | 0 | 0 | 0 | 0 | 0 | 0 | 0 | 0 | 0 | 0 | 0 | 0 | 0 | 0 | 0 | 0
114 | 21386 | 2018 | OR | Finley Buttes Landfill Gas | 58687 | GEN3 | 0 | OP | IC | LFG | 1.6 | 0.77 | 10797 | 4381 | Distributed from 923 Generation And Fuel | 2007 |  | 0 | 0 | 0 | 0 | 0 | 0 | 0 | 1.6 | 0 | 0 | 0 | 0 | 0 | 0 | 0 | 0 | 0 | 0 | 0 | 0 | 0 | 0 | 0 | 0 | 0 | 0 | 0 | 0 | 0 | 0
115 | 21387 | 2018 | OR | Fish Creek | 3026 | 1 | 0 | OP | HY | WAT | 11 | 0.153 | 14758 | 6322 | Distributed from 923 Generation And Fuel | 1952 |  | 0 | 0 | 0 | 0 | 0 | 0 | 0 | 0 | 0 | 0 | 0 | 0 | 0 | 0 | 0 | 0 | 0 | 0 | 0 | 0 | 0 | 0 | 0 | 0 | 11 | 0 | 0 | 0 | 0 | 0
116 | 21388 | 2018 | OR | Foster | 6552 | 1 | 0 | OP | HY | WAT | 10 | 0.474 | 41492.5 | 17774.5 | Distributed from 923 Generation And Fuel | 1968 |  | 0 | 0 | 0 | 0 | 0 | 0 | 0 | 0 | 0 | 0 | 0 | 0 | 0 | 0 | 0 | 0 | 0 | 0 | 0 | 0 | 0 | 0 | 0 | 0 | 10 | 0 | 0 | 0 | 0 | 0
117 | 21389 | 2018 | OR | Foster | 6552 | 2 | 0 | OP | HY | WAT | 10 | 0.474 | 41492.5 | 17774.5 | Distributed from 923 Generation And Fuel | 1968 |  | 0 | 0 | 0 | 0 | 0 | 0 | 0 | 0 | 0 | 0 | 0 | 0 | 0 | 0 | 0 | 0 | 0 | 0 | 0 | 0 | 0 | 0 | 0 | 0 | 10 | 0 | 0 | 0 | 0 | 0
118 | 21390 | 2018 | OR | Four Corners Windfarm LLC | 56969 | 1 | 0 | OP | WT | WND | 10 | 0.329 | 28785 | 14448 | Distributed from 923 Generation And Fuel | 2009 |  | 0 | 0 | 0 | 0 | 0 | 0 | 0 | 0 | 0 | 0 | 0 | 0 | 0 | 0 | 0 | 0 | 0 | 0 | 0 | 0 | 0 | 0 | 0 | 0 | 0 | 0 | 0 | 0 | 0 | 10
119 | 21391 | 2018 | OR | Four Mile Canyon Windfarm LLC | 56970 | 1 | 0 | OP | WT | WND | 10 | 0.312 | 27321 | 13713 | Distributed from 923 Generation And Fuel | 2009 |  | 0 | 0 | 0 | 0 | 0 | 0 | 0 | 0 | 0 | 0 | 0 | 0 | 0 | 0 | 0 | 0 | 0 | 0 | 0 | 0 | 0 | 0 | 0 | 0 | 0 | 0 | 0 | 0 | 0 | 10
120 | 21392 | 2018 | OR | FPL Energy Vansycle LLC (OR) | 55989 | V-47 | 0 | OP | WT | WND | 122.8 | 0.266 | 286622 | 143861 | Distributed from 923 Generation And Fuel | 2001 |  | 0 | 0 | 0 | 0 | 0 | 0 | 0 | 0 | 0 | 0 | 0 | 0 | 0 | 0 | 0 | 0 | 0 | 0 | 0 | 0 | 0 | 0 | 0 | 0 | 0 | 0 | 0 | 0 | 0 | 122.8
121 | 21393 | 2018 | OR | Galesville Project | 50938 | GV1 | 0 | OP | HY | WAT | 0.8 | 0.172 | 1208.5 | 517.5 | Distributed from 923 Generation And Fuel | 1987 |  | 0 | 0 | 0 | 0 | 0 | 0 | 0 | 0 | 0 | 0 | 0 | 0 | 0 | 0 | 0 | 0 | 0 | 0 | 0 | 0 | 0 | 0 | 0 | 0 | 0.8 | 0 | 0 | 0 | 0 | 0
122 | 21394 | 2018 | OR | Galesville Project | 50938 | GV2 | 0 | OP | HY | WAT | 0.8 | 0.172 | 1208.5 | 517.5 | Distributed from 923 Generation And Fuel | 1987 |  | 0 | 0 | 0 | 0 | 0 | 0 | 0 | 0 | 0 | 0 | 0 | 0 | 0 | 0 | 0 | 0 | 0 | 0 | 0 | 0 | 0 | 0 | 0 | 0 | 0.8 | 0 | 0 | 0 | 0 | 0
123 | 21396 | 2018 | OR | Georgia-Pacific Toledo Mill | 58109 | TG2 | 4 | OP | ST | BLQ | 18.8 | 0.348 | 57249.245 | 26424.575 | EIA-923 Generator File | 2007 |  | 0 | 0 | 0 | 18.8 | 0 | 0 | 0 | 0 | 0 | 0 | 0 | 0 | 0 | 0 | 0 | 0 | 0 | 0 | 0 | 0 | 0 | 0 | 0 | 0 | 0 | 0 | 0 | 0 | 0 | 0
124 | 21397 | 2018 | OR | Georgia-Pacific Wauna Mill | 56192 | 1 | 3 | OP | ST | BLQ | 36 | 0.434 | 136851 | 48892 | EIA-923 Generator File | 1996 |  | 0 | 0 | 0 | 36 | 0 | 0 | 0 | 0 | 0 | 0 | 0 | 0 | 0 | 0 | 0 | 0 | 0 | 0 | 0 | 0 | 0 | 0 | 0 | 0 | 0 | 0 | 0 | 0 | 0 | 0
125 | 21398 | 2018 | OR | Grand Ronde Solar | 61835 | PGRC4 | 0 | OP | PV | SUN | 2.2 | 0.221 | 4262 | 2324 | Distributed from 923 Generation And Fuel | 2017 |  | 0 | 0 | 0 | 0 | 0 | 0 | 0 | 0 | 0 | 0 | 0 | 0 | 0 | 0 | 0 | 0 | 0 | 0 | 0 | 0 | 0 | 0 | 0 | 2.2 | 0 | 0 | 0 | 0 | 0 | 0
126 | 21399 | 2018 | OR | Green Peter | 3080 | 1 | 0 | OP | HY | WAT | 40 | 0.357 | 125209.5 | 53637.5 | Distributed from 923 Generation And Fuel | 1967 |  | 0 | 0 | 0 | 0 | 0 | 0 | 0 | 0 | 0 | 0 | 0 | 0 | 0 | 0 | 0 | 0 | 0 | 0 | 0 | 0 | 0 | 0 | 0 | 0 | 40 | 0 | 0 | 0 | 0 | 0
127 | 21400 | 2018 | OR | Green Peter | 3080 | 2 | 0 | OP | HY | WAT | 40 | 0.357 | 125209.5 | 53637.5 | Distributed from 923 Generation And Fuel | 1967 |  | 0 | 0 | 0 | 0 | 0 | 0 | 0 | 0 | 0 | 0 | 0 | 0 | 0 | 0 | 0 | 0 | 0 | 0 | 0 | 0 | 0 | 0 | 0 | 0 | 40 | 0 | 0 | 0 | 0 | 0
128 | 21401 | 2018 | OR | Green Springs | 6403 | 1 | 0 | OP | HY | WAT | 17.2 | 0.449 | 67662 | 28985 | Distributed from 923 Generation And Fuel | 1960 |  | 0 | 0 | 0 | 0 | 0 | 0 | 0 | 0 | 0 | 0 | 0 | 0 | 0 | 0 | 0 | 0 | 0 | 0 | 0 | 0 | 0 | 0 | 0 | 0 | 17.2 | 0 | 0 | 0 | 0 | 0
129 | 21408 | 2018 | OR | Grove Solar Center, LLC | 60330 | GSC1 | 0 | OP | PV | SUN | 6 | 0.255 | 13393 | 7304 | Distributed from 923 Generation And Fuel | 2016 |  | 0 | 0 | 0 | 0 | 0 | 0 | 0 | 0 | 0 | 0 | 0 | 0 | 0 | 0 | 0 | 0 | 0 | 0 | 0 | 0 | 0 | 0 | 0 | 6 | 0 | 0 | 0 | 0 | 0 | 0
130 | 21409 | 2018 | OR | Hay Canyon Wind Power LLC | 56790 | 1 | 0 | OP | WT | WND | 100.8 | 0.233 | 206141 | 103466 | Distributed from 923 Generation And Fuel | 2009 |  | 0 | 0 | 0 | 0 | 0 | 0 | 0 | 0 | 0 | 0 | 0 | 0 | 0 | 0 | 0 | 0 | 0 | 0 | 0 | 0 | 0 | 0 | 0 | 0 | 0 | 0 | 0 | 0 | 0 | 100.8
131 | 21410 | 2018 | OR | Hells Canyon | 3013 | 1 | 0 | OP | HY | WAT | 130.5 | 0.64 | 731625.667 | 313415 | Distributed from 923 Generation And Fuel | 1967 |  | 0 | 0 | 0 | 0 | 0 | 0 | 0 | 0 | 0 | 0 | 0 | 0 | 0 | 0 | 0 | 0 | 0 | 0 | 0 | 0 | 0 | 0 | 0 | 0 | 130.5 | 0 | 0 | 0 | 0 | 0
132 | 21411 | 2018 | OR | Hells Canyon | 3013 | 2 | 0 | OP | HY | WAT | 130.5 | 0.64 | 731625.667 | 313415 | Distributed from 923 Generation And Fuel | 1967 |  | 0 | 0 | 0 | 0 | 0 | 0 | 0 | 0 | 0 | 0 | 0 | 0 | 0 | 0 | 0 | 0 | 0 | 0 | 0 | 0 | 0 | 0 | 0 | 0 | 130.5 | 0 | 0 | 0 | 0 | 0
133 | 21412 | 2018 | OR | Hells Canyon | 3013 | 3 | 0 | OP | HY | WAT | 130.5 | 0.64 | 731625.667 | 313415 | Distributed from 923 Generation And Fuel | 1967 |  | 0 | 0 | 0 | 0 | 0 | 0 | 0 | 0 | 0 | 0 | 0 | 0 | 0 | 0 | 0 | 0 | 0 | 0 | 0 | 0 | 0 | 0 | 0 | 0 | 130.5 | 0 | 0 | 0 | 0 | 0
134 | 21413 | 2018 | OR | Hermiston Generating Plant | 54761 | GEN1 | 1 | OP | CA | NG | 106.1 | 0.596 | 553824 | 204503 | EIA-923 Generator File | 1996 |  | 0 | 0 | 0 | 0 | 0 | 0 | 0 | 0 | 0 | 0 | 0 | 106.1 | 0 | 0 | 0 | 0 | 0 | 0 | 0 | 0 | 0 | 0 | 0 | 0 | 0 | 0 | 0 | 0 | 0 | 0
135 | 21414 | 2018 | OR | Hermiston Generating Plant | 54761 | GEN2 | 0 | OP | CT | NG | 204.5 | 0.483 | 865754 | 320434 | EIA-923 Generator File | 1996 |  | 0 | 0 | 0 | 0 | 0 | 0 | 0 | 0 | 0 | 0 | 0 | 204.5 | 0 | 0 | 0 | 0 | 0 | 0 | 0 | 0 | 0 | 0 | 0 | 0 | 0 | 0 | 0 | 0 | 0 | 0
136 | 21415 | 2018 | OR | Hermiston Generating Plant | 54761 | GEN3 | 1 | OP | CA | NG | 106.1 | 0.448 | 416601 | 206568 | EIA-923 Generator File | 1996 |  | 0 | 0 | 0 | 0 | 0 | 0 | 0 | 0 | 0 | 0 | 0 | 106.1 | 0 | 0 | 0 | 0 | 0 | 0 | 0 | 0 | 0 | 0 | 0 | 0 | 0 | 0 | 0 | 0 | 0 | 0
137 | 21416 | 2018 | OR | Hermiston Generating Plant | 54761 | GEN4 | 0 | OP | CT | NG | 204.5 | 0.367 | 657450 | 322585 | EIA-923 Generator File | 1996 |  | 0 | 0 | 0 | 0 | 0 | 0 | 0 | 0 | 0 | 0 | 0 | 204.5 | 0 | 0 | 0 | 0 | 0 | 0 | 0 | 0 | 0 | 0 | 0 | 0 | 0 | 0 | 0 | 0 | 0 | 0
138 | 21417 | 2018 | OR | Hermiston Power Partnership | 55328 | CTG1 | 0 | OP | CT | NG | 212.5 | 0.584 | 1087245 | 387970 | EIA-923 Generator File | 2002 |  | 0 | 0 | 0 | 0 | 0 | 0 | 0 | 0 | 0 | 0 | 0 | 212.5 | 0 | 0 | 0 | 0 | 0 | 0 | 0 | 0 | 0 | 0 | 0 | 0 | 0 | 0 | 0 | 0 | 0 | 0
139 | 21418 | 2018 | OR | Hermiston Power Partnership | 55328 | CTG2 | 0 | OP | CT | NG | 212.5 | 0.606 | 1128776 | 426800 | EIA-923 Generator File | 2002 |  | 0 | 0 | 0 | 0 | 0 | 0 | 0 | 0 | 0 | 0 | 0 | 212.5 | 0 | 0 | 0 | 0 | 0 | 0 | 0 | 0 | 0 | 0 | 0 | 0 | 0 | 0 | 0 | 0 | 0 | 0
140 | 21419 | 2018 | OR | Hermiston Power Partnership | 55328 | STG1 | 2 | OP | CA | NG | 264.4 | 0.617 | 1428215 | 544408 | EIA-923 Generator File | 2002 |  | 0 | 0 | 0 | 0 | 0 | 0 | 0 | 0 | 0 | 0 | 0 | 264.4 | 0 | 0 | 0 | 0 | 0 | 0 | 0 | 0 | 0 | 0 | 0 | 0 | 0 | 0 | 0 | 0 | 0 | 0
141 | 21420 | 2018 | OR | Hills Creek | 3081 | 1 | 0 | OP | HY | WAT | 15 | 0.465 | 61052.5 | 26154 | Distributed from 923 Generation And Fuel | 1962 |  | 0 | 0 | 0 | 0 | 0 | 0 | 0 | 0 | 0 | 0 | 0 | 0 | 0 | 0 | 0 | 0 | 0 | 0 | 0 | 0 | 0 | 0 | 0 | 0 | 15 | 0 | 0 | 0 | 0 | 0
142 | 21421 | 2018 | OR | Hills Creek | 3081 | 2 | 0 | OP | HY | WAT | 15 | 0.465 | 61052.5 | 26154 | Distributed from 923 Generation And Fuel | 1962 |  | 0 | 0 | 0 | 0 | 0 | 0 | 0 | 0 | 0 | 0 | 0 | 0 | 0 | 0 | 0 | 0 | 0 | 0 | 0 | 0 | 0 | 0 | 0 | 0 | 15 | 0 | 0 | 0 | 0 | 0
143 | 21422 | 2018 | OR | Horseshoe Bend Wind LLC | 57550 | HORSE | 0 | OP | WT | WND | 290 | 0.258 | 655451 | 325943 | Distributed from 923 Generation And Fuel | 2012 |  | 0 | 0 | 0 | 0 | 0 | 0 | 0 | 0 | 0 | 0 | 0 | 0 | 0 | 0 | 0 | 0 | 0 | 0 | 0 | 0 | 0 | 0 | 0 | 0 | 0 | 0 | 0 | 0 | 0 | 290
144 | 21423 | 2018 | OR | Hyline Solar Center, LLC | 60331 | HSC1 | 0 | OP | PV | SUN | 9 | 0.258 | 20363 | 11105 | Distributed from 923 Generation And Fuel | 2016 |  | 0 | 0 | 0 | 0 | 0 | 0 | 0 | 0 | 0 | 0 | 0 | 0 | 0 | 0 | 0 | 0 | 0 | 0 | 0 | 0 | 0 | 0 | 0 | 9 | 0 | 0 | 0 | 0 | 0 | 0
145 | 21424 | 2018 | OR | Interstate Solar | 61832 | PGRC5 | 0 | OP | PV | SUN | 2.2 | 0.197 | 3795 | 2070 | Distributed from 923 Generation And Fuel | 2017 |  | 0 | 0 | 0 | 0 | 0 | 0 | 0 | 0 | 0 | 0 | 0 | 0 | 0 | 0 | 0 | 0 | 0 | 0 | 0 | 0 | 0 | 0 | 0 | 2.2 | 0 | 0 | 0 | 0 | 0 | 0
146 | 21428 | 2018 | OR | IP Springfield Oregon | 50191 | TG4 | 3 | OP | ST | BLQ | 40 | 0.21 | 73615 | 21437 | EIA-923 Generator File | 1976 |  | 0 | 0 | 0 | 40 | 0 | 0 | 0 | 0 | 0 | 0 | 0 | 0 | 0 | 0 | 0 | 0 | 0 | 0 | 0 | 0 | 0 | 0 | 0 | 0 | 0 | 0 | 0 | 0 | 0 | 0
147 | 21429 | 2018 | OR | Jett Creek Windfarm (Burnt River) | 59490 | JCW | 0 | OP | WT | WND | 10 | 0.336 | 29468 | 14791 | Distributed from 923 Generation And Fuel | 2017 |  | 0 | 0 | 0 | 0 | 0 | 0 | 0 | 0 | 0 | 0 | 0 | 0 | 0 | 0 | 0 | 0 | 0 | 0 | 0 | 0 | 0 | 0 | 0 | 0 | 0 | 0 | 0 | 0 | 0 | 10
148 | 21430 | 2018 | OR | John C Boyle | 3028 | 1 | 0 | OP | HY | WAT | 50.3 | 0.224 | 98892.756 | 42363.608 | Distributed from 923 Generation And Fuel | 1958 |  | 0 | 0 | 0 | 0 | 0 | 0 | 0 | 0 | 0 | 0 | 0 | 0 | 0 | 0 | 0 | 0 | 0 | 0 | 0 | 0 | 0 | 0 | 0 | 0 | 50.3 | 0 | 0 | 0 | 0 | 0
149 | 21431 | 2018 | OR | John C Boyle | 3028 | 2 | 0 | OP | HY | WAT | 48.4 | 0.224 | 95157.244 | 40763.392 | Distributed from 923 Generation And Fuel | 1958 |  | 0 | 0 | 0 | 0 | 0 | 0 | 0 | 0 | 0 | 0 | 0 | 0 | 0 | 0 | 0 | 0 | 0 | 0 | 0 | 0 | 0 | 0 | 0 | 0 | 48.4 | 0 | 0 | 0 | 0 | 0
150 | 21433 | 2018 | OR | John Day | 3082 | 10 | 0 | OP | HY | WAT | 135 | 0.486 | 574559.312 | 233430.75 | Distributed from 923 Generation And Fuel | 1969 |  | 0 | 0 | 0 | 0 | 0 | 0 | 0 | 0 | 0 | 0 | 0 | 0 | 0 | 0 | 0 | 0 | 0 | 0 | 0 | 0 | 0 | 0 | 0 | 0 | 135 | 0 | 0 | 0 | 0 | 0
151 | 21434 | 2018 | OR | John Day | 3082 | 11 | 0 | OP | HY | WAT | 135 | 0.486 | 574559.312 | 233430.75 | Distributed from 923 Generation And Fuel | 1970 |  | 0 | 0 | 0 | 0 | 0 | 0 | 0 | 0 | 0 | 0 | 0 | 0 | 0 | 0 | 0 | 0 | 0 | 0 | 0 | 0 | 0 | 0 | 0 | 0 | 135 | 0 | 0 | 0 | 0 | 0
152 | 21435 | 2018 | OR | John Day | 3082 | 12 | 0 | OP | HY | WAT | 135 | 0.486 | 574559.312 | 233430.75 | Distributed from 923 Generation And Fuel | 1970 |  | 0 | 0 | 0 | 0 | 0 | 0 | 0 | 0 | 0 | 0 | 0 | 0 | 0 | 0 | 0 | 0 | 0 | 0 | 0 | 0 | 0 | 0 | 0 | 0 | 135 | 0 | 0 | 0 | 0 | 0
153 | 21436 | 2018 | OR | John Day | 3082 | 13 | 0 | OP | HY | WAT | 135 | 0.486 | 574559.312 | 233430.75 | Distributed from 923 Generation And Fuel | 1970 |  | 0 | 0 | 0 | 0 | 0 | 0 | 0 | 0 | 0 | 0 | 0 | 0 | 0 | 0 | 0 | 0 | 0 | 0 | 0 | 0 | 0 | 0 | 0 | 0 | 135 | 0 | 0 | 0 | 0 | 0
154 | 21438 | 2018 | OR | John Day | 3082 | 15 | 0 | OP | HY | WAT | 135 | 0.486 | 574559.312 | 233430.75 | Distributed from 923 Generation And Fuel | 1971 |  | 0 | 0 | 0 | 0 | 0 | 0 | 0 | 0 | 0 | 0 | 0 | 0 | 0 | 0 | 0 | 0 | 0 | 0 | 0 | 0 | 0 | 0 | 0 | 0 | 135 | 0 | 0 | 0 | 0 | 0
155 | 21439 | 2018 | OR | John Day | 3082 | 16 | 0 | OP | HY | WAT | 135 | 0.486 | 574559.312 | 233430.75 | Distributed from 923 Generation And Fuel | 1971 |  | 0 | 0 | 0 | 0 | 0 | 0 | 0 | 0 | 0 | 0 | 0 | 0 | 0 | 0 | 0 | 0 | 0 | 0 | 0 | 0 | 0 | 0 | 0 | 0 | 135 | 0 | 0 | 0 | 0 | 0
156 | 21446 | 2018 | OR | John Day | 3082 | 8 | 0 | OP | HY | WAT | 135 | 0.486 | 574559.312 | 233430.75 | Distributed from 923 Generation And Fuel | 1969 |  | 0 | 0 | 0 | 0 | 0 | 0 | 0 | 0 | 0 | 0 | 0 | 0 | 0 | 0 | 0 | 0 | 0 | 0 | 0 | 0 | 0 | 0 | 0 | 0 | 135 | 0 | 0 | 0 | 0 | 0
157 | 21447 | 2018 | OR | John Day | 3082 | 9 | 0 | OP | HY | WAT | 135 | 0.486 | 574559.312 | 233430.75 | Distributed from 923 Generation And Fuel | 1969 |  | 0 | 0 | 0 | 0 | 0 | 0 | 0 | 0 | 0 | 0 | 0 | 0 | 0 | 0 | 0 | 0 | 0 | 0 | 0 | 0 | 0 | 0 | 0 | 0 | 135 | 0 | 0 | 0 | 0 | 0
158 | 21448 | 2018 | OR | Juniper Ridge Hydroelectric Project | 57437 | 21-01 | 0 | OP | HY | WAT | 5 | 0.297 | 13030 | 5582 | Distributed from 923 Generation And Fuel | 2010 |  | 0 | 0 | 0 | 0 | 0 | 0 | 0 | 0 | 0 | 0 | 0 | 0 | 0 | 0 | 0 | 0 | 0 | 0 | 0 | 0 | 0 | 0 | 0 | 0 | 5 | 0 | 0 | 0 | 0 | 0
159 | 21449 | 2018 | OR | Klamath Cogeneration Plant | 55103 | CT1 | 0 | OP | CT | NG | 161.5 | 0.607 | 858637.21 | 316135.61 | EIA-923 Generator File | 2001 |  | 0 | 0 | 0 | 0 | 0 | 0 | 0 | 0 | 0 | 0 | 0 | 161.5 | 0 | 0 | 0 | 0 | 0 | 0 | 0 | 0 | 0 | 0 | 0 | 0 | 0 | 0 | 0 | 0 | 0 | 0
160 | 21450 | 2018 | OR | Klamath Cogeneration Plant | 55103 | CT2 | 0 | OP | CT | NG | 161.5 | 0.588 | 832107.71 | 332192.99 | EIA-923 Generator File | 2001 |  | 0 | 0 | 0 | 0 | 0 | 0 | 0 | 0 | 0 | 0 | 0 | 161.5 | 0 | 0 | 0 | 0 | 0 | 0 | 0 | 0 | 0 | 0 | 0 | 0 | 0 | 0 | 0 | 0 | 0 | 0
161 | 21451 | 2018 | OR | Klamath Cogeneration Plant | 55103 | ST1 | 2 | OP | CA | NG | 178.5 | 0.577 | 902203.79 | 353758.03 | EIA-923 Generator File | 2001 |  | 0 | 0 | 0 | 0 | 0 | 0 | 0 | 0 | 0 | 0 | 0 | 178.5 | 0 | 0 | 0 | 0 | 0 | 0 | 0 | 0 | 0 | 0 | 0 | 0 | 0 | 0 | 0 | 0 | 0 | 0
162 | 21452 | 2018 | OR | Klamath Expansion Project | 55544 | GT1 | 0 | OP | GT | NG | 29.4 | 0.041 | 10534.75 | 4285.5 | Distributed from 923 Generation And Fuel | 2002 |  | 0 | 0 | 0 | 0 | 0 | 0 | 0 | 0 | 0 | 0 | 0 | 29.4 | 0 | 0 | 0 | 0 | 0 | 0 | 0 | 0 | 0 | 0 | 0 | 0 | 0 | 0 | 0 | 0 | 0 | 0
163 | 21453 | 2018 | OR | Klamath Expansion Project | 55544 | GT2 | 0 | OP | GT | NG | 29.4 | 0.041 | 10534.75 | 4285.5 | Distributed from 923 Generation And Fuel | 2002 |  | 0 | 0 | 0 | 0 | 0 | 0 | 0 | 0 | 0 | 0 | 0 | 29.4 | 0 | 0 | 0 | 0 | 0 | 0 | 0 | 0 | 0 | 0 | 0 | 0 | 0 | 0 | 0 | 0 | 0 | 0
164 | 21454 | 2018 | OR | Klamath Expansion Project | 55544 | GT3 | 0 | OP | GT | NG | 29.4 | 0.041 | 10534.75 | 4285.5 | Distributed from 923 Generation And Fuel | 2002 |  | 0 | 0 | 0 | 0 | 0 | 0 | 0 | 0 | 0 | 0 | 0 | 29.4 | 0 | 0 | 0 | 0 | 0 | 0 | 0 | 0 | 0 | 0 | 0 | 0 | 0 | 0 | 0 | 0 | 0 | 0
165 | 21455 | 2018 | OR | Klamath Expansion Project | 55544 | GT4 | 0 | OP | GT | NG | 29.4 | 0.041 | 10534.75 | 4285.5 | Distributed from 923 Generation And Fuel | 2002 |  | 0 | 0 | 0 | 0 | 0 | 0 | 0 | 0 | 0 | 0 | 0 | 29.4 | 0 | 0 | 0 | 0 | 0 | 0 | 0 | 0 | 0 | 0 | 0 | 0 | 0 | 0 | 0 | 0 | 0 | 0
166 | 21456 | 2018 | OR | Klamath Falls Solar 2 CSG | 61553 | 1 | 0 | OP | PV | SUN | 2.9 | 0.216 | 5480 | 2989 | Distributed from 923 Generation And Fuel | 2017 |  | 0 | 0 | 0 | 0 | 0 | 0 | 0 | 0 | 0 | 0 | 0 | 0 | 0 | 0 | 0 | 0 | 0 | 0 | 0 | 0 | 0 | 0 | 0 | 2.9 | 0 | 0 | 0 | 0 | 0 | 0
167 | 21458 | 2018 | OR | Klondike Wind Power | 55871 | Ph 1 | 0 | OP | WT | WND | 24.5 | 0.212 | 45542 | 22858 | Distributed from 923 Generation And Fuel | 2002 |  | 0 | 0 | 0 | 0 | 0 | 0 | 0 | 0 | 0 | 0 | 0 | 0 | 0 | 0 | 0 | 0 | 0 | 0 | 0 | 0 | 0 | 0 | 0 | 0 | 0 | 0 | 0 | 0 | 0 | 24.5
168 | 21459 | 2018 | OR | Klondike Windpower II | 56359 | PH2 | 0 | OP | WT | WND | 75 | 0.292 | 191762 | 96249 | Distributed from 923 Generation And Fuel | 2005 |  | 0 | 0 | 0 | 0 | 0 | 0 | 0 | 0 | 0 | 0 | 0 | 0 | 0 | 0 | 0 | 0 | 0 | 0 | 0 | 0 | 0 | 0 | 0 | 0 | 0 | 0 | 0 | 0 | 0 | 75
169 | 21460 | 2018 | OR | Klondike Windpower III | 56468 | 1 | 0 | OP | WT | WND | 221 | 0.278 | 537831.543 | 308203.257 | Distributed from 923 Generation And Fuel | 2007 |  | 0 | 0 | 0 | 0 | 0 | 0 | 0 | 0 | 0 | 0 | 0 | 0 | 0 | 0 | 0 | 0 | 0 | 0 | 0 | 0 | 0 | 0 | 0 | 0 | 0 | 0 | 0 | 0 | 0 | 221
170 | 21461 | 2018 | OR | Klondike Windpower III | 56468 | 2 | 0 | OP | WT | WND | 76.5 | 0.278 | 186172.457 | 106685.743 | Distributed from 923 Generation And Fuel | 2008 |  | 0 | 0 | 0 | 0 | 0 | 0 | 0 | 0 | 0 | 0 | 0 | 0 | 0 | 0 | 0 | 0 | 0 | 0 | 0 | 0 | 0 | 0 | 0 | 0 | 0 | 0 | 0 | 0 | 0 | 76.5
171 | 21462 | 2018 | OR | Labish Solar LLC | 62171 | LSPV2 | 0 | OP | PV | SUN | 2.2 | 0.006 | 115 | 0 | Distributed from 923 Generation And Fuel | 2018 |  | 0 | 0 | 0 | 0 | 0 | 0 | 0 | 0 | 0 | 0 | 0 | 0 | 0 | 0 | 0 | 0 | 0 | 0 | 0 | 0 | 0 | 0 | 0 | 2.2 | 0 | 0 | 0 | 0 | 0 | 0
172 | 21463 | 2018 | OR | Lacomb Irrigation District | 52155 | GEN1 | 0 | OP | HY | WAT | 1 | 0.505 | 4422 | 1894 | Distributed from 923 Generation And Fuel | 1986 |  | 0 | 0 | 0 | 0 | 0 | 0 | 0 | 0 | 0 | 0 | 0 | 0 | 0 | 0 | 0 | 0 | 0 | 0 | 0 | 0 | 0 | 0 | 0 | 0 | 1 | 0 | 0 | 0 | 0 | 0
173 | 21465 | 2018 | OR | Leaburg | 3068 | 1 | 0 | OP | HY | WAT | 8.4 | 0.478 | 35179.623 | 15070.34 | Distributed from 923 Generation And Fuel | 1930 |  | 0 | 0 | 0 | 0 | 0 | 0 | 0 | 0 | 0 | 0 | 0 | 0 | 0 | 0 | 0 | 0 | 0 | 0 | 0 | 0 | 0 | 0 | 0 | 0 | 8.4 | 0 | 0 | 0 | 0 | 0
174 | 21466 | 2018 | OR | Leaburg | 3068 | 2 | 0 | OP | HY | WAT | 7.5 | 0.478 | 31410.377 | 13455.66 | Distributed from 923 Generation And Fuel | 1950 |  | 0 | 0 | 0 | 0 | 0 | 0 | 0 | 0 | 0 | 0 | 0 | 0 | 0 | 0 | 0 | 0 | 0 | 0 | 0 | 0 | 0 | 0 | 0 | 0 | 7.5 | 0 | 0 | 0 | 0 | 0
175 | 21467 | 2018 | OR | Leaning Juniper | 56360 | 1 | 0 | OP | WT | WND | 100.5 | 0.229 | 201665 | 101219 | Distributed from 923 Generation And Fuel | 2006 |  | 0 | 0 | 0 | 0 | 0 | 0 | 0 | 0 | 0 | 0 | 0 | 0 | 0 | 0 | 0 | 0 | 0 | 0 | 0 | 0 | 0 | 0 | 0 | 0 | 0 | 0 | 0 | 0 | 0 | 100.5
176 | 21468 | 2018 | OR | Leaning Juniper Wind Power II | 57333 | 1 | 0 | OP | WT | WND | 201 | 0.225 | 396885 | 199204 | Distributed from 923 Generation And Fuel | 2011 |  | 0 | 0 | 0 | 0 | 0 | 0 | 0 | 0 | 0 | 0 | 0 | 0 | 0 | 0 | 0 | 0 | 0 | 0 | 0 | 0 | 0 | 0 | 0 | 0 | 0 | 0 | 0 | 0 | 0 | 201
177 | 21469 | 2018 | OR | Lemolo 1 | 3029 | 1 | 0 | OP | HY | WAT | 32 | 0.445 | 124864 | 53489 | Distributed from 923 Generation And Fuel | 1955 |  | 0 | 0 | 0 | 0 | 0 | 0 | 0 | 0 | 0 | 0 | 0 | 0 | 0 | 0 | 0 | 0 | 0 | 0 | 0 | 0 | 0 | 0 | 0 | 0 | 32 | 0 | 0 | 0 | 0 | 0
178 | 21470 | 2018 | OR | Lemolo 2 | 6421 | 1 | 0 | OP | HY | WAT | 38.5 | 0.394 | 133034 | 56989 | Distributed from 923 Generation And Fuel | 1956 |  | 0 | 0 | 0 | 0 | 0 | 0 | 0 | 0 | 0 | 0 | 0 | 0 | 0 | 0 | 0 | 0 | 0 | 0 | 0 | 0 | 0 | 0 | 0 | 0 | 38.5 | 0 | 0 | 0 | 0 | 0
179 | 21471 | 2018 | OR | Lime Wind | 57803 | T1-6 | 0 | OP | WT | WND | 3 | 0.231 | 6076 | 3050 | Distributed from 923 Generation And Fuel | 2011 |  | 0 | 0 | 0 | 0 | 0 | 0 | 0 | 0 | 0 | 0 | 0 | 0 | 0 | 0 | 0 | 0 | 0 | 0 | 0 | 0 | 0 | 0 | 0 | 0 | 0 | 0 | 0 | 0 | 0 | 3
180 | 21472 | 2018 | OR | Lookout Point | 3083 | 1 | 0 | OP | HY | WAT | 40 | 0.228 | 80043.333 | 34289 | Distributed from 923 Generation And Fuel | 1955 |  | 0 | 0 | 0 | 0 | 0 | 0 | 0 | 0 | 0 | 0 | 0 | 0 | 0 | 0 | 0 | 0 | 0 | 0 | 0 | 0 | 0 | 0 | 0 | 0 | 40 | 0 | 0 | 0 | 0 | 0
181 | 21473 | 2018 | OR | Lookout Point | 3083 | 2 | 0 | OP | HY | WAT | 40 | 0.228 | 80043.333 | 34289 | Distributed from 923 Generation And Fuel | 1955 |  | 0 | 0 | 0 | 0 | 0 | 0 | 0 | 0 | 0 | 0 | 0 | 0 | 0 | 0 | 0 | 0 | 0 | 0 | 0 | 0 | 0 | 0 | 0 | 0 | 40 | 0 | 0 | 0 | 0 | 0
182 | 21474 | 2018 | OR | Lookout Point | 3083 | 3 | 0 | OP | HY | WAT | 40 | 0.228 | 80043.333 | 34289 | Distributed from 923 Generation And Fuel | 1955 |  | 0 | 0 | 0 | 0 | 0 | 0 | 0 | 0 | 0 | 0 | 0 | 0 | 0 | 0 | 0 | 0 | 0 | 0 | 0 | 0 | 0 | 0 | 0 | 0 | 40 | 0 | 0 | 0 | 0 | 0
183 | 21475 | 2018 | OR | Lost Creek | 6174 | 1 | 0 | OP | HY | WAT | 24.5 | 0.514 | 110262 | 47234 | Distributed from 923 Generation And Fuel | 1977 |  | 0 | 0 | 0 | 0 | 0 | 0 | 0 | 0 | 0 | 0 | 0 | 0 | 0 | 0 | 0 | 0 | 0 | 0 | 0 | 0 | 0 | 0 | 0 | 0 | 24.5 | 0 | 0 | 0 | 0 | 0
184 | 21476 | 2018 | OR | Lost Creek | 6174 | 2 | 0 | OP | HY | WAT | 24.5 | 0.514 | 110262 | 47234 | Distributed from 923 Generation And Fuel | 1977 |  | 0 | 0 | 0 | 0 | 0 | 0 | 0 | 0 | 0 | 0 | 0 | 0 | 0 | 0 | 0 | 0 | 0 | 0 | 0 | 0 | 0 | 0 | 0 | 0 | 24.5 | 0 | 0 | 0 | 0 | 0
185 | 21477 | 2018 | OR | McNary | 3084 | 1 | 0 | OP | HY | WAT | 70 | 0.655 | 401565.018 | 172023.18 | Distributed from 923 Generation And Fuel | 1953 |  | 0 | 0 | 0 | 0 | 0 | 0 | 0 | 0 | 0 | 0 | 0 | 0 | 0 | 0 | 0 | 0 | 0 | 0 | 0 | 0 | 0 | 0 | 0 | 0 | 70 | 0 | 0 | 0 | 0 | 0
186 | 21478 | 2018 | OR | McNary | 3084 | 10 | 0 | OP | HY | WAT | 70 | 0.655 | 401565.018 | 172023.18 | Distributed from 923 Generation And Fuel | 1955 |  | 0 | 0 | 0 | 0 | 0 | 0 | 0 | 0 | 0 | 0 | 0 | 0 | 0 | 0 | 0 | 0 | 0 | 0 | 0 | 0 | 0 | 0 | 0 | 0 | 70 | 0 | 0 | 0 | 0 | 0
187 | 21479 | 2018 | OR | McNary | 3084 | 11 | 0 | OP | HY | WAT | 70 | 0.655 | 401565.018 | 172023.18 | Distributed from 923 Generation And Fuel | 1956 |  | 0 | 0 | 0 | 0 | 0 | 0 | 0 | 0 | 0 | 0 | 0 | 0 | 0 | 0 | 0 | 0 | 0 | 0 | 0 | 0 | 0 | 0 | 0 | 0 | 70 | 0 | 0 | 0 | 0 | 0
188 | 21480 | 2018 | OR | McNary | 3084 | 12 | 0 | OP | HY | WAT | 70 | 0.655 | 401565.018 | 172023.18 | Distributed from 923 Generation And Fuel | 1956 |  | 0 | 0 | 0 | 0 | 0 | 0 | 0 | 0 | 0 | 0 | 0 | 0 | 0 | 0 | 0 | 0 | 0 | 0 | 0 | 0 | 0 | 0 | 0 | 0 | 70 | 0 | 0 | 0 | 0 | 0
189 | 21481 | 2018 | OR | McNary | 3084 | 13 | 0 | OP | HY | WAT | 70 | 0.655 | 401565.018 | 172023.18 | Distributed from 923 Generation And Fuel | 1957 |  | 0 | 0 | 0 | 0 | 0 | 0 | 0 | 0 | 0 | 0 | 0 | 0 | 0 | 0 | 0 | 0 | 0 | 0 | 0 | 0 | 0 | 0 | 0 | 0 | 70 | 0 | 0 | 0 | 0 | 0
190 | 21482 | 2018 | OR | McNary | 3084 | 14 | 0 | OP | HY | WAT | 80.5 | 0.655 | 461799.77 | 197826.657 | Distributed from 923 Generation And Fuel | 1957 |  | 0 | 0 | 0 | 0 | 0 | 0 | 0 | 0 | 0 | 0 | 0 | 0 | 0 | 0 | 0 | 0 | 0 | 0 | 0 | 0 | 0 | 0 | 0 | 0 | 80.5 | 0 | 0 | 0 | 0 | 0
191 | 21483 | 2018 | OR | McNary | 3084 | 2 | 0 | OP | HY | WAT | 70 | 0.655 | 401565.018 | 172023.18 | Distributed from 923 Generation And Fuel | 1954 |  | 0 | 0 | 0 | 0 | 0 | 0 | 0 | 0 | 0 | 0 | 0 | 0 | 0 | 0 | 0 | 0 | 0 | 0 | 0 | 0 | 0 | 0 | 0 | 0 | 70 | 0 | 0 | 0 | 0 | 0
192 | 21484 | 2018 | OR | McNary | 3084 | 3 | 0 | OP | HY | WAT | 70 | 0.655 | 401565.018 | 172023.18 | Distributed from 923 Generation And Fuel | 1954 |  | 0 | 0 | 0 | 0 | 0 | 0 | 0 | 0 | 0 | 0 | 0 | 0 | 0 | 0 | 0 | 0 | 0 | 0 | 0 | 0 | 0 | 0 | 0 | 0 | 70 | 0 | 0 | 0 | 0 | 0
193 | 21485 | 2018 | OR | McNary | 3084 | 4 | 0 | OP | HY | WAT | 70 | 0.655 | 401565.018 | 172023.18 | Distributed from 923 Generation And Fuel | 1954 |  | 0 | 0 | 0 | 0 | 0 | 0 | 0 | 0 | 0 | 0 | 0 | 0 | 0 | 0 | 0 | 0 | 0 | 0 | 0 | 0 | 0 | 0 | 0 | 0 | 70 | 0 | 0 | 0 | 0 | 0
194 | 21486 | 2018 | OR | McNary | 3084 | 5 | 0 | OP | HY | WAT | 70 | 0.655 | 401565.018 | 172023.18 | Distributed from 923 Generation And Fuel | 1954 |  | 0 | 0 | 0 | 0 | 0 | 0 | 0 | 0 | 0 | 0 | 0 | 0 | 0 | 0 | 0 | 0 | 0 | 0 | 0 | 0 | 0 | 0 | 0 | 0 | 70 | 0 | 0 | 0 | 0 | 0
195 | 21487 | 2018 | OR | McNary | 3084 | 6 | 0 | OP | HY | WAT | 70 | 0.655 | 401565.018 | 172023.18 | Distributed from 923 Generation And Fuel | 1955 |  | 0 | 0 | 0 | 0 | 0 | 0 | 0 | 0 | 0 | 0 | 0 | 0 | 0 | 0 | 0 | 0 | 0 | 0 | 0 | 0 | 0 | 0 | 0 | 0 | 70 | 0 | 0 | 0 | 0 | 0
196 | 21488 | 2018 | OR | McNary | 3084 | 7 | 0 | OP | HY | WAT | 70 | 0.655 | 401565.018 | 172023.18 | Distributed from 923 Generation And Fuel | 1955 |  | 0 | 0 | 0 | 0 | 0 | 0 | 0 | 0 | 0 | 0 | 0 | 0 | 0 | 0 | 0 | 0 | 0 | 0 | 0 | 0 | 0 | 0 | 0 | 0 | 70 | 0 | 0 | 0 | 0 | 0
197 | 21489 | 2018 | OR | McNary | 3084 | 8 | 0 | OP | HY | WAT | 70 | 0.655 | 401565.018 | 172023.18 | Distributed from 923 Generation And Fuel | 1955 |  | 0 | 0 | 0 | 0 | 0 | 0 | 0 | 0 | 0 | 0 | 0 | 0 | 0 | 0 | 0 | 0 | 0 | 0 | 0 | 0 | 0 | 0 | 0 | 0 | 70 | 0 | 0 | 0 | 0 | 0
198 | 21490 | 2018 | OR | McNary | 3084 | 9 | 0 | OP | HY | WAT | 70 | 0.655 | 401565.018 | 172023.18 | Distributed from 923 Generation And Fuel | 1956 |  | 0 | 0 | 0 | 0 | 0 | 0 | 0 | 0 | 0 | 0 | 0 | 0 | 0 | 0 | 0 | 0 | 0 | 0 | 0 | 0 | 0 | 0 | 0 | 0 | 70 | 0 | 0 | 0 | 0 | 0
199 | 21493 | 2018 | OR | Michell Butte Power Project | 50360 | GEN1 | 0 | OP | HY | WAT | 1.8 | 0.312 | 4922 | 2108 | Distributed from 923 Generation And Fuel | 1989 |  | 0 | 0 | 0 | 0 | 0 | 0 | 0 | 0 | 0 | 0 | 0 | 0 | 0 | 0 | 0 | 0 | 0 | 0 | 0 | 0 | 0 | 0 | 0 | 0 | 1.8 | 0 | 0 | 0 | 0 | 0
200 | 21494 | 2018 | OR | Middle Fork Irrigation District | 50917 | GEN1 | 0 | OP | HY | WAT | 2 | 0.779 | 13640.606 | 5843.636 | Distributed from 923 Generation And Fuel | 1986 |  | 0 | 0 | 0 | 0 | 0 | 0 | 0 | 0 | 0 | 0 | 0 | 0 | 0 | 0 | 0 | 0 | 0 | 0 | 0 | 0 | 0 | 0 | 0 | 0 | 2 | 0 | 0 | 0 | 0 | 0
201 | 21495 | 2018 | OR | Middle Fork Irrigation District | 50917 | GEN2 | 0 | OP | HY | WAT | 0.5 | 0.779 | 3410.152 | 1460.909 | Distributed from 923 Generation And Fuel | 1986 |  | 0 | 0 | 0 | 0 | 0 | 0 | 0 | 0 | 0 | 0 | 0 | 0 | 0 | 0 | 0 | 0 | 0 | 0 | 0 | 0 | 0 | 0 | 0 | 0 | 0.5 | 0 | 0 | 0 | 0 | 0
202 | 21496 | 2018 | OR | Middle Fork Irrigation District | 50917 | GEN3 | 0 | OP | HY | WAT | 0.8 | 0.779 | 5456.242 | 2337.455 | Distributed from 923 Generation And Fuel | 1986 |  | 0 | 0 | 0 | 0 | 0 | 0 | 0 | 0 | 0 | 0 | 0 | 0 | 0 | 0 | 0 | 0 | 0 | 0 | 0 | 0 | 0 | 0 | 0 | 0 | 0.8 | 0 | 0 | 0 | 0 | 0
203 | 21497 | 2018 | OR | Mill Creek Solar (OR) | 61338 | PGRC1 | 0 | OP | PV | SUN | 2.2 | 0.196 | 3780 | 2061 | Distributed from 923 Generation And Fuel | 2017 |  | 0 | 0 | 0 | 0 | 0 | 0 | 0 | 0 | 0 | 0 | 0 | 0 | 0 | 0 | 0 | 0 | 0 | 0 | 0 | 0 | 0 | 0 | 0 | 2.2 | 0 | 0 | 0 | 0 | 0 | 0
204 | 21500 | 2018 | OR | Neal Hot Springs Geothermal Project | 58022 | NHS1 | 0 | OP | BT | GEO | 11 | 0.61 | 58745 | 25044.667 | Distributed from 923 Generation And Fuel | 2012 |  | 0 | 0 | 0 | 0 | 0 | 11 | 0 | 0 | 0 | 0 | 0 | 0 | 0 | 0 | 0 | 0 | 0 | 0 | 0 | 0 | 0 | 0 | 0 | 0 | 0 | 0 | 0 | 0 | 0 | 0
205 | 21501 | 2018 | OR | Neal Hot Springs Geothermal Project | 58022 | NHS2 | 0 | OP | BT | GEO | 11 | 0.61 | 58745 | 25044.667 | Distributed from 923 Generation And Fuel | 2012 |  | 0 | 0 | 0 | 0 | 0 | 11 | 0 | 0 | 0 | 0 | 0 | 0 | 0 | 0 | 0 | 0 | 0 | 0 | 0 | 0 | 0 | 0 | 0 | 0 | 0 | 0 | 0 | 0 | 0 | 0
206 | 21502 | 2018 | OR | Neal Hot Springs Geothermal Project | 58022 | NHS3 | 0 | OP | BT | GEO | 11 | 0.61 | 58745 | 25044.667 | Distributed from 923 Generation And Fuel | 2012 |  | 0 | 0 | 0 | 0 | 0 | 11 | 0 | 0 | 0 | 0 | 0 | 0 | 0 | 0 | 0 | 0 | 0 | 0 | 0 | 0 | 0 | 0 | 0 | 0 | 0 | 0 | 0 | 0 | 0 | 0
207 | 21504 | 2018 | OR | North Fork | 3047 | 1 | 0 | OP | HY | WAT | 19.2 | 0.447 | 75264.941 | 32242.353 | Distributed from 923 Generation And Fuel | 1958 |  | 0 | 0 | 0 | 0 | 0 | 0 | 0 | 0 | 0 | 0 | 0 | 0 | 0 | 0 | 0 | 0 | 0 | 0 | 0 | 0 | 0 | 0 | 0 | 0 | 19.2 | 0 | 0 | 0 | 0 | 0
208 | 21505 | 2018 | OR | North Fork | 3047 | 2 | 0 | OP | HY | WAT | 21.6 | 0.447 | 84673.059 | 36272.647 | Distributed from 923 Generation And Fuel | 1958 |  | 0 | 0 | 0 | 0 | 0 | 0 | 0 | 0 | 0 | 0 | 0 | 0 | 0 | 0 | 0 | 0 | 0 | 0 | 0 | 0 | 0 | 0 | 0 | 0 | 21.6 | 0 | 0 | 0 | 0 | 0
209 | 21506 | 2018 | OR | North Hurlburt Wind LLC | 57526 | NORTH | 0 | OP | WT | WND | 265 | 0.245 | 568572 | 285377 | Distributed from 923 Generation And Fuel | 2012 |  | 0 | 0 | 0 | 0 | 0 | 0 | 0 | 0 | 0 | 0 | 0 | 0 | 0 | 0 | 0 | 0 | 0 | 0 | 0 | 0 | 0 | 0 | 0 | 0 | 0 | 0 | 0 | 0 | 0 | 265
210 | 21507 | 2018 | OR | NorWest Energy 2, LLC | 60548 | PV1 | 0 | OP | PV | SUN | 9.9 | 0.25 | 21659 | 11812 | Distributed from 923 Generation And Fuel | 2016 |  | 0 | 0 | 0 | 0 | 0 | 0 | 0 | 0 | 0 | 0 | 0 | 0 | 0 | 0 | 0 | 0 | 0 | 0 | 0 | 0 | 0 | 0 | 0 | 9.9 | 0 | 0 | 0 | 0 | 0 | 0
211 | 21509 | 2018 | OR | NorWest Energy 9 LLC | 62241 | NWE9 | 0 | OP | PV | SUN | 8 | 0.027 | 1913 | 694 | Distributed from 923 Generation And Fuel | 2018 |  | 0 | 0 | 0 | 0 | 0 | 0 | 0 | 0 | 0 | 0 | 0 | 0 | 0 | 0 | 0 | 0 | 0 | 0 | 0 | 0 | 0 | 0 | 0 | 8 | 0 | 0 | 0 | 0 | 0 | 0
212 | 21510 | 2018 | OR | Oak Grove | 6505 | 1 | 0 | OP | HY | WAT | 25.5 | 0.414 | 92388 | 39577.5 | Distributed from 923 Generation And Fuel | 1924 |  | 0 | 0 | 0 | 0 | 0 | 0 | 0 | 0 | 0 | 0 | 0 | 0 | 0 | 0 | 0 | 0 | 0 | 0 | 0 | 0 | 0 | 0 | 0 | 0 | 25.5 | 0 | 0 | 0 | 0 | 0
213 | 21511 | 2018 | OR | Oak Grove | 6505 | 2 | 0 | OP | HY | WAT | 25.5 | 0.414 | 92388 | 39577.5 | Distributed from 923 Generation And Fuel | 1931 |  | 0 | 0 | 0 | 0 | 0 | 0 | 0 | 0 | 0 | 0 | 0 | 0 | 0 | 0 | 0 | 0 | 0 | 0 | 0 | 0 | 0 | 0 | 0 | 0 | 25.5 | 0 | 0 | 0 | 0 | 0
214 | 21512 | 2018 | OR | Old Mill Solar | 59374 | OMSLR | 0 | OP | PV | SUN | 5 | 0.286 | 12523 | 6829 | Distributed from 923 Generation And Fuel | 2015 |  | 0 | 0 | 0 | 0 | 0 | 0 | 0 | 0 | 0 | 0 | 0 | 0 | 0 | 0 | 0 | 0 | 0 | 0 | 0 | 0 | 0 | 0 | 0 | 5 | 0 | 0 | 0 | 0 | 0 | 0
215 | 21514 | 2018 | OR | Opal Springs Hydro | 54251 | 1 | 0 | OP | HY | WAT | 4.3 | 0.653 | 24581 | 10530 | Distributed from 923 Generation And Fuel | 1985 |  | 0 | 0 | 0 | 0 | 0 | 0 | 0 | 0 | 0 | 0 | 0 | 0 | 0 | 0 | 0 | 0 | 0 | 0 | 0 | 0 | 0 | 0 | 0 | 0 | 4.3 | 0 | 0 | 0 | 0 | 0
216 | 21515 | 2018 | OR | Open Range Solar Center, LLC | 60332 | ORSC1 | 0 | OP | PV | SUN | 10 | 0.258 | 22624 | 12338 | Distributed from 923 Generation And Fuel | 2016 |  | 0 | 0 | 0 | 0 | 0 | 0 | 0 | 0 | 0 | 0 | 0 | 0 | 0 | 0 | 0 | 0 | 0 | 0 | 0 | 0 | 0 | 0 | 0 | 10 | 0 | 0 | 0 | 0 | 0 | 0
217 | 21517 | 2018 | OR | OR Solar 3, LLC | 61201 | ORSR3 | 0 | OP | PV | SUN | 10 | 0.253 | 22140 | 12074 | Distributed from 923 Generation And Fuel | 2017 |  | 0 | 0 | 0 | 0 | 0 | 0 | 0 | 0 | 0 | 0 | 0 | 0 | 0 | 0 | 0 | 0 | 0 | 0 | 0 | 0 | 0 | 0 | 0 | 10 | 0 | 0 | 0 | 0 | 0 | 0
218 | 21518 | 2018 | OR | OR Solar 5, LLC | 61423 | PV1 | 0 | OP | PV | SUN | 8 | 0.264 | 18491 | 10084 | Distributed from 923 Generation And Fuel | 2018 |  | 0 | 0 | 0 | 0 | 0 | 0 | 0 | 0 | 0 | 0 | 0 | 0 | 0 | 0 | 0 | 0 | 0 | 0 | 0 | 0 | 0 | 0 | 0 | 8 | 0 | 0 | 0 | 0 | 0 | 0
219 | 21519 | 2018 | OR | OR Solar 6, LLC | 61430 | PV6 | 0 | OP | PV | SUN | 10 | 0.273 | 23954 | 13063 | Distributed from 923 Generation And Fuel | 2017 |  | 0 | 0 | 0 | 0 | 0 | 0 | 0 | 0 | 0 | 0 | 0 | 0 | 0 | 0 | 0 | 0 | 0 | 0 | 0 | 0 | 0 | 0 | 0 | 10 | 0 | 0 | 0 | 0 | 0 | 0
220 | 21520 | 2018 | OR | OR Solar 8, LLC | 61424 | PV1 | 0 | OP | PV | SUN | 10 | 0.253 | 22133 | 13581 | Distributed from 923 Generation And Fuel | 2018 |  | 0 | 0 | 0 | 0 | 0 | 0 | 0 | 0 | 0 | 0 | 0 | 0 | 0 | 0 | 0 | 0 | 0 | 0 | 0 | 0 | 0 | 0 | 0 | 10 | 0 | 0 | 0 | 0 | 0 | 0
221 | 21522 | 2018 | OR | Oregon Convention Center | 60112 | PV1 | 0 | OP | PV | SUN | 1.4 | 0.159 | 1946 | 1061 | Distributed from 923 Generation And Fuel | 2016 |  | 0 | 0 | 0 | 0 | 0 | 0 | 0 | 0 | 0 | 0 | 0 | 0 | 0 | 0 | 0 | 0 | 0 | 0 | 0 | 0 | 0 | 0 | 0 | 1.4 | 0 | 0 | 0 | 0 | 0 | 0
222 | 21523 | 2018 | OR | Oregon State University Energy Center | 57653 | CTG | 0 | OP | CT | NG | 5.5 | 0.908 | 43731 | 18266 | EIA-923 Generator File | 2010 |  | 0 | 0 | 0 | 0 | 0 | 0 | 0 | 0 | 0 | 0 | 0 | 5.5 | 0 | 0 | 0 | 0 | 0 | 0 | 0 | 0 | 0 | 0 | 0 | 0 | 0 | 0 | 0 | 0 | 0 | 0
223 | 21524 | 2018 | OR | Oregon State University Energy Center | 57653 | STG | 0 | OP | CA | NG | 1 | 0.036 | 319 | 0 | EIA-923 Generator File | 2010 |  | 0 | 0 | 0 | 0 | 0 | 0 | 0 | 0 | 0 | 0 | 0 | 1 | 0 | 0 | 0 | 0 | 0 | 0 | 0 | 0 | 0 | 0 | 0 | 0 | 0 | 0 | 0 | 0 | 0 | 0
224 | 21525 | 2018 | OR | Oregon Trail Windfarm LLC | 56971 | 1 | 0 | OP | WT | WND | 9.9 | 0.306 | 26503 | 13302 | Distributed from 923 Generation And Fuel | 2009 |  | 0 | 0 | 0 | 0 | 0 | 0 | 0 | 0 | 0 | 0 | 0 | 0 | 0 | 0 | 0 | 0 | 0 | 0 | 0 | 0 | 0 | 0 | 0 | 0 | 0 | 0 | 0 | 0 | 0 | 9.9
225 | 21526 | 2018 | OR | Oregon University System OIT Klamath Fal | 58961 | PV | 0 | OP | PV | SUN | 2 | 0.179 | 3136 | 1710 | Distributed from 923 Generation And Fuel | 2014 |  | 0 | 0 | 0 | 0 | 0 | 0 | 0 | 0 | 0 | 0 | 0 | 0 | 0 | 0 | 0 | 0 | 0 | 0 | 0 | 0 | 0 | 0 | 0 | 2 | 0 | 0 | 0 | 0 | 0 | 0
226 | 21527 | 2018 | OR | Oregon University System Rabbit Field | 59790 | PV1 | 0 | OP | PV | SUN | 1.2 | 0.119 | 1246 | 680 | Distributed from 923 Generation And Fuel | 2014 |  | 0 | 0 | 0 | 0 | 0 | 0 | 0 | 0 | 0 | 0 | 0 | 0 | 0 | 0 | 0 | 0 | 0 | 0 | 0 | 0 | 0 | 0 | 0 | 1.2 | 0 | 0 | 0 | 0 | 0 | 0
227 | 21528 | 2018 | OR | OSLH, LLC | 60976 | PV1 | 0 | OP | PV | SUN | 9.9 | 0.24 | 20838 | 11364 | Distributed from 923 Generation And Fuel | 2016 |  | 0 | 0 | 0 | 0 | 0 | 0 | 0 | 0 | 0 | 0 | 0 | 0 | 0 | 0 | 0 | 0 | 0 | 0 | 0 | 0 | 0 | 0 | 0 | 9.9 | 0 | 0 | 0 | 0 | 0 | 0
228 | 21529 | 2018 | OR | Outback Solar At Christmas Valley | 58131 | PV1 | 0 | OP | PV | SUN | 4.4 | 0.26 | 10014 | 5461 | Distributed from 923 Generation And Fuel | 2012 |  | 0 | 0 | 0 | 0 | 0 | 0 | 0 | 0 | 0 | 0 | 0 | 0 | 0 | 0 | 0 | 0 | 0 | 0 | 0 | 0 | 0 | 0 | 0 | 4.4 | 0 | 0 | 0 | 0 | 0 | 0
229 | 21530 | 2018 | OR | Owyhee Dam Power Project | 50361 | GEN1 | 0 | OP | HY | WAT | 4.3 | 0.35 | 13178 | 5645 | Distributed from 923 Generation And Fuel | 1985 |  | 0 | 0 | 0 | 0 | 0 | 0 | 0 | 0 | 0 | 0 | 0 | 0 | 0 | 0 | 0 | 0 | 0 | 0 | 0 | 0 | 0 | 0 | 0 | 0 | 4.3 | 0 | 0 | 0 | 0 | 0
230 | 21531 | 2018 | OR | Oxbow (OR) | 3014 | 1 | 0 | OP | HY | WAT | 47.5 | 0.655 | 272603.5 | 116778.5 | Distributed from 923 Generation And Fuel | 1961 |  | 0 | 0 | 0 | 0 | 0 | 0 | 0 | 0 | 0 | 0 | 0 | 0 | 0 | 0 | 0 | 0 | 0 | 0 | 0 | 0 | 0 | 0 | 0 | 0 | 47.5 | 0 | 0 | 0 | 0 | 0
231 | 21532 | 2018 | OR | Oxbow (OR) | 3014 | 2 | 0 | OP | HY | WAT | 47.5 | 0.655 | 272603.5 | 116778.5 | Distributed from 923 Generation And Fuel | 1961 |  | 0 | 0 | 0 | 0 | 0 | 0 | 0 | 0 | 0 | 0 | 0 | 0 | 0 | 0 | 0 | 0 | 0 | 0 | 0 | 0 | 0 | 0 | 0 | 0 | 47.5 | 0 | 0 | 0 | 0 | 0
232 | 21533 | 2018 | OR | Oxbow (OR) | 3014 | 3 | 0 | OP | HY | WAT | 47.5 | 0.655 | 272603.5 | 116778.5 | Distributed from 923 Generation And Fuel | 1961 |  | 0 | 0 | 0 | 0 | 0 | 0 | 0 | 0 | 0 | 0 | 0 | 0 | 0 | 0 | 0 | 0 | 0 | 0 | 0 | 0 | 0 | 0 | 0 | 0 | 47.5 | 0 | 0 | 0 | 0 | 0
233 | 21534 | 2018 | OR | Oxbow (OR) | 3014 | 4 | 0 | OP | HY | WAT | 47.5 | 0.655 | 272603.5 | 116778.5 | Distributed from 923 Generation And Fuel | 1961 |  | 0 | 0 | 0 | 0 | 0 | 0 | 0 | 0 | 0 | 0 | 0 | 0 | 0 | 0 | 0 | 0 | 0 | 0 | 0 | 0 | 0 | 0 | 0 | 0 | 47.5 | 0 | 0 | 0 | 0 | 0
234 | 21535 | 2018 | OR | Pacific Canyon Windfarm LLC | 56972 | 1 | 0 | OP | WT | WND | 8.3 | 0.285 | 20724 | 10402 | Distributed from 923 Generation And Fuel | 2009 |  | 0 | 0 | 0 | 0 | 0 | 0 | 0 | 0 | 0 | 0 | 0 | 0 | 0 | 0 | 0 | 0 | 0 | 0 | 0 | 0 | 0 | 0 | 0 | 0 | 0 | 0 | 0 | 0 | 0 | 8.3
235 | 21536 | 2018 | OR | Paisley Geothermal Generating Plant | 59382 | SVEP1 | 0 | OP | ST | GEO | 3.7 | 0 | 0 | 0 | Distributed from 923 Generation And Fuel | 2015 |  | 0 | 0 | 0 | 0 | 0 | 3.7 | 0 | 0 | 0 | 0 | 0 | 0 | 0 | 0 | 0 | 0 | 0 | 0 | 0 | 0 | 0 | 0 | 0 | 0 | 0 | 0 | 0 | 0 | 0 | 0
236 | 21537 | 2018 | OR | PaTu Wind Farm LLC | 57578 | PATU | 0 | OP | WT | WND | 9 | 0.354 | 27922 | 14015 | Distributed from 923 Generation And Fuel | 2010 |  | 0 | 0 | 0 | 0 | 0 | 0 | 0 | 0 | 0 | 0 | 0 | 0 | 0 | 0 | 0 | 0 | 0 | 0 | 0 | 0 | 0 | 0 | 0 | 0 | 0 | 0 | 0 | 0 | 0 | 9
237 | 21538 | 2018 | OR | Pebble Springs Wind LLC | 56789 | 1 | 0 | OP | WT | WND | 98.7 | 0.248 | 214678 | 107751 | Distributed from 923 Generation And Fuel | 2009 |  | 0 | 0 | 0 | 0 | 0 | 0 | 0 | 0 | 0 | 0 | 0 | 0 | 0 | 0 | 0 | 0 | 0 | 0 | 0 | 0 | 0 | 0 | 0 | 0 | 0 | 0 | 0 | 0 | 0 | 98.7
238 | 21539 | 2018 | OR | Pelton | 3048 | 1 | 0 | OP | HY | WAT | 45 | 0.376 | 148250.82 | 63507.787 | Distributed from 923 Generation And Fuel | 1957 |  | 0 | 0 | 0 | 0 | 0 | 0 | 0 | 0 | 0 | 0 | 0 | 0 | 0 | 0 | 0 | 0 | 0 | 0 | 0 | 0 | 0 | 0 | 0 | 0 | 45 | 0 | 0 | 0 | 0 | 0
239 | 21540 | 2018 | OR | Pelton | 3048 | 2 | 0 | OP | HY | WAT | 32.4 | 0.376 | 106740.59 | 45725.607 | Distributed from 923 Generation And Fuel | 1958 |  | 0 | 0 | 0 | 0 | 0 | 0 | 0 | 0 | 0 | 0 | 0 | 0 | 0 | 0 | 0 | 0 | 0 | 0 | 0 | 0 | 0 | 0 | 0 | 0 | 32.4 | 0 | 0 | 0 | 0 | 0
240 | 21541 | 2018 | OR | Pelton | 3048 | 3 | 0 | OP | HY | WAT | 32.4 | 0.376 | 106740.59 | 45725.607 | Distributed from 923 Generation And Fuel | 1958 |  | 0 | 0 | 0 | 0 | 0 | 0 | 0 | 0 | 0 | 0 | 0 | 0 | 0 | 0 | 0 | 0 | 0 | 0 | 0 | 0 | 0 | 0 | 0 | 0 | 32.4 | 0 | 0 | 0 | 0 | 0
241 | 21546 | 2018 | OR | Peters Drive Plant | 10324 | GEN3 | 0 | OP | HY | WAT | 1.8 | 0.488 | 7702 | 3299 | Distributed from 923 Generation And Fuel | 1987 |  | 0 | 0 | 0 | 0 | 0 | 0 | 0 | 0 | 0 | 0 | 0 | 0 | 0 | 0 | 0 | 0 | 0 | 0 | 0 | 0 | 0 | 0 | 0 | 0 | 1.8 | 0 | 0 | 0 | 0 | 0
242 | 21547 | 2018 | OR | PHP 1 | 4213 | 1 | 0 | OP | HY | WAT | 23.7 | 0.213 | 44204 | 18936 | Distributed from 923 Generation And Fuel | 1982 |  | 0 | 0 | 0 | 0 | 0 | 0 | 0 | 0 | 0 | 0 | 0 | 0 | 0 | 0 | 0 | 0 | 0 | 0 | 0 | 0 | 0 | 0 | 0 | 0 | 23.7 | 0 | 0 | 0 | 0 | 0
243 | 21548 | 2018 | OR | PHP 2 | 4214 | 2 | 0 | OP | HY | WAT | 11.8 | 0.291 | 30069 | 12881 | Distributed from 923 Generation And Fuel | 1982 |  | 0 | 0 | 0 | 0 | 0 | 0 | 0 | 0 | 0 | 0 | 0 | 0 | 0 | 0 | 0 | 0 | 0 | 0 | 0 | 0 | 0 | 0 | 0 | 0 | 11.8 | 0 | 0 | 0 | 0 | 0
244 | 21550 | 2018 | OR | Port Westward | 56227 | 1 | 0 | OP | CT | NG | 312 | 0.574 | 1567932 | 652214 | EIA-923 Generator File | 2007 |  | 0 | 0 | 0 | 0 | 0 | 0 | 0 | 0 | 0 | 0 | 0 | 312 | 0 | 0 | 0 | 0 | 0 | 0 | 0 | 0 | 0 | 0 | 0 | 0 | 0 | 0 | 0 | 0 | 0 | 0
245 | 21551 | 2018 | OR | Port Westward | 56227 | 2 | 1 | OP | CA | NG | 171 | 0.623 | 932988 | 405049 | EIA-923 Generator File | 2007 |  | 0 | 0 | 0 | 0 | 0 | 0 | 0 | 0 | 0 | 0 | 0 | 171 | 0 | 0 | 0 | 0 | 0 | 0 | 0 | 0 | 0 | 0 | 0 | 0 | 0 | 0 | 0 | 0 | 0 | 0
246 | 21552 | 2018 | OR | Port Westward Unit 2 | 58266 | 1 | 0 | OP | IC | NG | 18.8 | 0.056 | 9201.5 | 3743.167 | Distributed from 923 Generation And Fuel | 2014 |  | 0 | 0 | 0 | 0 | 0 | 0 | 0 | 0 | 0 | 0 | 0 | 18.8 | 0 | 0 | 0 | 0 | 0 | 0 | 0 | 0 | 0 | 0 | 0 | 0 | 0 | 0 | 0 | 0 | 0 | 0
247 | 21553 | 2018 | OR | Port Westward Unit 2 | 58266 | 10 | 0 | OP | IC | NG | 18.8 | 0.056 | 9201.5 | 3743.167 | Distributed from 923 Generation And Fuel | 2014 |  | 0 | 0 | 0 | 0 | 0 | 0 | 0 | 0 | 0 | 0 | 0 | 18.8 | 0 | 0 | 0 | 0 | 0 | 0 | 0 | 0 | 0 | 0 | 0 | 0 | 0 | 0 | 0 | 0 | 0 | 0
248 | 21554 | 2018 | OR | Port Westward Unit 2 | 58266 | 11 | 0 | OP | IC | NG | 18.8 | 0.056 | 9201.5 | 3743.167 | Distributed from 923 Generation And Fuel | 2014 |  | 0 | 0 | 0 | 0 | 0 | 0 | 0 | 0 | 0 | 0 | 0 | 18.8 | 0 | 0 | 0 | 0 | 0 | 0 | 0 | 0 | 0 | 0 | 0 | 0 | 0 | 0 | 0 | 0 | 0 | 0
249 | 21555 | 2018 | OR | Port Westward Unit 2 | 58266 | 12 | 0 | OP | IC | NG | 18.8 | 0.056 | 9201.5 | 3743.167 | Distributed from 923 Generation And Fuel | 2014 |  | 0 | 0 | 0 | 0 | 0 | 0 | 0 | 0 | 0 | 0 | 0 | 18.8 | 0 | 0 | 0 | 0 | 0 | 0 | 0 | 0 | 0 | 0 | 0 | 0 | 0 | 0 | 0 | 0 | 0 | 0
250 | 21556 | 2018 | OR | Port Westward Unit 2 | 58266 | 2 | 0 | OP | IC | NG | 18.8 | 0.056 | 9201.5 | 3743.167 | Distributed from 923 Generation And Fuel | 2014 |  | 0 | 0 | 0 | 0 | 0 | 0 | 0 | 0 | 0 | 0 | 0 | 18.8 | 0 | 0 | 0 | 0 | 0 | 0 | 0 | 0 | 0 | 0 | 0 | 0 | 0 | 0 | 0 | 0 | 0 | 0
251 | 21557 | 2018 | OR | Port Westward Unit 2 | 58266 | 3 | 0 | OP | IC | NG | 18.8 | 0.056 | 9201.5 | 3743.167 | Distributed from 923 Generation And Fuel | 2014 |  | 0 | 0 | 0 | 0 | 0 | 0 | 0 | 0 | 0 | 0 | 0 | 18.8 | 0 | 0 | 0 | 0 | 0 | 0 | 0 | 0 | 0 | 0 | 0 | 0 | 0 | 0 | 0 | 0 | 0 | 0
252 | 21558 | 2018 | OR | Port Westward Unit 2 | 58266 | 4 | 0 | OP | IC | NG | 18.8 | 0.056 | 9201.5 | 3743.167 | Distributed from 923 Generation And Fuel | 2014 |  | 0 | 0 | 0 | 0 | 0 | 0 | 0 | 0 | 0 | 0 | 0 | 18.8 | 0 | 0 | 0 | 0 | 0 | 0 | 0 | 0 | 0 | 0 | 0 | 0 | 0 | 0 | 0 | 0 | 0 | 0
253 | 21559 | 2018 | OR | Port Westward Unit 2 | 58266 | 5 | 0 | OP | IC | NG | 18.8 | 0.056 | 9201.5 | 3743.167 | Distributed from 923 Generation And Fuel | 2014 |  | 0 | 0 | 0 | 0 | 0 | 0 | 0 | 0 | 0 | 0 | 0 | 18.8 | 0 | 0 | 0 | 0 | 0 | 0 | 0 | 0 | 0 | 0 | 0 | 0 | 0 | 0 | 0 | 0 | 0 | 0
254 | 21560 | 2018 | OR | Port Westward Unit 2 | 58266 | 6 | 0 | OP | IC | NG | 18.8 | 0.056 | 9201.5 | 3743.167 | Distributed from 923 Generation And Fuel | 2014 |  | 0 | 0 | 0 | 0 | 0 | 0 | 0 | 0 | 0 | 0 | 0 | 18.8 | 0 | 0 | 0 | 0 | 0 | 0 | 0 | 0 | 0 | 0 | 0 | 0 | 0 | 0 | 0 | 0 | 0 | 0
255 | 21561 | 2018 | OR | Port Westward Unit 2 | 58266 | 7 | 0 | OP | IC | NG | 18.8 | 0.056 | 9201.5 | 3743.167 | Distributed from 923 Generation And Fuel | 2014 |  | 0 | 0 | 0 | 0 | 0 | 0 | 0 | 0 | 0 | 0 | 0 | 18.8 | 0 | 0 | 0 | 0 | 0 | 0 | 0 | 0 | 0 | 0 | 0 | 0 | 0 | 0 | 0 | 0 | 0 | 0
256 | 21562 | 2018 | OR | Port Westward Unit 2 | 58266 | 8 | 0 | OP | IC | NG | 18.8 | 0.056 | 9201.5 | 3743.167 | Distributed from 923 Generation And Fuel | 2014 |  | 0 | 0 | 0 | 0 | 0 | 0 | 0 | 0 | 0 | 0 | 0 | 18.8 | 0 | 0 | 0 | 0 | 0 | 0 | 0 | 0 | 0 | 0 | 0 | 0 | 0 | 0 | 0 | 0 | 0 | 0
257 | 21563 | 2018 | OR | Port Westward Unit 2 | 58266 | 9 | 0 | OP | IC | NG | 18.8 | 0.056 | 9201.5 | 3743.167 | Distributed from 923 Generation And Fuel | 2015 |  | 0 | 0 | 0 | 0 | 0 | 0 | 0 | 0 | 0 | 0 | 0 | 18.8 | 0 | 0 | 0 | 0 | 0 | 0 | 0 | 0 | 0 | 0 | 0 | 0 | 0 | 0 | 0 | 0 | 0 | 0
258 | 21566 | 2018 | OR | Prospect 1 | 3032 | 1 | 0 | OP | HY | WAT | 3.8 | 0.364 | 12114 | 5189 | Distributed from 923 Generation And Fuel | 1912 |  | 0 | 0 | 0 | 0 | 0 | 0 | 0 | 0 | 0 | 0 | 0 | 0 | 0 | 0 | 0 | 0 | 0 | 0 | 0 | 0 | 0 | 0 | 0 | 0 | 3.8 | 0 | 0 | 0 | 0 | 0
259 | 21567 | 2018 | OR | Prospect 2 | 3033 | 1 | 0 | OP | HY | WAT | 16 | 0.711 | 99601 | 42667.5 | Distributed from 923 Generation And Fuel | 1928 |  | 0 | 0 | 0 | 0 | 0 | 0 | 0 | 0 | 0 | 0 | 0 | 0 | 0 | 0 | 0 | 0 | 0 | 0 | 0 | 0 | 0 | 0 | 0 | 0 | 16 | 0 | 0 | 0 | 0 | 0
260 | 21568 | 2018 | OR | Prospect 2 | 3033 | 2 | 0 | OP | HY | WAT | 16 | 0.711 | 99601 | 42667.5 | Distributed from 923 Generation And Fuel | 1928 |  | 0 | 0 | 0 | 0 | 0 | 0 | 0 | 0 | 0 | 0 | 0 | 0 | 0 | 0 | 0 | 0 | 0 | 0 | 0 | 0 | 0 | 0 | 0 | 0 | 16 | 0 | 0 | 0 | 0 | 0
261 | 21569 | 2018 | OR | Prospect 3 | 3034 | 1 | 0 | OP | HY | WAT | 7.2 | 0.353 | 22263 | 9537 | Distributed from 923 Generation And Fuel | 1932 |  | 0 | 0 | 0 | 0 | 0 | 0 | 0 | 0 | 0 | 0 | 0 | 0 | 0 | 0 | 0 | 0 | 0 | 0 | 0 | 0 | 0 | 0 | 0 | 0 | 7.2 | 0 | 0 | 0 | 0 | 0
262 | 21570 | 2018 | OR | Prospect 4 | 3035 | 1 | 0 | OP | HY | WAT | 1 | 0.29 | 2541 | 1089 | Distributed from 923 Generation And Fuel | 1944 |  | 0 | 0 | 0 | 0 | 0 | 0 | 0 | 0 | 0 | 0 | 0 | 0 | 0 | 0 | 0 | 0 | 0 | 0 | 0 | 0 | 0 | 0 | 0 | 0 | 1 | 0 | 0 | 0 | 0 | 0
263 | 21571 | 2018 | OR | Prospector Windfarm (Burnt River) | 59493 | PW | 0 | OP | WT | WND | 10 | 0.326 | 28524 | 14317 | Distributed from 923 Generation And Fuel | 2017 |  | 0 | 0 | 0 | 0 | 0 | 0 | 0 | 0 | 0 | 0 | 0 | 0 | 0 | 0 | 0 | 0 | 0 | 0 | 0 | 0 | 0 | 0 | 0 | 0 | 0 | 0 | 0 | 0 | 0 | 10
264 | 21572 | 2018 | OR | Railroad Solar Center, LLC | 60333 | RSC1 | 0 | OP | PV | SUN | 4.5 | 0.257 | 10131 | 5525 | Distributed from 923 Generation And Fuel | 2016 |  | 0 | 0 | 0 | 0 | 0 | 0 | 0 | 0 | 0 | 0 | 0 | 0 | 0 | 0 | 0 | 0 | 0 | 0 | 0 | 0 | 0 | 0 | 0 | 4.5 | 0 | 0 | 0 | 0 | 0 | 0
265 | 21573 | 2018 | OR | River Mill | 3049 | 1 | 0 | OP | HY | WAT | 3.3 | 0.534 | 15448.037 | 6617.729 | Distributed from 923 Generation And Fuel | 1911 |  | 0 | 0 | 0 | 0 | 0 | 0 | 0 | 0 | 0 | 0 | 0 | 0 | 0 | 0 | 0 | 0 | 0 | 0 | 0 | 0 | 0 | 0 | 0 | 0 | 3.3 | 0 | 0 | 0 | 0 | 0
266 | 21574 | 2018 | OR | River Mill | 3049 | 2 | 0 | OP | HY | WAT | 3.3 | 0.534 | 15448.037 | 6617.729 | Distributed from 923 Generation And Fuel | 1911 |  | 0 | 0 | 0 | 0 | 0 | 0 | 0 | 0 | 0 | 0 | 0 | 0 | 0 | 0 | 0 | 0 | 0 | 0 | 0 | 0 | 0 | 0 | 0 | 0 | 3.3 | 0 | 0 | 0 | 0 | 0
267 | 21575 | 2018 | OR | River Mill | 3049 | 3 | 0 | OP | HY | WAT | 3.3 | 0.534 | 15448.037 | 6617.729 | Distributed from 923 Generation And Fuel | 1912 |  | 0 | 0 | 0 | 0 | 0 | 0 | 0 | 0 | 0 | 0 | 0 | 0 | 0 | 0 | 0 | 0 | 0 | 0 | 0 | 0 | 0 | 0 | 0 | 0 | 3.3 | 0 | 0 | 0 | 0 | 0
268 | 21576 | 2018 | OR | River Mill | 3049 | 4 | 0 | OP | HY | WAT | 3.9 | 0.534 | 18256.771 | 7820.952 | Distributed from 923 Generation And Fuel | 1927 |  | 0 | 0 | 0 | 0 | 0 | 0 | 0 | 0 | 0 | 0 | 0 | 0 | 0 | 0 | 0 | 0 | 0 | 0 | 0 | 0 | 0 | 0 | 0 | 0 | 3.9 | 0 | 0 | 0 | 0 | 0
269 | 21577 | 2018 | OR | River Mill | 3049 | 5 | 0 | OP | HY | WAT | 5 | 0.534 | 23406.117 | 10026.862 | Distributed from 923 Generation And Fuel | 1952 |  | 0 | 0 | 0 | 0 | 0 | 0 | 0 | 0 | 0 | 0 | 0 | 0 | 0 | 0 | 0 | 0 | 0 | 0 | 0 | 0 | 0 | 0 | 0 | 0 | 5 | 0 | 0 | 0 | 0 | 0
270 | 21578 | 2018 | OR | Riverbend Landfill | 57019 | GEN1 | 0 | OP | IC | LFG | 0.8 | 0.778 | 5453.5 | 2212.833 | Distributed from 923 Generation And Fuel | 2010 |  | 0 | 0 | 0 | 0 | 0 | 0 | 0 | 0.8 | 0 | 0 | 0 | 0 | 0 | 0 | 0 | 0 | 0 | 0 | 0 | 0 | 0 | 0 | 0 | 0 | 0 | 0 | 0 | 0 | 0 | 0
271 | 21579 | 2018 | OR | Riverbend Landfill | 57019 | GEN2 | 0 | OP | IC | LFG | 0.8 | 0.778 | 5453.5 | 2212.833 | Distributed from 923 Generation And Fuel | 2010 |  | 0 | 0 | 0 | 0 | 0 | 0 | 0 | 0.8 | 0 | 0 | 0 | 0 | 0 | 0 | 0 | 0 | 0 | 0 | 0 | 0 | 0 | 0 | 0 | 0 | 0 | 0 | 0 | 0 | 0 | 0
272 | 21580 | 2018 | OR | Riverbend Landfill | 57019 | GEN3 | 0 | OP | IC | LFG | 0.8 | 0.778 | 5453.5 | 2212.833 | Distributed from 923 Generation And Fuel | 2010 |  | 0 | 0 | 0 | 0 | 0 | 0 | 0 | 0.8 | 0 | 0 | 0 | 0 | 0 | 0 | 0 | 0 | 0 | 0 | 0 | 0 | 0 | 0 | 0 | 0 | 0 | 0 | 0 | 0 | 0 | 0
273 | 21581 | 2018 | OR | Riverbend Landfill | 57019 | GEN4 | 0 | OP | IC | LFG | 0.8 | 0.778 | 5453.5 | 2212.833 | Distributed from 923 Generation And Fuel | 2010 |  | 0 | 0 | 0 | 0 | 0 | 0 | 0 | 0.8 | 0 | 0 | 0 | 0 | 0 | 0 | 0 | 0 | 0 | 0 | 0 | 0 | 0 | 0 | 0 | 0 | 0 | 0 | 0 | 0 | 0 | 0
274 | 21582 | 2018 | OR | Riverbend Landfill | 57019 | GEN5 | 0 | OP | IC | LFG | 0.8 | 0.778 | 5453.5 | 2212.833 | Distributed from 923 Generation And Fuel | 2010 |  | 0 | 0 | 0 | 0 | 0 | 0 | 0 | 0.8 | 0 | 0 | 0 | 0 | 0 | 0 | 0 | 0 | 0 | 0 | 0 | 0 | 0 | 0 | 0 | 0 | 0 | 0 | 0 | 0 | 0 | 0
275 | 21583 | 2018 | OR | Riverbend Landfill | 57019 | GEN6 | 0 | OP | IC | LFG | 0.8 | 0.778 | 5453.5 | 2212.833 | Distributed from 923 Generation And Fuel | 2010 |  | 0 | 0 | 0 | 0 | 0 | 0 | 0 | 0.8 | 0 | 0 | 0 | 0 | 0 | 0 | 0 | 0 | 0 | 0 | 0 | 0 | 0 | 0 | 0 | 0 | 0 | 0 | 0 | 0 | 0 | 0
276 | 21584 | 2018 | OR | Roseburg LFG | 57911 | 1 | 0 | OP | IC | LFG | 1.6 | 0.431 | 6040 | 2451 | Distributed from 923 Generation And Fuel | 2011 |  | 0 | 0 | 0 | 0 | 0 | 0 | 0 | 1.6 | 0 | 0 | 0 | 0 | 0 | 0 | 0 | 0 | 0 | 0 | 0 | 0 | 0 | 0 | 0 | 0 | 0 | 0 | 0 | 0 | 0 | 0
277 | 21585 | 2018 | OR | Round Butte | 3050 | 1 | 0 | OP | HY | WAT | 112.5 | 0.256 | 252210.805 | 108042.584 | Distributed from 923 Generation And Fuel | 1964 |  | 0 | 0 | 0 | 0 | 0 | 0 | 0 | 0 | 0 | 0 | 0 | 0 | 0 | 0 | 0 | 0 | 0 | 0 | 0 | 0 | 0 | 0 | 0 | 0 | 112.5 | 0 | 0 | 0 | 0 | 0
278 | 21586 | 2018 | OR | Round Butte | 3050 | 2 | 0 | OP | HY | WAT | 130 | 0.256 | 291443.597 | 124849.208 | Distributed from 923 Generation And Fuel | 1964 |  | 0 | 0 | 0 | 0 | 0 | 0 | 0 | 0 | 0 | 0 | 0 | 0 | 0 | 0 | 0 | 0 | 0 | 0 | 0 | 0 | 0 | 0 | 0 | 0 | 130 | 0 | 0 | 0 | 0 | 0
279 | 21587 | 2018 | OR | Round Butte | 3050 | 3 | 0 | OP | HY | WAT | 130 | 0.256 | 291443.597 | 124849.208 | Distributed from 923 Generation And Fuel | 1964 |  | 0 | 0 | 0 | 0 | 0 | 0 | 0 | 0 | 0 | 0 | 0 | 0 | 0 | 0 | 0 | 0 | 0 | 0 | 0 | 0 | 0 | 0 | 0 | 0 | 130 | 0 | 0 | 0 | 0 | 0
280 | 21589 | 2018 | OR | Sand Ranch Windfarm LLC | 56973 | 1 | 0 | OP | WT | WND | 9.9 | 0.295 | 25553 | 12826 | Distributed from 923 Generation And Fuel | 2009 |  | 0 | 0 | 0 | 0 | 0 | 0 | 0 | 0 | 0 | 0 | 0 | 0 | 0 | 0 | 0 | 0 | 0 | 0 | 0 | 0 | 0 | 0 | 0 | 0 | 0 | 0 | 0 | 0 | 0 | 9.9
281 | 21590 | 2018 | OR | Seneca Sustainable Energy LLC | 57457 | 1 | 1 | OP | ST | WDS | 19.8 | 0.684 | 118640 | 47503 | EIA-923 Generator File | 2011 |  | 0 | 0 | 0 | 0 | 0 | 0 | 0 | 0 | 0 | 0 | 0 | 0 | 0 | 0 | 0 | 0 | 0 | 0 | 0 | 0 | 0 | 0 | 0 | 0 | 0 | 0 | 0 | 19.8 | 0 | 0
282 | 21591 | 2018 | OR | Sheep Solar | 61830 | PGRC8 | 0 | OP | PV | SUN | 2.2 | 0.204 | 3929 | 2143 | Distributed from 923 Generation And Fuel | 2017 |  | 0 | 0 | 0 | 0 | 0 | 0 | 0 | 0 | 0 | 0 | 0 | 0 | 0 | 0 | 0 | 0 | 0 | 0 | 0 | 0 | 0 | 0 | 0 | 2.2 | 0 | 0 | 0 | 0 | 0 | 0
283 | 21592 | 2018 | OR | Shell New Energies, Junction City | 59704 | JCBIO | 0 | OP | GT | OBG | 1.6 | 0.388 | 5435 | 2205 | Distributed from 923 Generation And Fuel | 2011 |  | 0 | 0 | 0 | 0 | 0 | 0 | 0 | 0 | 0 | 0 | 0 | 0 | 0 | 1.6 | 0 | 0 | 0 | 0 | 0 | 0 | 0 | 0 | 0 | 0 | 0 | 0 | 0 | 0 | 0 | 0
284 | 21593 | 2018 | OR | Short Mountain | 7413 | 1 | 0 | OP | IC | LFG | 0.8 | 0.598 | 4190.5 | 1700.25 | Distributed from 923 Generation And Fuel | 1992 |  | 0 | 0 | 0 | 0 | 0 | 0 | 0 | 0.8 | 0 | 0 | 0 | 0 | 0 | 0 | 0 | 0 | 0 | 0 | 0 | 0 | 0 | 0 | 0 | 0 | 0 | 0 | 0 | 0 | 0 | 0
285 | 21594 | 2018 | OR | Short Mountain | 7413 | 2 | 0 | OP | IC | LFG | 0.8 | 0.598 | 4190.5 | 1700.25 | Distributed from 923 Generation And Fuel | 1992 |  | 0 | 0 | 0 | 0 | 0 | 0 | 0 | 0.8 | 0 | 0 | 0 | 0 | 0 | 0 | 0 | 0 | 0 | 0 | 0 | 0 | 0 | 0 | 0 | 0 | 0 | 0 | 0 | 0 | 0 | 0
286 | 21595 | 2018 | OR | Short Mountain | 7413 | 3 | 0 | OP | IC | LFG | 0.8 | 0.598 | 4190.5 | 1700.25 | Distributed from 923 Generation And Fuel | 1993 |  | 0 | 0 | 0 | 0 | 0 | 0 | 0 | 0.8 | 0 | 0 | 0 | 0 | 0 | 0 | 0 | 0 | 0 | 0 | 0 | 0 | 0 | 0 | 0 | 0 | 0 | 0 | 0 | 0 | 0 | 0
287 | 21596 | 2018 | OR | Short Mountain | 7413 | 4 | 0 | OP | IC | LFG | 0.8 | 0.598 | 4190.5 | 1700.25 | Distributed from 923 Generation And Fuel | 1993 |  | 0 | 0 | 0 | 0 | 0 | 0 | 0 | 0.8 | 0 | 0 | 0 | 0 | 0 | 0 | 0 | 0 | 0 | 0 | 0 | 0 | 0 | 0 | 0 | 0 | 0 | 0 | 0 | 0 | 0 | 0
288 | 21597 | 2018 | OR | Silverton Solar | 61829 | PGRC7 | 0 | OP | PV | SUN | 2.2 | 0.198 | 3812 | 2079 | Distributed from 923 Generation And Fuel | 2017 |  | 0 | 0 | 0 | 0 | 0 | 0 | 0 | 0 | 0 | 0 | 0 | 0 | 0 | 0 | 0 | 0 | 0 | 0 | 0 | 0 | 0 | 0 | 0 | 2.2 | 0 | 0 | 0 | 0 | 0 | 0
289 | 21598 | 2018 | OR | Siphon Power Project | 50980 | GEN1 | 0 | OP | HY | WAT | 2.7 | 0.468 | 11071 | 4742.5 | Distributed from 923 Generation And Fuel | 1989 |  | 0 | 0 | 0 | 0 | 0 | 0 | 0 | 0 | 0 | 0 | 0 | 0 | 0 | 0 | 0 | 0 | 0 | 0 | 0 | 0 | 0 | 0 | 0 | 0 | 2.7 | 0 | 0 | 0 | 0 | 0
290 | 21599 | 2018 | OR | Siphon Power Project | 50980 | GEN2 | 0 | OP | HY | WAT | 2.7 | 0.468 | 11071 | 4742.5 | Distributed from 923 Generation And Fuel | 1989 |  | 0 | 0 | 0 | 0 | 0 | 0 | 0 | 0 | 0 | 0 | 0 | 0 | 0 | 0 | 0 | 0 | 0 | 0 | 0 | 0 | 0 | 0 | 0 | 0 | 2.7 | 0 | 0 | 0 | 0 | 0
291 | 21600 | 2018 | OR | Slide Creek | 3036 | 1 | 0 | OP | HY | WAT | 18 | 0.361 | 56868 | 24361 | Distributed from 923 Generation And Fuel | 1951 |  | 0 | 0 | 0 | 0 | 0 | 0 | 0 | 0 | 0 | 0 | 0 | 0 | 0 | 0 | 0 | 0 | 0 | 0 | 0 | 0 | 0 | 0 | 0 | 0 | 18 | 0 | 0 | 0 | 0 | 0
292 | 21601 | 2018 | OR | Soda Springs | 3037 | 1 | 0 | OP | HY | WAT | 11 | 0.458 | 44108 | 18895 | Distributed from 923 Generation And Fuel | 1952 |  | 0 | 0 | 0 | 0 | 0 | 0 | 0 | 0 | 0 | 0 | 0 | 0 | 0 | 0 | 0 | 0 | 0 | 0 | 0 | 0 | 0 | 0 | 0 | 0 | 11 | 0 | 0 | 0 | 0 | 0
293 | 21602 | 2018 | OR | Solar Star Oregon II | 61048 | PV1 | 0 | OP | PV | SUN | 56.3 | 0.257 | 126606 | 80334 | Distributed from 923 Generation And Fuel | 2017 |  | 0 | 0 | 0 | 0 | 0 | 0 | 0 | 0 | 0 | 0 | 0 | 0 | 0 | 0 | 0 | 0 | 0 | 0 | 0 | 0 | 0 | 0 | 0 | 56.3 | 0 | 0 | 0 | 0 | 0 | 0
294 | 21603 | 2018 | OR | South Hurlburt Wind LLC | 57549 | SOUTH | 0 | OP | WT | WND | 290 | 0.245 | 623377 | 309966 | Distributed from 923 Generation And Fuel | 2012 |  | 0 | 0 | 0 | 0 | 0 | 0 | 0 | 0 | 0 | 0 | 0 | 0 | 0 | 0 | 0 | 0 | 0 | 0 | 0 | 0 | 0 | 0 | 0 | 0 | 0 | 0 | 0 | 0 | 0 | 290
295 | 21604 | 2018 | OR | Sprague Hydro | 10737 | GEN1 | 0 | OP | HY | WAT | 1.2 | 0.257 | 2701 | 1157 | Distributed from 923 Generation And Fuel | 1989 |  | 0 | 0 | 0 | 0 | 0 | 0 | 0 | 0 | 0 | 0 | 0 | 0 | 0 | 0 | 0 | 0 | 0 | 0 | 0 | 0 | 0 | 0 | 0 | 0 | 1.2 | 0 | 0 | 0 | 0 | 0
296 | 21605 | 2018 | OR | Star Point Wind Project LLC | 57096 | 1 | 0 | OP | WT | WND | 98.7 | 0.267 | 230780 | 115833 | Distributed from 923 Generation And Fuel | 2010 |  | 0 | 0 | 0 | 0 | 0 | 0 | 0 | 0 | 0 | 0 | 0 | 0 | 0 | 0 | 0 | 0 | 0 | 0 | 0 | 0 | 0 | 0 | 0 | 0 | 0 | 0 | 0 | 0 | 0 | 98.7
297 | 21606 | 2018 | OR | Steel Bridge Solar, LLC | 60057 | STEEL | 0 | OP | PV | SUN | 2.3 | 0.157 | 3173 | 1730 | Distributed from 923 Generation And Fuel | 2016 |  | 0 | 0 | 0 | 0 | 0 | 0 | 0 | 0 | 0 | 0 | 0 | 0 | 0 | 0 | 0 | 0 | 0 | 0 | 0 | 0 | 0 | 0 | 0 | 2.3 | 0 | 0 | 0 | 0 | 0 | 0
298 | 21607 | 2018 | OR | Stone Creek | 7508 | 1 | 0 | OP | HY | WAT | 12 | 0.479 | 50390 | 21586 | Distributed from 923 Generation And Fuel | 1994 |  | 0 | 0 | 0 | 0 | 0 | 0 | 0 | 0 | 0 | 0 | 0 | 0 | 0 | 0 | 0 | 0 | 0 | 0 | 0 | 0 | 0 | 0 | 0 | 0 | 12 | 0 | 0 | 0 | 0 | 0
299 | 21608 | 2018 | OR | Sullivan | 3053 | 1 | 0 | OP | HY | WAT | 1.2 | 0.862 | 9066.156 | 3883.792 | Distributed from 923 Generation And Fuel | 1952 |  | 0 | 0 | 0 | 0 | 0 | 0 | 0 | 0 | 0 | 0 | 0 | 0 | 0 | 0 | 0 | 0 | 0 | 0 | 0 | 0 | 0 | 0 | 0 | 0 | 1.2 | 0 | 0 | 0 | 0 | 0
300 | 21609 | 2018 | OR | Sullivan | 3053 | 10 | 0 | OP | HY | WAT | 1.2 | 0.862 | 9066.156 | 3883.792 | Distributed from 923 Generation And Fuel | 1952 |  | 0 | 0 | 0 | 0 | 0 | 0 | 0 | 0 | 0 | 0 | 0 | 0 | 0 | 0 | 0 | 0 | 0 | 0 | 0 | 0 | 0 | 0 | 0 | 0 | 1.2 | 0 | 0 | 0 | 0 | 0
301 | 21610 | 2018 | OR | Sullivan | 3053 | 11 | 0 | OP | HY | WAT | 1.2 | 0.862 | 9066.156 | 3883.792 | Distributed from 923 Generation And Fuel | 1952 |  | 0 | 0 | 0 | 0 | 0 | 0 | 0 | 0 | 0 | 0 | 0 | 0 | 0 | 0 | 0 | 0 | 0 | 0 | 0 | 0 | 0 | 0 | 0 | 0 | 1.2 | 0 | 0 | 0 | 0 | 0
302 | 21611 | 2018 | OR | Sullivan | 3053 | 12 | 0 | OP | HY | WAT | 1.2 | 0.862 | 9066.156 | 3883.792 | Distributed from 923 Generation And Fuel | 1952 |  | 0 | 0 | 0 | 0 | 0 | 0 | 0 | 0 | 0 | 0 | 0 | 0 | 0 | 0 | 0 | 0 | 0 | 0 | 0 | 0 | 0 | 0 | 0 | 0 | 1.2 | 0 | 0 | 0 | 0 | 0
303 | 21612 | 2018 | OR | Sullivan | 3053 | 13 | 0 | OP | HY | WAT | 1.2 | 0.862 | 9066.156 | 3883.792 | Distributed from 923 Generation And Fuel | 1952 |  | 0 | 0 | 0 | 0 | 0 | 0 | 0 | 0 | 0 | 0 | 0 | 0 | 0 | 0 | 0 | 0 | 0 | 0 | 0 | 0 | 0 | 0 | 0 | 0 | 1.2 | 0 | 0 | 0 | 0 | 0
304 | 21613 | 2018 | OR | Sullivan | 3053 | 2 | 0 | OP | HY | WAT | 1.2 | 0.862 | 9066.156 | 3883.792 | Distributed from 923 Generation And Fuel | 1952 |  | 0 | 0 | 0 | 0 | 0 | 0 | 0 | 0 | 0 | 0 | 0 | 0 | 0 | 0 | 0 | 0 | 0 | 0 | 0 | 0 | 0 | 0 | 0 | 0 | 1.2 | 0 | 0 | 0 | 0 | 0
305 | 21614 | 2018 | OR | Sullivan | 3053 | 3 | 0 | OP | HY | WAT | 1.2 | 0.862 | 9066.156 | 3883.792 | Distributed from 923 Generation And Fuel | 1952 |  | 0 | 0 | 0 | 0 | 0 | 0 | 0 | 0 | 0 | 0 | 0 | 0 | 0 | 0 | 0 | 0 | 0 | 0 | 0 | 0 | 0 | 0 | 0 | 0 | 1.2 | 0 | 0 | 0 | 0 | 0
306 | 21615 | 2018 | OR | Sullivan | 3053 | 4 | 0 | OP | HY | WAT | 1.2 | 0.862 | 9066.156 | 3883.792 | Distributed from 923 Generation And Fuel | 1952 |  | 0 | 0 | 0 | 0 | 0 | 0 | 0 | 0 | 0 | 0 | 0 | 0 | 0 | 0 | 0 | 0 | 0 | 0 | 0 | 0 | 0 | 0 | 0 | 0 | 1.2 | 0 | 0 | 0 | 0 | 0
307 | 21616 | 2018 | OR | Sullivan | 3053 | 5 | 0 | OP | HY | WAT | 1.2 | 0.862 | 9066.156 | 3883.792 | Distributed from 923 Generation And Fuel | 1952 |  | 0 | 0 | 0 | 0 | 0 | 0 | 0 | 0 | 0 | 0 | 0 | 0 | 0 | 0 | 0 | 0 | 0 | 0 | 0 | 0 | 0 | 0 | 0 | 0 | 1.2 | 0 | 0 | 0 | 0 | 0
308 | 21617 | 2018 | OR | Sullivan | 3053 | 6 | 0 | OP | HY | WAT | 1.2 | 0.862 | 9066.156 | 3883.792 | Distributed from 923 Generation And Fuel | 1952 |  | 0 | 0 | 0 | 0 | 0 | 0 | 0 | 0 | 0 | 0 | 0 | 0 | 0 | 0 | 0 | 0 | 0 | 0 | 0 | 0 | 0 | 0 | 0 | 0 | 1.2 | 0 | 0 | 0 | 0 | 0
309 | 21618 | 2018 | OR | Sullivan | 3053 | 7 | 0 | OP | HY | WAT | 1.2 | 0.862 | 9066.156 | 3883.792 | Distributed from 923 Generation And Fuel | 1952 |  | 0 | 0 | 0 | 0 | 0 | 0 | 0 | 0 | 0 | 0 | 0 | 0 | 0 | 0 | 0 | 0 | 0 | 0 | 0 | 0 | 0 | 0 | 0 | 0 | 1.2 | 0 | 0 | 0 | 0 | 0
310 | 21619 | 2018 | OR | Sullivan | 3053 | 8 | 0 | OP | HY | WAT | 1.2 | 0.862 | 9066.156 | 3883.792 | Distributed from 923 Generation And Fuel | 1952 |  | 0 | 0 | 0 | 0 | 0 | 0 | 0 | 0 | 0 | 0 | 0 | 0 | 0 | 0 | 0 | 0 | 0 | 0 | 0 | 0 | 0 | 0 | 0 | 0 | 1.2 | 0 | 0 | 0 | 0 | 0
311 | 21620 | 2018 | OR | Sullivan | 3053 | 9 | 0 | OP | HY | WAT | 1 | 0.862 | 7555.13 | 3236.494 | Distributed from 923 Generation And Fuel | 1924 |  | 0 | 0 | 0 | 0 | 0 | 0 | 0 | 0 | 0 | 0 | 0 | 0 | 0 | 0 | 0 | 0 | 0 | 0 | 0 | 0 | 0 | 0 | 0 | 0 | 1 | 0 | 0 | 0 | 0 | 0
312 | 21622 | 2018 | OR | The Dalles | 3895 | 1 | 0 | OP | HY | WAT | 78 | 0.449 | 306957.797 | 106265.388 | Distributed from 923 Generation And Fuel | 1957 |  | 0 | 0 | 0 | 0 | 0 | 0 | 0 | 0 | 0 | 0 | 0 | 0 | 0 | 0 | 0 | 0 | 0 | 0 | 0 | 0 | 0 | 0 | 0 | 0 | 78 | 0 | 0 | 0 | 0 | 0
313 | 21623 | 2018 | OR | The Dalles | 3895 | 10 | 0 | OP | HY | WAT | 78 | 0.449 | 306957.797 | 106265.388 | Distributed from 923 Generation And Fuel | 1959 |  | 0 | 0 | 0 | 0 | 0 | 0 | 0 | 0 | 0 | 0 | 0 | 0 | 0 | 0 | 0 | 0 | 0 | 0 | 0 | 0 | 0 | 0 | 0 | 0 | 78 | 0 | 0 | 0 | 0 | 0
314 | 21624 | 2018 | OR | The Dalles | 3895 | 11 | 0 | OP | HY | WAT | 78 | 0.449 | 306957.797 | 106265.388 | Distributed from 923 Generation And Fuel | 1960 |  | 0 | 0 | 0 | 0 | 0 | 0 | 0 | 0 | 0 | 0 | 0 | 0 | 0 | 0 | 0 | 0 | 0 | 0 | 0 | 0 | 0 | 0 | 0 | 0 | 78 | 0 | 0 | 0 | 0 | 0
315 | 21626 | 2018 | OR | The Dalles | 3895 | 13 | 0 | OP | HY | WAT | 78 | 0.449 | 306957.797 | 106265.388 | Distributed from 923 Generation And Fuel | 1960 |  | 0 | 0 | 0 | 0 | 0 | 0 | 0 | 0 | 0 | 0 | 0 | 0 | 0 | 0 | 0 | 0 | 0 | 0 | 0 | 0 | 0 | 0 | 0 | 0 | 78 | 0 | 0 | 0 | 0 | 0
316 | 21627 | 2018 | OR | The Dalles | 3895 | 14 | 0 | OP | HY | WAT | 78 | 0.449 | 306957.797 | 106265.388 | Distributed from 923 Generation And Fuel | 1960 |  | 0 | 0 | 0 | 0 | 0 | 0 | 0 | 0 | 0 | 0 | 0 | 0 | 0 | 0 | 0 | 0 | 0 | 0 | 0 | 0 | 0 | 0 | 0 | 0 | 78 | 0 | 0 | 0 | 0 | 0
317 | 21628 | 2018 | OR | The Dalles | 3895 | 15 | 0 | OP | HY | WAT | 86 | 0.449 | 338440.648 | 117164.402 | Distributed from 923 Generation And Fuel | 1973 |  | 0 | 0 | 0 | 0 | 0 | 0 | 0 | 0 | 0 | 0 | 0 | 0 | 0 | 0 | 0 | 0 | 0 | 0 | 0 | 0 | 0 | 0 | 0 | 0 | 86 | 0 | 0 | 0 | 0 | 0
318 | 21630 | 2018 | OR | The Dalles | 3895 | 17 | 0 | OP | HY | WAT | 86 | 0.449 | 338440.648 | 117164.402 | Distributed from 923 Generation And Fuel | 1973 |  | 0 | 0 | 0 | 0 | 0 | 0 | 0 | 0 | 0 | 0 | 0 | 0 | 0 | 0 | 0 | 0 | 0 | 0 | 0 | 0 | 0 | 0 | 0 | 0 | 86 | 0 | 0 | 0 | 0 | 0
319 | 21631 | 2018 | OR | The Dalles | 3895 | 18 | 0 | OP | HY | WAT | 86 | 0.449 | 338440.648 | 117164.402 | Distributed from 923 Generation And Fuel | 1973 |  | 0 | 0 | 0 | 0 | 0 | 0 | 0 | 0 | 0 | 0 | 0 | 0 | 0 | 0 | 0 | 0 | 0 | 0 | 0 | 0 | 0 | 0 | 0 | 0 | 86 | 0 | 0 | 0 | 0 | 0
320 | 21633 | 2018 | OR | The Dalles | 3895 | 2 | 0 | OP | HY | WAT | 78 | 0.449 | 306957.797 | 106265.388 | Distributed from 923 Generation And Fuel | 1957 |  | 0 | 0 | 0 | 0 | 0 | 0 | 0 | 0 | 0 | 0 | 0 | 0 | 0 | 0 | 0 | 0 | 0 | 0 | 0 | 0 | 0 | 0 | 0 | 0 | 78 | 0 | 0 | 0 | 0 | 0
321 | 21635 | 2018 | OR | The Dalles | 3895 | 21 | 0 | OP | HY | WAT | 86 | 0.449 | 338440.648 | 117164.402 | Distributed from 923 Generation And Fuel | 1973 |  | 0 | 0 | 0 | 0 | 0 | 0 | 0 | 0 | 0 | 0 | 0 | 0 | 0 | 0 | 0 | 0 | 0 | 0 | 0 | 0 | 0 | 0 | 0 | 0 | 86 | 0 | 0 | 0 | 0 | 0
322 | 21636 | 2018 | OR | The Dalles | 3895 | 22 | 0 | OP | HY | WAT | 86 | 0.449 | 338440.648 | 117164.402 | Distributed from 923 Generation And Fuel | 1973 |  | 0 | 0 | 0 | 0 | 0 | 0 | 0 | 0 | 0 | 0 | 0 | 0 | 0 | 0 | 0 | 0 | 0 | 0 | 0 | 0 | 0 | 0 | 0 | 0 | 86 | 0 | 0 | 0 | 0 | 0
323 | 21637 | 2018 | OR | The Dalles | 3895 | 3 | 0 | OP | HY | WAT | 78 | 0.449 | 306957.797 | 106265.388 | Distributed from 923 Generation And Fuel | 1958 |  | 0 | 0 | 0 | 0 | 0 | 0 | 0 | 0 | 0 | 0 | 0 | 0 | 0 | 0 | 0 | 0 | 0 | 0 | 0 | 0 | 0 | 0 | 0 | 0 | 78 | 0 | 0 | 0 | 0 | 0
324 | 21638 | 2018 | OR | The Dalles | 3895 | 4 | 0 | OP | HY | WAT | 78 | 0.449 | 306957.797 | 106265.388 | Distributed from 923 Generation And Fuel | 1958 |  | 0 | 0 | 0 | 0 | 0 | 0 | 0 | 0 | 0 | 0 | 0 | 0 | 0 | 0 | 0 | 0 | 0 | 0 | 0 | 0 | 0 | 0 | 0 | 0 | 78 | 0 | 0 | 0 | 0 | 0
325 | 21639 | 2018 | OR | The Dalles | 3895 | 5 | 0 | OP | HY | WAT | 89.7 | 0.449 | 353001.467 | 122205.196 | Distributed from 923 Generation And Fuel | 1958 |  | 0 | 0 | 0 | 0 | 0 | 0 | 0 | 0 | 0 | 0 | 0 | 0 | 0 | 0 | 0 | 0 | 0 | 0 | 0 | 0 | 0 | 0 | 0 | 0 | 89.7 | 0 | 0 | 0 | 0 | 0
326 | 21640 | 2018 | OR | The Dalles | 3895 | 6 | 0 | OP | HY | WAT | 78 | 0.449 | 306957.797 | 106265.388 | Distributed from 923 Generation And Fuel | 1958 |  | 0 | 0 | 0 | 0 | 0 | 0 | 0 | 0 | 0 | 0 | 0 | 0 | 0 | 0 | 0 | 0 | 0 | 0 | 0 | 0 | 0 | 0 | 0 | 0 | 78 | 0 | 0 | 0 | 0 | 0
327 | 21641 | 2018 | OR | The Dalles | 3895 | 7 | 0 | OP | HY | WAT | 78 | 0.449 | 306957.797 | 106265.388 | Distributed from 923 Generation And Fuel | 1959 |  | 0 | 0 | 0 | 0 | 0 | 0 | 0 | 0 | 0 | 0 | 0 | 0 | 0 | 0 | 0 | 0 | 0 | 0 | 0 | 0 | 0 | 0 | 0 | 0 | 78 | 0 | 0 | 0 | 0 | 0
328 | 21642 | 2018 | OR | The Dalles | 3895 | 8 | 0 | OP | HY | WAT | 78 | 0.449 | 306957.797 | 106265.388 | Distributed from 923 Generation And Fuel | 1959 |  | 0 | 0 | 0 | 0 | 0 | 0 | 0 | 0 | 0 | 0 | 0 | 0 | 0 | 0 | 0 | 0 | 0 | 0 | 0 | 0 | 0 | 0 | 0 | 0 | 78 | 0 | 0 | 0 | 0 | 0
329 | 21643 | 2018 | OR | The Dalles | 3895 | 9 | 0 | OP | HY | WAT | 78 | 0.449 | 306957.797 | 106265.388 | Distributed from 923 Generation And Fuel | 1959 |  | 0 | 0 | 0 | 0 | 0 | 0 | 0 | 0 | 0 | 0 | 0 | 0 | 0 | 0 | 0 | 0 | 0 | 0 | 0 | 0 | 0 | 0 | 0 | 0 | 78 | 0 | 0 | 0 | 0 | 0
330 | 21644 | 2018 | OR | The Dalles | 3895 | F1 | 0 | OP | HY | WAT | 14 | 0.449 | 55094.989 | 19073.275 | Distributed from 923 Generation And Fuel | 1957 |  | 0 | 0 | 0 | 0 | 0 | 0 | 0 | 0 | 0 | 0 | 0 | 0 | 0 | 0 | 0 | 0 | 0 | 0 | 0 | 0 | 0 | 0 | 0 | 0 | 14 | 0 | 0 | 0 | 0 | 0
331 | 21645 | 2018 | OR | The Dalles | 3895 | F2 | 0 | OP | HY | WAT | 14 | 0.449 | 55094.989 | 19073.275 | Distributed from 923 Generation And Fuel | 1957 |  | 0 | 0 | 0 | 0 | 0 | 0 | 0 | 0 | 0 | 0 | 0 | 0 | 0 | 0 | 0 | 0 | 0 | 0 | 0 | 0 | 0 | 0 | 0 | 0 | 14 | 0 | 0 | 0 | 0 | 0
332 | 21646 | 2018 | OR | Threemile Canyon | 56933 | 1 | 0 | OP | WT | WND | 9.9 | 0.26 | 22544 | 11315 | Distributed from 923 Generation And Fuel | 2009 |  | 0 | 0 | 0 | 0 | 0 | 0 | 0 | 0 | 0 | 0 | 0 | 0 | 0 | 0 | 0 | 0 | 0 | 0 | 0 | 0 | 0 | 0 | 0 | 0 | 0 | 0 | 0 | 0 | 0 | 9.9
333 | 21647 | 2018 | OR | Threemile Digester | 58382 | GEN1 | 0 | OP | IC | OBG | 1.6 | 0.751 | 10525.667 | 4270.667 | Distributed from 923 Generation And Fuel | 2012 |  | 0 | 0 | 0 | 0 | 0 | 0 | 0 | 0 | 0 | 0 | 0 | 0 | 0 | 1.6 | 0 | 0 | 0 | 0 | 0 | 0 | 0 | 0 | 0 | 0 | 0 | 0 | 0 | 0 | 0 | 0
334 | 21648 | 2018 | OR | Threemile Digester | 58382 | GEN2 | 0 | OP | IC | OBG | 1.6 | 0.751 | 10525.667 | 4270.667 | Distributed from 923 Generation And Fuel | 2012 |  | 0 | 0 | 0 | 0 | 0 | 0 | 0 | 0 | 0 | 0 | 0 | 0 | 0 | 1.6 | 0 | 0 | 0 | 0 | 0 | 0 | 0 | 0 | 0 | 0 | 0 | 0 | 0 | 0 | 0 | 0
335 | 21649 | 2018 | OR | Threemile Digester | 58382 | GEN3 | 0 | OP | IC | OBG | 1.6 | 0.751 | 10525.667 | 4270.667 | Distributed from 923 Generation And Fuel | 2012 |  | 0 | 0 | 0 | 0 | 0 | 0 | 0 | 0 | 0 | 0 | 0 | 0 | 0 | 1.6 | 0 | 0 | 0 | 0 | 0 | 0 | 0 | 0 | 0 | 0 | 0 | 0 | 0 | 0 | 0 | 0
336 | 21650 | 2018 | OR | Thunderegg Solar Center, LLC | 60334 | TSC1 | 0 | OP | PV | SUN | 10 | 0.255 | 22331 | 12178 | Distributed from 923 Generation And Fuel | 2016 |  | 0 | 0 | 0 | 0 | 0 | 0 | 0 | 0 | 0 | 0 | 0 | 0 | 0 | 0 | 0 | 0 | 0 | 0 | 0 | 0 | 0 | 0 | 0 | 10 | 0 | 0 | 0 | 0 | 0 | 0
337 | 21651 | 2018 | OR | Timothy Lake Powerhouse | 60868 | 1 | 0 | OP | HY | WAT | 1.2 | 0 | 0 | 0 | Distributed from 923 Generation And Fuel | 2018 |  | 0 | 0 | 0 | 0 | 0 | 0 | 0 | 0 | 0 | 0 | 0 | 0 | 0 | 0 | 0 | 0 | 0 | 0 | 0 | 0 | 0 | 0 | 0 | 0 | 1.2 | 0 | 0 | 0 | 0 | 0
338 | 21652 | 2018 | OR | Toketee Falls | 3040 | 1 | 0 | OP | HY | WAT | 14.2 | 0.523 | 65019 | 27853 | Distributed from 923 Generation And Fuel | 1950 |  | 0 | 0 | 0 | 0 | 0 | 0 | 0 | 0 | 0 | 0 | 0 | 0 | 0 | 0 | 0 | 0 | 0 | 0 | 0 | 0 | 0 | 0 | 0 | 0 | 14.2 | 0 | 0 | 0 | 0 | 0
339 | 21653 | 2018 | OR | Toketee Falls | 3040 | 2 | 0 | OP | HY | WAT | 14.2 | 0.523 | 65019 | 27853 | Distributed from 923 Generation And Fuel | 1949 |  | 0 | 0 | 0 | 0 | 0 | 0 | 0 | 0 | 0 | 0 | 0 | 0 | 0 | 0 | 0 | 0 | 0 | 0 | 0 | 0 | 0 | 0 | 0 | 0 | 14.2 | 0 | 0 | 0 | 0 | 0
340 | 21654 | 2018 | OR | Toketee Falls | 3040 | 3 | 0 | OP | HY | WAT | 14.2 | 0.523 | 65019 | 27853 | Distributed from 923 Generation And Fuel | 1950 |  | 0 | 0 | 0 | 0 | 0 | 0 | 0 | 0 | 0 | 0 | 0 | 0 | 0 | 0 | 0 | 0 | 0 | 0 | 0 | 0 | 0 | 0 | 0 | 0 | 14.2 | 0 | 0 | 0 | 0 | 0
341 | 21655 | 2018 | OR | Tumbleweed Solar, LLC | 61580 | TUMBL | 0 | OP | PV | SUN | 9.9 | 0.237 | 20563 | 11214 | Distributed from 923 Generation And Fuel | 2017 |  | 0 | 0 | 0 | 0 | 0 | 0 | 0 | 0 | 0 | 0 | 0 | 0 | 0 | 0 | 0 | 0 | 0 | 0 | 0 | 0 | 0 | 0 | 0 | 9.9 | 0 | 0 | 0 | 0 | 0 | 0
342 | 21657 | 2018 | OR | Univ of Oregon Central Power Station | 54950 | CTG1 | 0 | OP | CT | NG | 7.5 | 0.011 | 698 | 283.558 | EIA-923 Generator File | 2012 |  | 0 | 0 | 0 | 0 | 0 | 0 | 0 | 0 | 0 | 0 | 0 | 7.5 | 0 | 0 | 0 | 0 | 0 | 0 | 0 | 0 | 0 | 0 | 0 | 0 | 0 | 0 | 0 | 0 | 0 | 0
343 | 21658 | 2018 | OR | Univ of Oregon Central Power Station | 54950 | STG1 | 0 | OP | CA | NG | 3.5 | 0 | 13 | 5.291 | EIA-923 Generator File | 2012 |  | 0 | 0 | 0 | 0 | 0 | 0 | 0 | 0 | 0 | 0 | 0 | 3.5 | 0 | 0 | 0 | 0 | 0 | 0 | 0 | 0 | 0 | 0 | 0 | 0 | 0 | 0 | 0 | 0 | 0 | 0
344 | 21659 | 2018 | OR | Vale Air Solar Center, LLC | 60335 | VASC1 | 0 | OP | PV | SUN | 10 | 0.25 | 21863 | 11923 | Distributed from 923 Generation And Fuel | 2016 |  | 0 | 0 | 0 | 0 | 0 | 0 | 0 | 0 | 0 | 0 | 0 | 0 | 0 | 0 | 0 | 0 | 0 | 0 | 0 | 0 | 0 | 0 | 0 | 10 | 0 | 0 | 0 | 0 | 0 | 0
345 | 21661 | 2018 | OR | Valley Creek Solar | 61828 | PGRC6 | 0 | OP | PV | SUN | 2.2 | 0.194 | 3743 | 2041 | Distributed from 923 Generation And Fuel | 2017 |  | 0 | 0 | 0 | 0 | 0 | 0 | 0 | 0 | 0 | 0 | 0 | 0 | 0 | 0 | 0 | 0 | 0 | 0 | 0 | 0 | 0 | 0 | 0 | 2.2 | 0 | 0 | 0 | 0 | 0 | 0
346 | 21662 | 2018 | OR | Vansycle | 55125 | WGNS | 0 | OP | WT | WND | 25 | 0.308 | 67548 | 33904 | Distributed from 923 Generation And Fuel | 1998 |  | 0 | 0 | 0 | 0 | 0 | 0 | 0 | 0 | 0 | 0 | 0 | 0 | 0 | 0 | 0 | 0 | 0 | 0 | 0 | 0 | 0 | 0 | 0 | 0 | 0 | 0 | 0 | 0 | 0 | 25
347 | 21663 | 2018 | OR | Vansycle II Wind Energy Center | 58324 | SIE23 | 0 | OP | WT | WND | 98.9 | 0.323 | 280087 | 140581 | Distributed from 923 Generation And Fuel | 2009 |  | 0 | 0 | 0 | 0 | 0 | 0 | 0 | 0 | 0 | 0 | 0 | 0 | 0 | 0 | 0 | 0 | 0 | 0 | 0 | 0 | 0 | 0 | 0 | 0 | 0 | 0 | 0 | 0 | 0 | 98.9
348 | 21664 | 2018 | OR | Wagon Trail LLC | 56974 | 1 | 0 | OP | WT | WND | 3.3 | 0.274 | 7915 | 3973 | Distributed from 923 Generation And Fuel | 2009 |  | 0 | 0 | 0 | 0 | 0 | 0 | 0 | 0 | 0 | 0 | 0 | 0 | 0 | 0 | 0 | 0 | 0 | 0 | 0 | 0 | 0 | 0 | 0 | 0 | 0 | 0 | 0 | 0 | 0 | 3.3
349 | 21665 | 2018 | OR | Wallowa Falls | 3041 | 1 | 0 | OP | HY | WAT | 1.1 | 0.484 | 4664 | 1998 | Distributed from 923 Generation And Fuel | 1921 |  | 0 | 0 | 0 | 0 | 0 | 0 | 0 | 0 | 0 | 0 | 0 | 0 | 0 | 0 | 0 | 0 | 0 | 0 | 0 | 0 | 0 | 0 | 0 | 0 | 1.1 | 0 | 0 | 0 | 0 | 0
350 | 21666 | 2018 | OR | Walterville | 3071 | 1 | 0 | OP | HY | WAT | 8 | 0.734 | 51472 | 22050 | Distributed from 923 Generation And Fuel | 1949 |  | 0 | 0 | 0 | 0 | 0 | 0 | 0 | 0 | 0 | 0 | 0 | 0 | 0 | 0 | 0 | 0 | 0 | 0 | 0 | 0 | 0 | 0 | 0 | 0 | 8 | 0 | 0 | 0 | 0 | 0
351 | 21667 | 2018 | OR | Ward Butte Windfarm LLC | 56975 | 1 | 0 | OP | WT | WND | 6.6 | 0.315 | 18228 | 9149 | Distributed from 923 Generation And Fuel | 2009 |  | 0 | 0 | 0 | 0 | 0 | 0 | 0 | 0 | 0 | 0 | 0 | 0 | 0 | 0 | 0 | 0 | 0 | 0 | 0 | 0 | 0 | 0 | 0 | 0 | 0 | 0 | 0 | 0 | 0 | 6.6
352 | 21668 | 2018 | OR | Warm Springs Power Enterprises | 54721 | 0001 | 0 | OP | HY | WAT | 19.6 | 0.359 | 61703 | 26432 | Distributed from 923 Generation And Fuel | 1982 |  | 0 | 0 | 0 | 0 | 0 | 0 | 0 | 0 | 0 | 0 | 0 | 0 | 0 | 0 | 0 | 0 | 0 | 0 | 0 | 0 | 0 | 0 | 0 | 0 | 19.6 | 0 | 0 | 0 | 0 | 0
353 | 21669 | 2018 | OR | Waste Management Columbia Ridge LFGTE | 57015 | GEN1 | 0 | OP | IC | LFG | 0.8 | 0.919 | 6439.125 | 2655.062 | Distributed from 923 Generation And Fuel | 2009 |  | 0 | 0 | 0 | 0 | 0 | 0 | 0 | 0.8 | 0 | 0 | 0 | 0 | 0 | 0 | 0 | 0 | 0 | 0 | 0 | 0 | 0 | 0 | 0 | 0 | 0 | 0 | 0 | 0 | 0 | 0
354 | 21670 | 2018 | OR | Waste Management Columbia Ridge LFGTE | 57015 | GEN10 | 0 | OP | IC | LFG | 1.6 | 0.919 | 12878.25 | 5310.125 | Distributed from 923 Generation And Fuel | 2014 |  | 0 | 0 | 0 | 0 | 0 | 0 | 0 | 1.6 | 0 | 0 | 0 | 0 | 0 | 0 | 0 | 0 | 0 | 0 | 0 | 0 | 0 | 0 | 0 | 0 | 0 | 0 | 0 | 0 | 0 | 0
355 | 21671 | 2018 | OR | Waste Management Columbia Ridge LFGTE | 57015 | GEN11 | 0 | OP | IC | LFG | 1.6 | 0.919 | 12878.25 | 5310.125 | Distributed from 923 Generation And Fuel | 2014 |  | 0 | 0 | 0 | 0 | 0 | 0 | 0 | 1.6 | 0 | 0 | 0 | 0 | 0 | 0 | 0 | 0 | 0 | 0 | 0 | 0 | 0 | 0 | 0 | 0 | 0 | 0 | 0 | 0 | 0 | 0
356 | 21672 | 2018 | OR | Waste Management Columbia Ridge LFGTE | 57015 | GEN12 | 0 | OP | IC | LFG | 1.6 | 0.919 | 12878.25 | 5310.125 | Distributed from 923 Generation And Fuel | 2014 |  | 0 | 0 | 0 | 0 | 0 | 0 | 0 | 1.6 | 0 | 0 | 0 | 0 | 0 | 0 | 0 | 0 | 0 | 0 | 0 | 0 | 0 | 0 | 0 | 0 | 0 | 0 | 0 | 0 | 0 | 0
357 | 21673 | 2018 | OR | Waste Management Columbia Ridge LFGTE | 57015 | GEN2 | 0 | OP | IC | LFG | 0.8 | 0.919 | 6439.125 | 2655.062 | Distributed from 923 Generation And Fuel | 2009 |  | 0 | 0 | 0 | 0 | 0 | 0 | 0 | 0.8 | 0 | 0 | 0 | 0 | 0 | 0 | 0 | 0 | 0 | 0 | 0 | 0 | 0 | 0 | 0 | 0 | 0 | 0 | 0 | 0 | 0 | 0
358 | 21674 | 2018 | OR | Waste Management Columbia Ridge LFGTE | 57015 | GEN3 | 0 | OP | IC | LFG | 0.8 | 0.919 | 6439.125 | 2655.062 | Distributed from 923 Generation And Fuel | 2009 |  | 0 | 0 | 0 | 0 | 0 | 0 | 0 | 0.8 | 0 | 0 | 0 | 0 | 0 | 0 | 0 | 0 | 0 | 0 | 0 | 0 | 0 | 0 | 0 | 0 | 0 | 0 | 0 | 0 | 0 | 0
359 | 21675 | 2018 | OR | Waste Management Columbia Ridge LFGTE | 57015 | GEN4 | 0 | OP | IC | LFG | 0.8 | 0.919 | 6439.125 | 2655.062 | Distributed from 923 Generation And Fuel | 2009 |  | 0 | 0 | 0 | 0 | 0 | 0 | 0 | 0.8 | 0 | 0 | 0 | 0 | 0 | 0 | 0 | 0 | 0 | 0 | 0 | 0 | 0 | 0 | 0 | 0 | 0 | 0 | 0 | 0 | 0 | 0
360 | 21676 | 2018 | OR | Waste Management Columbia Ridge LFGTE | 57015 | GEN5 | 0 | OP | IC | LFG | 0.8 | 0.919 | 6439.125 | 2655.062 | Distributed from 923 Generation And Fuel | 2009 |  | 0 | 0 | 0 | 0 | 0 | 0 | 0 | 0.8 | 0 | 0 | 0 | 0 | 0 | 0 | 0 | 0 | 0 | 0 | 0 | 0 | 0 | 0 | 0 | 0 | 0 | 0 | 0 | 0 | 0 | 0
361 | 21677 | 2018 | OR | Waste Management Columbia Ridge LFGTE | 57015 | GEN6 | 0 | OP | IC | LFG | 0.8 | 0.919 | 6439.125 | 2655.062 | Distributed from 923 Generation And Fuel | 2009 |  | 0 | 0 | 0 | 0 | 0 | 0 | 0 | 0.8 | 0 | 0 | 0 | 0 | 0 | 0 | 0 | 0 | 0 | 0 | 0 | 0 | 0 | 0 | 0 | 0 | 0 | 0 | 0 | 0 | 0 | 0
362 | 21678 | 2018 | OR | Waste Management Columbia Ridge LFGTE | 57015 | GEN7 | 0 | OP | IC | LFG | 0.8 | 0.919 | 6439.125 | 2655.062 | Distributed from 923 Generation And Fuel | 2009 |  | 0 | 0 | 0 | 0 | 0 | 0 | 0 | 0.8 | 0 | 0 | 0 | 0 | 0 | 0 | 0 | 0 | 0 | 0 | 0 | 0 | 0 | 0 | 0 | 0 | 0 | 0 | 0 | 0 | 0 | 0
363 | 21679 | 2018 | OR | Waste Management Columbia Ridge LFGTE | 57015 | GEN8 | 0 | OP | IC | LFG | 0.8 | 0.919 | 6439.125 | 2655.062 | Distributed from 923 Generation And Fuel | 2009 |  | 0 | 0 | 0 | 0 | 0 | 0 | 0 | 0.8 | 0 | 0 | 0 | 0 | 0 | 0 | 0 | 0 | 0 | 0 | 0 | 0 | 0 | 0 | 0 | 0 | 0 | 0 | 0 | 0 | 0 | 0
364 | 21680 | 2018 | OR | Waste Management Columbia Ridge LFGTE | 57015 | GEN9 | 0 | OP | IC | LFG | 1.6 | 0.919 | 12878.25 | 5310.125 | Distributed from 923 Generation And Fuel | 2014 |  | 0 | 0 | 0 | 0 | 0 | 0 | 0 | 1.6 | 0 | 0 | 0 | 0 | 0 | 0 | 0 | 0 | 0 | 0 | 0 | 0 | 0 | 0 | 0 | 0 | 0 | 0 | 0 | 0 | 0 | 0
365 | 21681 | 2018 | OR | Wheat Field Wind Power Project | 56854 | GEN1 | 0 | OP | WT | WND | 97 | 0.253 | 215010 | 107917 | Distributed from 923 Generation And Fuel | 2009 |  | 0 | 0 | 0 | 0 | 0 | 0 | 0 | 0 | 0 | 0 | 0 | 0 | 0 | 0 | 0 | 0 | 0 | 0 | 0 | 0 | 0 | 0 | 0 | 0 | 0 | 0 | 0 | 0 | 0 | 97
366 | 21685 | 2018 | OR | Willow Creek Energy Center | 56952 | 1 | 0 | OP | WT | WND | 72 | 0.271 | 170919 | 85787 | Distributed from 923 Generation And Fuel | 2009 |  | 0 | 0 | 0 | 0 | 0 | 0 | 0 | 0 | 0 | 0 | 0 | 0 | 0 | 0 | 0 | 0 | 0 | 0 | 0 | 0 | 0 | 0 | 0 | 0 | 0 | 0 | 0 | 0 | 0 | 72
367 | 21686 | 2018 | OR | Willow Spring Windfarm (Burnt River) | 59494 | WSW | 0 | OP | WT | WND | 10 | 0.365 | 31931 | 16027 | Distributed from 923 Generation And Fuel | 2017 |  | 0 | 0 | 0 | 0 | 0 | 0 | 0 | 0 | 0 | 0 | 0 | 0 | 0 | 0 | 0 | 0 | 0 | 0 | 0 | 0 | 0 | 0 | 0 | 0 | 0 | 0 | 0 | 0 | 0 | 10
368 | 21687 | 2018 | OR | Woodline Solar | 61559 | PGRD5 | 0 | OP | PV | SUN | 8 | 0.207 | 14513 | 7915 | Distributed from 923 Generation And Fuel | 2017 |  | 0 | 0 | 0 | 0 | 0 | 0 | 0 | 0 | 0 | 0 | 0 | 0 | 0 | 0 | 0 | 0 | 0 | 0 | 0 | 0 | 0 | 0 | 0 | 8 | 0 | 0 | 0 | 0 | 0 | 0
369 | 21688 | 2018 | OR | WyEast Solar | 61345 | PV1 | 0 | OP | PV | SUN | 10 | 0.079 | 6949 | 3751 | Distributed from 923 Generation And Fuel | 2018 |  | 0 | 0 | 0 | 0 | 0 | 0 | 0 | 0 | 0 | 0 | 0 | 0 | 0 | 0 | 0 | 0 | 0 | 0 | 0 | 0 | 0 | 0 | 0 | 10 | 0 | 0 | 0 | 0 | 0 | 0
370 | 21689 | 2018 | OR | Yamhill Solar LLC | 57652 | 1 | 0 | OP | PV | SUN | 1 | 0.136 | 1192 | 650 | Distributed from 923 Generation And Fuel | 2011 |  | 0 | 0 | 0 | 0 | 0 | 0 | 0 | 0 | 0 | 0 | 0 | 0 | 0 | 0 | 0 | 0 | 0 | 0 | 0 | 0 | 0 | 0 | 0 | 1 | 0 | 0 | 0 | 0 | 0 | 0
[17 empty] | Sum | 0 | 0 | 0 | 94.8 | 0 | 36.7 | 0 | 36 | 0 | 13.1 | 0 | 4319.8 | 0 | 8 | 0 | 0 | 0 | 0 | 0 | 0 | 0 | 0 | 642.2 | 312.8 | 6970.3 | 0 | 0 | 117.1 | 0 | 3211.2 | 15762
[17 empty] | % | 0% | 0% | 0% | 0.6014% | 0% | 0.2328% | 0% | 0.2284% | 0% | 0.08311% | 0% | 27.41% | 0% | 0.05075% | 0% | 0% | 0% | 0% | 0% | 0% | 0% | 0% | 4.074% | 1.985% | 44.22% | 0% | 0% | 0.7429% | 0% | 20.37%

## eGIRD SD
| eGRID2018 Generator file sequence number | Data Year | Plant state abbreviation | Plant name | DOE/EIA ORIS plant or facility code | Generator ID | Number of associated boilers | Generator status | Generator prime mover type | Generator primary fuel | Generator nameplate capacity (MW) | Generator capacity factor | Generator annual net generation (MWh) | Generator ozone season net generation (MWh) | Generation data source | Generator year on-line | Generator planned or actual retirement year | AB | BFG | BIT | BLQ | DFO | GEO | JF | LFG | LIG | MSW | MWH | NG | NUC | OBG | OBS | OG | OTH | PC | PG | PRG | PUR | RC | SUB | SUN | WAT | WC | WDL | WDS | WH | WND
1 | 23129 | 2018 | SD | Aberdeen CT | 3338 | 2 | 0 | OP | GT | NG | 82.2 | 0.038 | 27158.584 | 14713.059 | Distributed from 923 Generation And Fuel | 2013 |  | 0 | 0 | 0 | 0 | 0 | 0 | 0 | 0 | 0 | 0 | 0 | 82.2 | 0 | 0 | 0 | 0 | 0 | 0 | 0 | 0 | 0 | 0 | 0 | 0 | 0 | 0 | 0 | 0 | 0 | 0
2 | 23130 | 2018 | SD | Aberdeen CT | 3338 | GT1 | 0 | OP | GT | DFO | 28.8 | 0.038 | 9515.416 | 5154.941 | Distributed from 923 Generation And Fuel | 1978 |  | 0 | 0 | 0 | 0 | 28.8 | 0 | 0 | 0 | 0 | 0 | 0 | 0 | 0 | 0 | 0 | 0 | 0 | 0 | 0 | 0 | 0 | 0 | 0 | 0 | 0 | 0 | 0 | 0 | 0 | 0
3 | 23131 | 2018 | SD | Angus Anson | 7237 | 1 | 0 | OP | GT | NG | 119.7 | 0.034 | 35493.101 | 19211.894 | Distributed from 923 Generation And Fuel | 1994 | 2025 | 0 | 0 | 0 | 0 | 0 | 0 | 0 | 0 | 0 | 0 | 0 | 119.7 | 0 | 0 | 0 | 0 | 0 | 0 | 0 | 0 | 0 | 0 | 0 | 0 | 0 | 0 | 0 | 0 | 0 | 0
4 | 23132 | 2018 | SD | Angus Anson | 7237 | 2 | 0 | OP | GT | NG | 119.7 | 0.034 | 35493.101 | 19211.894 | Distributed from 923 Generation And Fuel | 1994 | 2025 | 0 | 0 | 0 | 0 | 0 | 0 | 0 | 0 | 0 | 0 | 0 | 119.7 | 0 | 0 | 0 | 0 | 0 | 0 | 0 | 0 | 0 | 0 | 0 | 0 | 0 | 0 | 0 | 0 | 0 | 0
5 | 23133 | 2018 | SD | Angus Anson | 7237 | 4 | 0 | OP | GT | NG | 166.3 | 0.034 | 49310.799 | 26691.211 | Distributed from 923 Generation And Fuel | 2005 |  | 0 | 0 | 0 | 0 | 0 | 0 | 0 | 0 | 0 | 0 | 0 | 166.3 | 0 | 0 | 0 | 0 | 0 | 0 | 0 | 0 | 0 | 0 | 0 | 0 | 0 | 0 | 0 | 0 | 0 | 0
6 | 23135 | 2018 | SD | Aurora County Wind | 61745 | ACSD | 0 | OP | WT | WND | 20 | 0.111 | 19382 | 0 | Distributed from 923 Generation And Fuel | 2018 |  | 0 | 0 | 0 | 0 | 0 | 0 | 0 | 0 | 0 | 0 | 0 | 0 | 0 | 0 | 0 | 0 | 0 | 0 | 0 | 0 | 0 | 0 | 0 | 0 | 0 | 0 | 0 | 0 | 0 | 20
7 | 23136 | 2018 | SD | Beethoven Wind | 59187 | B&H80 | 0 | OP | WT | WND | 80 | 0.415 | 290804 | 104470 | Distributed from 923 Generation And Fuel | 2015 |  | 0 | 0 | 0 | 0 | 0 | 0 | 0 | 0 | 0 | 0 | 0 | 0 | 0 | 0 | 0 | 0 | 0 | 0 | 0 | 0 | 0 | 0 | 0 | 0 | 0 | 0 | 0 | 0 | 0 | 80
8 | 23137 | 2018 | SD | Ben French | 3325 | 1 | 0 | OP | IC | DFO | 2 | -0.002 | -32.8 | -6 | Distributed from 923 Generation And Fuel | 1965 |  | 0 | 0 | 0 | 0 | 2 | 0 | 0 | 0 | 0 | 0 | 0 | 0 | 0 | 0 | 0 | 0 | 0 | 0 | 0 | 0 | 0 | 0 | 0 | 0 | 0 | 0 | 0 | 0 | 0 | 0
9 | 23138 | 2018 | SD | Ben French | 3325 | 2 | 0 | OP | IC | DFO | 2 | -0.002 | -32.8 | -6 | Distributed from 923 Generation And Fuel | 1965 |  | 0 | 0 | 0 | 0 | 2 | 0 | 0 | 0 | 0 | 0 | 0 | 0 | 0 | 0 | 0 | 0 | 0 | 0 | 0 | 0 | 0 | 0 | 0 | 0 | 0 | 0 | 0 | 0 | 0 | 0
10 | 23139 | 2018 | SD | Ben French | 3325 | 3 | 0 | OP | IC | DFO | 2 | -0.002 | -32.8 | -6 | Distributed from 923 Generation And Fuel | 1965 |  | 0 | 0 | 0 | 0 | 2 | 0 | 0 | 0 | 0 | 0 | 0 | 0 | 0 | 0 | 0 | 0 | 0 | 0 | 0 | 0 | 0 | 0 | 0 | 0 | 0 | 0 | 0 | 0 | 0 | 0
11 | 23140 | 2018 | SD | Ben French | 3325 | 4 | 0 | OP | IC | DFO | 2 | -0.002 | -32.8 | -6 | Distributed from 923 Generation And Fuel | 1965 |  | 0 | 0 | 0 | 0 | 2 | 0 | 0 | 0 | 0 | 0 | 0 | 0 | 0 | 0 | 0 | 0 | 0 | 0 | 0 | 0 | 0 | 0 | 0 | 0 | 0 | 0 | 0 | 0 | 0 | 0
12 | 23141 | 2018 | SD | Ben French | 3325 | 5 | 0 | OP | IC | DFO | 2 | -0.002 | -32.8 | -6 | Distributed from 923 Generation And Fuel | 1965 |  | 0 | 0 | 0 | 0 | 2 | 0 | 0 | 0 | 0 | 0 | 0 | 0 | 0 | 0 | 0 | 0 | 0 | 0 | 0 | 0 | 0 | 0 | 0 | 0 | 0 | 0 | 0 | 0 | 0 | 0
13 | 23142 | 2018 | SD | Ben French | 3325 | GT1 | 0 | OP | GT | NG | 25 | 0.001 | 291.75 | 341.25 | Distributed from 923 Generation And Fuel | 1977 |  | 0 | 0 | 0 | 0 | 0 | 0 | 0 | 0 | 0 | 0 | 0 | 25 | 0 | 0 | 0 | 0 | 0 | 0 | 0 | 0 | 0 | 0 | 0 | 0 | 0 | 0 | 0 | 0 | 0 | 0
14 | 23143 | 2018 | SD | Ben French | 3325 | GT2 | 0 | OP | GT | NG | 25 | 0.001 | 291.75 | 341.25 | Distributed from 923 Generation And Fuel | 1977 |  | 0 | 0 | 0 | 0 | 0 | 0 | 0 | 0 | 0 | 0 | 0 | 25 | 0 | 0 | 0 | 0 | 0 | 0 | 0 | 0 | 0 | 0 | 0 | 0 | 0 | 0 | 0 | 0 | 0 | 0
15 | 23144 | 2018 | SD | Ben French | 3325 | GT3 | 0 | OP | GT | NG | 25 | 0.001 | 291.75 | 341.25 | Distributed from 923 Generation And Fuel | 1978 |  | 0 | 0 | 0 | 0 | 0 | 0 | 0 | 0 | 0 | 0 | 0 | 25 | 0 | 0 | 0 | 0 | 0 | 0 | 0 | 0 | 0 | 0 | 0 | 0 | 0 | 0 | 0 | 0 | 0 | 0
16 | 23145 | 2018 | SD | Ben French | 3325 | GT4 | 0 | OP | GT | NG | 25 | 0.001 | 291.75 | 341.25 | Distributed from 923 Generation And Fuel | 1979 |  | 0 | 0 | 0 | 0 | 0 | 0 | 0 | 0 | 0 | 0 | 0 | 25 | 0 | 0 | 0 | 0 | 0 | 0 | 0 | 0 | 0 | 0 | 0 | 0 | 0 | 0 | 0 | 0 | 0 | 0
17 | 23147 | 2018 | SD | Big Bend Dam | 3375 | 1 | 0 | OP | HY | WAT | 67.2 | 0.276 | 162287.66 | 63044.644 | Distributed from 923 Generation And Fuel | 1964 |  | 0 | 0 | 0 | 0 | 0 | 0 | 0 | 0 | 0 | 0 | 0 | 0 | 0 | 0 | 0 | 0 | 0 | 0 | 0 | 0 | 0 | 0 | 0 | 0 | 67.2 | 0 | 0 | 0 | 0 | 0
18 | 23148 | 2018 | SD | Big Bend Dam | 3375 | 2 | 0 | OP | HY | WAT | 67.2 | 0.276 | 162287.66 | 63044.644 | Distributed from 923 Generation And Fuel | 1964 |  | 0 | 0 | 0 | 0 | 0 | 0 | 0 | 0 | 0 | 0 | 0 | 0 | 0 | 0 | 0 | 0 | 0 | 0 | 0 | 0 | 0 | 0 | 0 | 0 | 67.2 | 0 | 0 | 0 | 0 | 0
19 | 23149 | 2018 | SD | Big Bend Dam | 3375 | 3 | 0 | OP | HY | WAT | 67.2 | 0.276 | 162287.66 | 63044.644 | Distributed from 923 Generation And Fuel | 1965 |  | 0 | 0 | 0 | 0 | 0 | 0 | 0 | 0 | 0 | 0 | 0 | 0 | 0 | 0 | 0 | 0 | 0 | 0 | 0 | 0 | 0 | 0 | 0 | 0 | 67.2 | 0 | 0 | 0 | 0 | 0
20 | 23150 | 2018 | SD | Big Bend Dam | 3375 | 4 | 0 | OP | HY | WAT | 58.5 | 0.276 | 141277.204 | 54882.614 | Distributed from 923 Generation And Fuel | 1965 |  | 0 | 0 | 0 | 0 | 0 | 0 | 0 | 0 | 0 | 0 | 0 | 0 | 0 | 0 | 0 | 0 | 0 | 0 | 0 | 0 | 0 | 0 | 0 | 0 | 58.5 | 0 | 0 | 0 | 0 | 0
21 | 23151 | 2018 | SD | Big Bend Dam | 3375 | 5 | 0 | OP | HY | WAT | 58.5 | 0.276 | 141277.204 | 54882.614 | Distributed from 923 Generation And Fuel | 1965 |  | 0 | 0 | 0 | 0 | 0 | 0 | 0 | 0 | 0 | 0 | 0 | 0 | 0 | 0 | 0 | 0 | 0 | 0 | 0 | 0 | 0 | 0 | 0 | 0 | 58.5 | 0 | 0 | 0 | 0 | 0
22 | 23152 | 2018 | SD | Big Bend Dam | 3375 | 6 | 0 | OP | HY | WAT | 58.5 | 0.276 | 141277.204 | 54882.614 | Distributed from 923 Generation And Fuel | 1965 |  | 0 | 0 | 0 | 0 | 0 | 0 | 0 | 0 | 0 | 0 | 0 | 0 | 0 | 0 | 0 | 0 | 0 | 0 | 0 | 0 | 0 | 0 | 0 | 0 | 58.5 | 0 | 0 | 0 | 0 | 0
23 | 23153 | 2018 | SD | Big Bend Dam | 3375 | 7 | 0 | OP | HY | WAT | 58.5 | 0.276 | 141277.204 | 54882.614 | Distributed from 923 Generation And Fuel | 1966 |  | 0 | 0 | 0 | 0 | 0 | 0 | 0 | 0 | 0 | 0 | 0 | 0 | 0 | 0 | 0 | 0 | 0 | 0 | 0 | 0 | 0 | 0 | 0 | 0 | 58.5 | 0 | 0 | 0 | 0 | 0
24 | 23154 | 2018 | SD | Big Bend Dam | 3375 | 8 | 0 | OP | HY | WAT | 58.5 | 0.276 | 141277.204 | 54882.614 | Distributed from 923 Generation And Fuel | 1966 |  | 0 | 0 | 0 | 0 | 0 | 0 | 0 | 0 | 0 | 0 | 0 | 0 | 0 | 0 | 0 | 0 | 0 | 0 | 0 | 0 | 0 | 0 | 0 | 0 | 58.5 | 0 | 0 | 0 | 0 | 0
25 | 23155 | 2018 | SD | Big Stone | 6098 | 1 | 1 | OP | ST | SUB | 450 | 0.594 | 2343295 | 1069309 | EIA-923 Generator File | 1975 |  | 0 | 0 | 0 | 0 | 0 | 0 | 0 | 0 | 0 | 0 | 0 | 0 | 0 | 0 | 0 | 0 | 0 | 0 | 0 | 0 | 0 | 0 | 450 | 0 | 0 | 0 | 0 | 0 | 0 | 0
26 | 23157 | 2018 | SD | Brule County Wind | 61746 | BCSD | 0 | OP | WT | WND | 20 | 0.118 | 20616 | 0 | Distributed from 923 Generation And Fuel | 2018 |  | 0 | 0 | 0 | 0 | 0 | 0 | 0 | 0 | 0 | 0 | 0 | 0 | 0 | 0 | 0 | 0 | 0 | 0 | 0 | 0 | 0 | 0 | 0 | 0 | 0 | 0 | 0 | 0 | 0 | 20
27 | 23158 | 2018 | SD | Buffalo Ridge I LLC | 56792 | 1 | 0 | OP | WT | WND | 50.4 | 0.339 | 149655 | 53763 | Distributed from 923 Generation And Fuel | 2009 |  | 0 | 0 | 0 | 0 | 0 | 0 | 0 | 0 | 0 | 0 | 0 | 0 | 0 | 0 | 0 | 0 | 0 | 0 | 0 | 0 | 0 | 0 | 0 | 0 | 0 | 0 | 0 | 0 | 0 | 50.4
28 | 23159 | 2018 | SD | Buffalo Ridge II LLC | 57424 | 1 | 0 | OP | WT | WND | 210 | 0.321 | 591156 | 212370 | Distributed from 923 Generation And Fuel | 2010 |  | 0 | 0 | 0 | 0 | 0 | 0 | 0 | 0 | 0 | 0 | 0 | 0 | 0 | 0 | 0 | 0 | 0 | 0 | 0 | 0 | 0 | 0 | 0 | 0 | 0 | 0 | 0 | 0 | 0 | 210
29 | 23160 | 2018 | SD | Campbell County Wind Farm | 59655 | CCWF1 | 0 | OP | WT | WND | 97.8 | 0.433 | 371261 | 133373 | Distributed from 923 Generation And Fuel | 2015 |  | 0 | 0 | 0 | 0 | 0 | 0 | 0 | 0 | 0 | 0 | 0 | 0 | 0 | 0 | 0 | 0 | 0 | 0 | 0 | 0 | 0 | 0 | 0 | 0 | 0 | 0 | 0 | 0 | 0 | 97.8
30 | 23161 | 2018 | SD | Chamberlain Wind Project | 7974 | WTC1 | 0 | OP | WT | WND | 1.3 | 0.053 | 604 | 217 | Distributed from 923 Generation And Fuel | 2001 |  | 0 | 0 | 0 | 0 | 0 | 0 | 0 | 0 | 0 | 0 | 0 | 0 | 0 | 0 | 0 | 0 | 0 | 0 | 0 | 0 | 0 | 0 | 0 | 0 | 0 | 0 | 0 | 0 | 0 | 1.3
31 | 23162 | 2018 | SD | Chamberlain Wind Project | 7974 | WTC2 | 0 | OP | WT | WND | 1.3 | 0.053 | 604 | 217 | Distributed from 923 Generation And Fuel | 2001 |  | 0 | 0 | 0 | 0 | 0 | 0 | 0 | 0 | 0 | 0 | 0 | 0 | 0 | 0 | 0 | 0 | 0 | 0 | 0 | 0 | 0 | 0 | 0 | 0 | 0 | 0 | 0 | 0 | 0 | 1.3
32 | 23167 | 2018 | SD | Day County Wind LLC | 57194 | GE15 | 0 | OP | WT | WND | 99 | 0.457 | 396589 | 142472 | Distributed from 923 Generation And Fuel | 2010 |  | 0 | 0 | 0 | 0 | 0 | 0 | 0 | 0 | 0 | 0 | 0 | 0 | 0 | 0 | 0 | 0 | 0 | 0 | 0 | 0 | 0 | 0 | 0 | 0 | 0 | 0 | 0 | 0 | 0 | 99
33 | 23168 | 2018 | SD | Deer Creek Station | 56610 | 01 | 1 | OP | CA | NG | 154 | 0.256 | 345610 | 229121 | Distributed from 923 Generation And Fuel | 2012 |  | 0 | 0 | 0 | 0 | 0 | 0 | 0 | 0 | 0 | 0 | 0 | 154 | 0 | 0 | 0 | 0 | 0 | 0 | 0 | 0 | 0 | 0 | 0 | 0 | 0 | 0 | 0 | 0 | 0 | 0
34 | 23169 | 2018 | SD | Deer Creek Station | 56610 | 02 | 0 | OP | CT | NG | 170 | 0.349 | 520117 | 296909 | Distributed from 923 Generation And Fuel | 2012 |  | 0 | 0 | 0 | 0 | 0 | 0 | 0 | 0 | 0 | 0 | 0 | 170 | 0 | 0 | 0 | 0 | 0 | 0 | 0 | 0 | 0 | 0 | 0 | 0 | 0 | 0 | 0 | 0 | 0 | 0
35 | 23171 | 2018 | SD | Fort Randall | 3373 | 1 | 0 | OP | HY | WAT | 40 | 0.615 | 215633.625 | 83768.25 | Distributed from 923 Generation And Fuel | 1954 |  | 0 | 0 | 0 | 0 | 0 | 0 | 0 | 0 | 0 | 0 | 0 | 0 | 0 | 0 | 0 | 0 | 0 | 0 | 0 | 0 | 0 | 0 | 0 | 0 | 40 | 0 | 0 | 0 | 0 | 0
36 | 23172 | 2018 | SD | Fort Randall | 3373 | 2 | 0 | OP | HY | WAT | 40 | 0.615 | 215633.625 | 83768.25 | Distributed from 923 Generation And Fuel | 1954 |  | 0 | 0 | 0 | 0 | 0 | 0 | 0 | 0 | 0 | 0 | 0 | 0 | 0 | 0 | 0 | 0 | 0 | 0 | 0 | 0 | 0 | 0 | 0 | 0 | 40 | 0 | 0 | 0 | 0 | 0
37 | 23173 | 2018 | SD | Fort Randall | 3373 | 3 | 0 | OP | HY | WAT | 40 | 0.615 | 215633.625 | 83768.25 | Distributed from 923 Generation And Fuel | 1954 |  | 0 | 0 | 0 | 0 | 0 | 0 | 0 | 0 | 0 | 0 | 0 | 0 | 0 | 0 | 0 | 0 | 0 | 0 | 0 | 0 | 0 | 0 | 0 | 0 | 40 | 0 | 0 | 0 | 0 | 0
38 | 23174 | 2018 | SD | Fort Randall | 3373 | 4 | 0 | OP | HY | WAT | 40 | 0.615 | 215633.625 | 83768.25 | Distributed from 923 Generation And Fuel | 1954 |  | 0 | 0 | 0 | 0 | 0 | 0 | 0 | 0 | 0 | 0 | 0 | 0 | 0 | 0 | 0 | 0 | 0 | 0 | 0 | 0 | 0 | 0 | 0 | 0 | 40 | 0 | 0 | 0 | 0 | 0
39 | 23175 | 2018 | SD | Fort Randall | 3373 | 5 | 0 | OP | HY | WAT | 40 | 0.615 | 215633.625 | 83768.25 | Distributed from 923 Generation And Fuel | 1955 |  | 0 | 0 | 0 | 0 | 0 | 0 | 0 | 0 | 0 | 0 | 0 | 0 | 0 | 0 | 0 | 0 | 0 | 0 | 0 | 0 | 0 | 0 | 0 | 0 | 40 | 0 | 0 | 0 | 0 | 0
40 | 23176 | 2018 | SD | Fort Randall | 3373 | 6 | 0 | OP | HY | WAT | 40 | 0.615 | 215633.625 | 83768.25 | Distributed from 923 Generation And Fuel | 1955 |  | 0 | 0 | 0 | 0 | 0 | 0 | 0 | 0 | 0 | 0 | 0 | 0 | 0 | 0 | 0 | 0 | 0 | 0 | 0 | 0 | 0 | 0 | 0 | 0 | 40 | 0 | 0 | 0 | 0 | 0
41 | 23177 | 2018 | SD | Fort Randall | 3373 | 7 | 0 | OP | HY | WAT | 40 | 0.615 | 215633.625 | 83768.25 | Distributed from 923 Generation And Fuel | 1955 |  | 0 | 0 | 0 | 0 | 0 | 0 | 0 | 0 | 0 | 0 | 0 | 0 | 0 | 0 | 0 | 0 | 0 | 0 | 0 | 0 | 0 | 0 | 0 | 0 | 40 | 0 | 0 | 0 | 0 | 0
42 | 23178 | 2018 | SD | Fort Randall | 3373 | 8 | 0 | OP | HY | WAT | 40 | 0.615 | 215633.625 | 83768.25 | Distributed from 923 Generation And Fuel | 1956 |  | 0 | 0 | 0 | 0 | 0 | 0 | 0 | 0 | 0 | 0 | 0 | 0 | 0 | 0 | 0 | 0 | 0 | 0 | 0 | 0 | 0 | 0 | 0 | 0 | 40 | 0 | 0 | 0 | 0 | 0
43 | 23179 | 2018 | SD | Ft. Pierre | 56148 | 5 | 0 | OP | IC | DFO | 2 | 0.001 | 11 | 4.667 | Distributed from 923 Generation And Fuel | 2004 |  | 0 | 0 | 0 | 0 | 2 | 0 | 0 | 0 | 0 | 0 | 0 | 0 | 0 | 0 | 0 | 0 | 0 | 0 | 0 | 0 | 0 | 0 | 0 | 0 | 0 | 0 | 0 | 0 | 0 | 0
44 | 23180 | 2018 | SD | Ft. Pierre | 56148 | 6 | 0 | OP | IC | DFO | 2 | 0.001 | 11 | 4.667 | Distributed from 923 Generation And Fuel | 2004 |  | 0 | 0 | 0 | 0 | 2 | 0 | 0 | 0 | 0 | 0 | 0 | 0 | 0 | 0 | 0 | 0 | 0 | 0 | 0 | 0 | 0 | 0 | 0 | 0 | 0 | 0 | 0 | 0 | 0 | 0
45 | 23181 | 2018 | SD | Ft. Pierre | 56148 | 7 | 0 | OP | IC | DFO | 2 | 0.001 | 11 | 4.667 | Distributed from 923 Generation And Fuel | 2004 |  | 0 | 0 | 0 | 0 | 2 | 0 | 0 | 0 | 0 | 0 | 0 | 0 | 0 | 0 | 0 | 0 | 0 | 0 | 0 | 0 | 0 | 0 | 0 | 0 | 0 | 0 | 0 | 0 | 0 | 0
46 | 23184 | 2018 | SD | Groton Generating Station | 56238 | GT01 | 0 | OP | GT | NG | 93.5 | 0.074 | 60567.167 | 32859.918 | Distributed from 923 Generation And Fuel | 2006 |  | 0 | 0 | 0 | 0 | 0 | 0 | 0 | 0 | 0 | 0 | 0 | 93.5 | 0 | 0 | 0 | 0 | 0 | 0 | 0 | 0 | 0 | 0 | 0 | 0 | 0 | 0 | 0 | 0 | 0 | 0
47 | 23185 | 2018 | SD | Groton Generating Station | 56238 | GT02 | 0 | OP | GT | NG | 95 | 0.074 | 61538.833 | 33387.082 | Distributed from 923 Generation And Fuel | 2008 |  | 0 | 0 | 0 | 0 | 0 | 0 | 0 | 0 | 0 | 0 | 0 | 95 | 0 | 0 | 0 | 0 | 0 | 0 | 0 | 0 | 0 | 0 | 0 | 0 | 0 | 0 | 0 | 0 | 0 | 0
48 | 23193 | 2018 | SD | Lange Gas Turbines | 55478 | 0001 | 0 | OP | GT | NG | 40 | 0.027 | 9291 | 5041 | Distributed from 923 Generation And Fuel | 2002 |  | 0 | 0 | 0 | 0 | 0 | 0 | 0 | 0 | 0 | 0 | 0 | 40 | 0 | 0 | 0 | 0 | 0 | 0 | 0 | 0 | 0 | 0 | 0 | 0 | 0 | 0 | 0 | 0 | 0 | 0
49 | 23197 | 2018 | SD | Oahe | 3356 | 1 | 0 | OP | HY | WAT | 112 | 0.487 | 477972.429 | 185680.429 | Distributed from 923 Generation And Fuel | 1962 |  | 0 | 0 | 0 | 0 | 0 | 0 | 0 | 0 | 0 | 0 | 0 | 0 | 0 | 0 | 0 | 0 | 0 | 0 | 0 | 0 | 0 | 0 | 0 | 0 | 112 | 0 | 0 | 0 | 0 | 0
50 | 23198 | 2018 | SD | Oahe | 3356 | 2 | 0 | OP | HY | WAT | 112 | 0.487 | 477972.429 | 185680.429 | Distributed from 923 Generation And Fuel | 1962 |  | 0 | 0 | 0 | 0 | 0 | 0 | 0 | 0 | 0 | 0 | 0 | 0 | 0 | 0 | 0 | 0 | 0 | 0 | 0 | 0 | 0 | 0 | 0 | 0 | 112 | 0 | 0 | 0 | 0 | 0
51 | 23199 | 2018 | SD | Oahe | 3356 | 3 | 0 | OP | HY | WAT | 112 | 0.487 | 477972.429 | 185680.429 | Distributed from 923 Generation And Fuel | 1962 |  | 0 | 0 | 0 | 0 | 0 | 0 | 0 | 0 | 0 | 0 | 0 | 0 | 0 | 0 | 0 | 0 | 0 | 0 | 0 | 0 | 0 | 0 | 0 | 0 | 112 | 0 | 0 | 0 | 0 | 0
52 | 23200 | 2018 | SD | Oahe | 3356 | 4 | 0 | OP | HY | WAT | 112 | 0.487 | 477972.429 | 185680.429 | Distributed from 923 Generation And Fuel | 1962 |  | 0 | 0 | 0 | 0 | 0 | 0 | 0 | 0 | 0 | 0 | 0 | 0 | 0 | 0 | 0 | 0 | 0 | 0 | 0 | 0 | 0 | 0 | 0 | 0 | 112 | 0 | 0 | 0 | 0 | 0
53 | 23201 | 2018 | SD | Oahe | 3356 | 5 | 0 | OP | HY | WAT | 112 | 0.487 | 477972.429 | 185680.429 | Distributed from 923 Generation And Fuel | 1963 |  | 0 | 0 | 0 | 0 | 0 | 0 | 0 | 0 | 0 | 0 | 0 | 0 | 0 | 0 | 0 | 0 | 0 | 0 | 0 | 0 | 0 | 0 | 0 | 0 | 112 | 0 | 0 | 0 | 0 | 0
54 | 23202 | 2018 | SD | Oahe | 3356 | 6 | 0 | OP | HY | WAT | 112 | 0.487 | 477972.429 | 185680.429 | Distributed from 923 Generation And Fuel | 1963 |  | 0 | 0 | 0 | 0 | 0 | 0 | 0 | 0 | 0 | 0 | 0 | 0 | 0 | 0 | 0 | 0 | 0 | 0 | 0 | 0 | 0 | 0 | 0 | 0 | 112 | 0 | 0 | 0 | 0 | 0
55 | 23203 | 2018 | SD | Oahe | 3356 | 7 | 0 | OP | HY | WAT | 112 | 0.487 | 477972.429 | 185680.429 | Distributed from 923 Generation And Fuel | 1963 |  | 0 | 0 | 0 | 0 | 0 | 0 | 0 | 0 | 0 | 0 | 0 | 0 | 0 | 0 | 0 | 0 | 0 | 0 | 0 | 0 | 0 | 0 | 0 | 0 | 112 | 0 | 0 | 0 | 0 | 0
56 | 23204 | 2018 | SD | Oak Tree Energy | 59435 | OTE14 | 0 | OP | WT | WND | 19.5 | 0.408 | 69674 | 25030 | Distributed from 923 Generation And Fuel | 2014 |  | 0 | 0 | 0 | 0 | 0 | 0 | 0 | 0 | 0 | 0 | 0 | 0 | 0 | 0 | 0 | 0 | 0 | 0 | 0 | 0 | 0 | 0 | 0 | 0 | 0 | 0 | 0 | 0 | 0 | 19.5
57 | 23206 | 2018 | SD | Pierre Solar | 60686 | PIERS | 0 | OP | PV | SUN | 1 | 0.191 | 1672 | 934 | Distributed from 923 Generation And Fuel | 2016 |  | 0 | 0 | 0 | 0 | 0 | 0 | 0 | 0 | 0 | 0 | 0 | 0 | 0 | 0 | 0 | 0 | 0 | 0 | 0 | 0 | 0 | 0 | 0 | 1 | 0 | 0 | 0 | 0 | 0 | 0
58 | 23207 | 2018 | SD | Prairie Winds SD1 | 56608 | SD1 | 0 | OP | WT | WND | 150 | 0.392 | 515431.481 | 185165.741 | Distributed from 923 Generation And Fuel | 2011 |  | 0 | 0 | 0 | 0 | 0 | 0 | 0 | 0 | 0 | 0 | 0 | 0 | 0 | 0 | 0 | 0 | 0 | 0 | 0 | 0 | 0 | 0 | 0 | 0 | 0 | 0 | 0 | 0 | 0 | 150
59 | 23208 | 2018 | SD | Prairie Winds SD1 | 56608 | SD2 | 0 | OP | WT | WND | 10.5 | 0.392 | 36080.204 | 12961.602 | Distributed from 923 Generation And Fuel | 2011 |  | 0 | 0 | 0 | 0 | 0 | 0 | 0 | 0 | 0 | 0 | 0 | 0 | 0 | 0 | 0 | 0 | 0 | 0 | 0 | 0 | 0 | 0 | 0 | 0 | 0 | 0 | 0 | 0 | 0 | 10.5
60 | 23209 | 2018 | SD | Prairie Winds SD1 | 56608 | SD3 | 0 | OP | WT | WND | 1.5 | 0.392 | 5154.315 | 1851.657 | Distributed from 923 Generation And Fuel | 2011 |  | 0 | 0 | 0 | 0 | 0 | 0 | 0 | 0 | 0 | 0 | 0 | 0 | 0 | 0 | 0 | 0 | 0 | 0 | 0 | 0 | 0 | 0 | 0 | 0 | 0 | 0 | 0 | 0 | 0 | 1.5
61 | 23214 | 2018 | SD | Rolling Thunder Wind Farm | 57045 | 1 | 0 | OP | WT | WND | 25 | 0.344 | 75347 | 27068 | Distributed from 923 Generation And Fuel | 2009 |  | 0 | 0 | 0 | 0 | 0 | 0 | 0 | 0 | 0 | 0 | 0 | 0 | 0 | 0 | 0 | 0 | 0 | 0 | 0 | 0 | 0 | 0 | 0 | 0 | 0 | 0 | 0 | 0 | 0 | 25
62 | 23215 | 2018 | SD | Rolling Thunder Wind Farm | 57045 | 2 | 0 | OP | BA | MWH | 0.8 | 0 | 0 | 0 | Distributed from 923 Generation And Fuel | 2018 |  | 0 | 0 | 0 | 0 | 0 | 0 | 0 | 0 | 0 | 0 | 0.8 | 0 | 0 | 0 | 0 | 0 | 0 | 0 | 0 | 0 | 0 | 0 | 0 | 0 | 0 | 0 | 0 | 0 | 0 | 0
63 | 23216 | 2018 | SD | South Dakota Wind Energy Cente | 56092 | GE15 | 0 | OP | WT | WND | 40.5 | 0.317 | 112402 | 40380 | Distributed from 923 Generation And Fuel | 2003 |  | 0 | 0 | 0 | 0 | 0 | 0 | 0 | 0 | 0 | 0 | 0 | 0 | 0 | 0 | 0 | 0 | 0 | 0 | 0 | 0 | 0 | 0 | 0 | 0 | 0 | 0 | 0 | 0 | 0 | 40.5
64 | 23217 | 2018 | SD | Spearfish Hydro | 58438 | TURB1 | 0 | OP | HY | WAT | 2 | 0.061 | 1072.5 | 416.5 | Distributed from 923 Generation And Fuel | 1912 |  | 0 | 0 | 0 | 0 | 0 | 0 | 0 | 0 | 0 | 0 | 0 | 0 | 0 | 0 | 0 | 0 | 0 | 0 | 0 | 0 | 0 | 0 | 0 | 0 | 2 | 0 | 0 | 0 | 0 | 0
65 | 23218 | 2018 | SD | Spearfish Hydro | 58438 | TURB2 | 0 | OP | HY | WAT | 2 | 0.061 | 1072.5 | 416.5 | Distributed from 923 Generation And Fuel | 1912 |  | 0 | 0 | 0 | 0 | 0 | 0 | 0 | 0 | 0 | 0 | 0 | 0 | 0 | 0 | 0 | 0 | 0 | 0 | 0 | 0 | 0 | 0 | 0 | 0 | 2 | 0 | 0 | 0 | 0 | 0
66 | 23219 | 2018 | SD | Spirit Mound | 6092 | 1 | 0 | OP | GT | DFO | 67.5 | 0.001 | 409.5 | 336 | Distributed from 923 Generation And Fuel | 1978 |  | 0 | 0 | 0 | 0 | 67.5 | 0 | 0 | 0 | 0 | 0 | 0 | 0 | 0 | 0 | 0 | 0 | 0 | 0 | 0 | 0 | 0 | 0 | 0 | 0 | 0 | 0 | 0 | 0 | 0 | 0
67 | 23220 | 2018 | SD | Spirit Mound | 6092 | 2 | 0 | OP | GT | DFO | 67.5 | 0.001 | 409.5 | 336 | Distributed from 923 Generation And Fuel | 1978 |  | 0 | 0 | 0 | 0 | 67.5 | 0 | 0 | 0 | 0 | 0 | 0 | 0 | 0 | 0 | 0 | 0 | 0 | 0 | 0 | 0 | 0 | 0 | 0 | 0 | 0 | 0 | 0 | 0 | 0 | 0
68 | 23226 | 2018 | SD | Watertown Power Plant | 7247 | 1 | 0 | OP | GT | DFO | 67.5 | 0 | 104 | 44 | Distributed from 923 Generation And Fuel | 1978 |  | 0 | 0 | 0 | 0 | 67.5 | 0 | 0 | 0 | 0 | 0 | 0 | 0 | 0 | 0 | 0 | 0 | 0 | 0 | 0 | 0 | 0 | 0 | 0 | 0 | 0 | 0 | 0 | 0 | 0 | 0
69 | 23229 | 2018 | SD | Wessington Springs | 56650 | 1 | 0 | OP | WT | WND | 51 | 0.403 | 180242 | 64751 | Distributed from 923 Generation And Fuel | 2009 |  | 0 | 0 | 0 | 0 | 0 | 0 | 0 | 0 | 0 | 0 | 0 | 0 | 0 | 0 | 0 | 0 | 0 | 0 | 0 | 0 | 0 | 0 | 0 | 0 | 0 | 0 | 0 | 0 | 0 | 51
[17 empty] | Sum | 0 | 0 | 0 | 0 | 247.3 | 0 | 0 | 0 | 0 | 0 | 0.8 | 1140.4 | 0 | 0 | 0 | 0 | 0 | 0 | 0 | 0 | 0 | 0 | 450 | 1 | 1602.1 | 0 | 0 | 0 | 0 | 877.8 | 4319.4
[17 empty] | % | 0% | 0% | 0% | 0% | 5.725% | 0% | 0% | 0% | 0% | 0% | 0.01852% | 26.4% | 0% | 0% | 0% | 0% | 0% | 0% | 0% | 0% | 0% | 0% | 10.42% | 0.02315% | 37.09% | 0% | 0% | 0% | 0% | 20.32%

## eGIRD TX
| eGRID2018 Generator file sequence number | Data Year | Plant state abbreviation | Plant name | DOE/EIA ORIS plant or facility code | Generator ID | Number of associated boilers | Generator status | Generator prime mover type | Generator primary fuel | Generator nameplate capacity (MW) | Generator capacity factor | Generator annual net generation (MWh) | Generator ozone season net generation (MWh) | Generation data source | Generator year on-line | Generator planned or actual retirement year | AB | BFG | BIT | BLQ | DFO | GEO | JF | LFG | LIG | MSW | MWH | NG | NUC | OBG | OBS | OG | OTH | PC | PG | PRG | PUR | RC | SUB | SUN | WAT | WC | WDL | WDS | WH | WND
1 | 23547 | 2018 | TX | Abbott TP 3 | 3581 | 1 | 0 | OP | HY | WAT | 1.4 | 0.376 | 4613.5 | 1960.5 | Distributed from 923 Generation And Fuel | 1927 |  | 0 | 0 | 0 | 0 | 0 | 0 | 0 | 0 | 0 | 0 | 0 | 0 | 0 | 0 | 0 | 0 | 0 | 0 | 0 | 0 | 0 | 0 | 0 | 0 | 1.4 | 0 | 0 | 0 | 0 | 0
2 | 23548 | 2018 | TX | Abbott TP 3 | 3581 | 2 | 0 | OP | HY | WAT | 1.4 | 0.376 | 4613.5 | 1960.5 | Distributed from 923 Generation And Fuel | 1927 |  | 0 | 0 | 0 | 0 | 0 | 0 | 0 | 0 | 0 | 0 | 0 | 0 | 0 | 0 | 0 | 0 | 0 | 0 | 0 | 0 | 0 | 0 | 0 | 0 | 1.4 | 0 | 0 | 0 | 0 | 0
3 | 23549 | 2018 | TX | Aeolus Wind Facility | 56225 | V90 | 0 | OP | WT | WND | 3 | 0.118 | 3099 | 1236 | Distributed from 923 Generation And Fuel | 2003 |  | 0 | 0 | 0 | 0 | 0 | 0 | 0 | 0 | 0 | 0 | 0 | 0 | 0 | 0 | 0 | 0 | 0 | 0 | 0 | 0 | 0 | 0 | 0 | 0 | 0 | 0 | 0 | 0 | 0 | 3
4 | 23550 | 2018 | TX | Air Products Port Arthur | 55309 | GEN 5 | 0 | OP | GT | NG | 32.8 | 0.838 | 240655.763 | 121011.472 | Distributed from 923 Generation And Fuel | 2012 |  | 0 | 0 | 0 | 0 | 0 | 0 | 0 | 0 | 0 | 0 | 0 | 32.8 | 0 | 0 | 0 | 0 | 0 | 0 | 0 | 0 | 0 | 0 | 0 | 0 | 0 | 0 | 0 | 0 | 0 | 0
5 | 23551 | 2018 | TX | Air Products Port Arthur | 55309 | GEN1 | 0 | OP | GT | NG | 37.6 | 0.838 | 275873.68 | 138720.468 | Distributed from 923 Generation And Fuel | 2000 |  | 0 | 0 | 0 | 0 | 0 | 0 | 0 | 0 | 0 | 0 | 0 | 37.6 | 0 | 0 | 0 | 0 | 0 | 0 | 0 | 0 | 0 | 0 | 0 | 0 | 0 | 0 | 0 | 0 | 0 | 0
6 | 23552 | 2018 | TX | Air Products Port Arthur | 55309 | GEN3 | 1 | OP | ST | OG | 20.5 | 0.658 | 118103 | 53994 | EIA-923 Generator File | 2006 |  | 0 | 0 | 0 | 0 | 0 | 0 | 0 | 0 | 0 | 0 | 0 | 0 | 0 | 0 | 0 | 20.5 | 0 | 0 | 0 | 0 | 0 | 0 | 0 | 0 | 0 | 0 | 0 | 0 | 0 | 0
7 | 23553 | 2018 | TX | Air Products Port Arthur | 55309 | GEN4 | 0 | OP | GT | NG | 78.2 | 0.838 | 573758.557 | 288509.059 | Distributed from 923 Generation And Fuel | 2006 |  | 0 | 0 | 0 | 0 | 0 | 0 | 0 | 0 | 0 | 0 | 0 | 78.2 | 0 | 0 | 0 | 0 | 0 | 0 | 0 | 0 | 0 | 0 | 0 | 0 | 0 | 0 | 0 | 0 | 0 | 0
8 | 23555 | 2018 | TX | Alamo 6 | 59206 | OCIA6 | 0 | OP | PV | SUN | 105 | 0.287 | 263666 | 127624 | Distributed from 923 Generation And Fuel | 2017 |  | 0 | 0 | 0 | 0 | 0 | 0 | 0 | 0 | 0 | 0 | 0 | 0 | 0 | 0 | 0 | 0 | 0 | 0 | 0 | 0 | 0 | 0 | 0 | 105 | 0 | 0 | 0 | 0 | 0 | 0
9 | 23561 | 2018 | TX | Ameresco Dallas LLC | 58946 | ENG1 | 0 | OP | IC | LFG | 1.4 | 0.644 | 7895.667 | 3167.667 | Distributed from 923 Generation And Fuel | 2011 |  | 0 | 0 | 0 | 0 | 0 | 0 | 0 | 1.4 | 0 | 0 | 0 | 0 | 0 | 0 | 0 | 0 | 0 | 0 | 0 | 0 | 0 | 0 | 0 | 0 | 0 | 0 | 0 | 0 | 0 | 0
10 | 23562 | 2018 | TX | Ameresco Dallas LLC | 58946 | ENG2 | 0 | OP | IC | LFG | 1.4 | 0.644 | 7895.667 | 3167.667 | Distributed from 923 Generation And Fuel | 2011 |  | 0 | 0 | 0 | 0 | 0 | 0 | 0 | 1.4 | 0 | 0 | 0 | 0 | 0 | 0 | 0 | 0 | 0 | 0 | 0 | 0 | 0 | 0 | 0 | 0 | 0 | 0 | 0 | 0 | 0 | 0
11 | 23563 | 2018 | TX | Ameresco Dallas LLC | 58946 | ENG3 | 0 | OP | IC | LFG | 1.4 | 0.644 | 7895.667 | 3167.667 | Distributed from 923 Generation And Fuel | 2011 |  | 0 | 0 | 0 | 0 | 0 | 0 | 0 | 1.4 | 0 | 0 | 0 | 0 | 0 | 0 | 0 | 0 | 0 | 0 | 0 | 0 | 0 | 0 | 0 | 0 | 0 | 0 | 0 | 0 | 0 | 0
12 | 23564 | 2018 | TX | Amistad Dam & Power | 6128 | 1 | 0 | OP | HY | WAT | 33 | 0.161 | 46680 | 19836.5 | Distributed from 923 Generation And Fuel | 1983 |  | 0 | 0 | 0 | 0 | 0 | 0 | 0 | 0 | 0 | 0 | 0 | 0 | 0 | 0 | 0 | 0 | 0 | 0 | 0 | 0 | 0 | 0 | 0 | 0 | 33 | 0 | 0 | 0 | 0 | 0
13 | 23565 | 2018 | TX | Amistad Dam & Power | 6128 | 2 | 0 | OP | HY | WAT | 33 | 0.161 | 46680 | 19836.5 | Distributed from 923 Generation And Fuel | 1983 |  | 0 | 0 | 0 | 0 | 0 | 0 | 0 | 0 | 0 | 0 | 0 | 0 | 0 | 0 | 0 | 0 | 0 | 0 | 0 | 0 | 0 | 0 | 0 | 0 | 33 | 0 | 0 | 0 | 0 | 0
14 | 23566 | 2018 | TX | Anacacho Wind Farm, LLC | 58000 | ANA | 0 | OP | WT | WND | 99.8 | 0.376 | 328792 | 131166 | Distributed from 923 Generation And Fuel | 2012 |  | 0 | 0 | 0 | 0 | 0 | 0 | 0 | 0 | 0 | 0 | 0 | 0 | 0 | 0 | 0 | 0 | 0 | 0 | 0 | 0 | 0 | 0 | 0 | 0 | 0 | 0 | 0 | 0 | 0 | 99.8
15 | 23567 | 2018 | TX | Antelope Station | 57865 | E01 | 0 | OP | IC | NG | 9.3 | 0.186 | 15128.222 | 7607.111 | Distributed from 923 Generation And Fuel | 2011 |  | 0 | 0 | 0 | 0 | 0 | 0 | 0 | 0 | 0 | 0 | 0 | 9.3 | 0 | 0 | 0 | 0 | 0 | 0 | 0 | 0 | 0 | 0 | 0 | 0 | 0 | 0 | 0 | 0 | 0 | 0
16 | 23568 | 2018 | TX | Antelope Station | 57865 | E02 | 0 | OP | IC | NG | 9.3 | 0.186 | 15128.222 | 7607.111 | Distributed from 923 Generation And Fuel | 2011 |  | 0 | 0 | 0 | 0 | 0 | 0 | 0 | 0 | 0 | 0 | 0 | 9.3 | 0 | 0 | 0 | 0 | 0 | 0 | 0 | 0 | 0 | 0 | 0 | 0 | 0 | 0 | 0 | 0 | 0 | 0
17 | 23569 | 2018 | TX | Antelope Station | 57865 | E03 | 0 | OP | IC | NG | 9.3 | 0.186 | 15128.222 | 7607.111 | Distributed from 923 Generation And Fuel | 2011 |  | 0 | 0 | 0 | 0 | 0 | 0 | 0 | 0 | 0 | 0 | 0 | 9.3 | 0 | 0 | 0 | 0 | 0 | 0 | 0 | 0 | 0 | 0 | 0 | 0 | 0 | 0 | 0 | 0 | 0 | 0
18 | 23570 | 2018 | TX | Antelope Station | 57865 | E04 | 0 | OP | IC | NG | 9.3 | 0.186 | 15128.222 | 7607.111 | Distributed from 923 Generation And Fuel | 2011 |  | 0 | 0 | 0 | 0 | 0 | 0 | 0 | 0 | 0 | 0 | 0 | 9.3 | 0 | 0 | 0 | 0 | 0 | 0 | 0 | 0 | 0 | 0 | 0 | 0 | 0 | 0 | 0 | 0 | 0 | 0
19 | 23571 | 2018 | TX | Antelope Station | 57865 | E05 | 0 | OP | IC | NG | 9.3 | 0.186 | 15128.222 | 7607.111 | Distributed from 923 Generation And Fuel | 2011 |  | 0 | 0 | 0 | 0 | 0 | 0 | 0 | 0 | 0 | 0 | 0 | 9.3 | 0 | 0 | 0 | 0 | 0 | 0 | 0 | 0 | 0 | 0 | 0 | 0 | 0 | 0 | 0 | 0 | 0 | 0
20 | 23572 | 2018 | TX | Antelope Station | 57865 | E06 | 0 | OP | IC | NG | 9.3 | 0.186 | 15128.222 | 7607.111 | Distributed from 923 Generation And Fuel | 2011 |  | 0 | 0 | 0 | 0 | 0 | 0 | 0 | 0 | 0 | 0 | 0 | 9.3 | 0 | 0 | 0 | 0 | 0 | 0 | 0 | 0 | 0 | 0 | 0 | 0 | 0 | 0 | 0 | 0 | 0 | 0
21 | 23573 | 2018 | TX | Antelope Station | 57865 | E07 | 0 | OP | IC | NG | 9.3 | 0.186 | 15128.222 | 7607.111 | Distributed from 923 Generation And Fuel | 2011 |  | 0 | 0 | 0 | 0 | 0 | 0 | 0 | 0 | 0 | 0 | 0 | 9.3 | 0 | 0 | 0 | 0 | 0 | 0 | 0 | 0 | 0 | 0 | 0 | 0 | 0 | 0 | 0 | 0 | 0 | 0
22 | 23574 | 2018 | TX | Antelope Station | 57865 | E08 | 0 | OP | IC | NG | 9.3 | 0.186 | 15128.222 | 7607.111 | Distributed from 923 Generation And Fuel | 2011 |  | 0 | 0 | 0 | 0 | 0 | 0 | 0 | 0 | 0 | 0 | 0 | 9.3 | 0 | 0 | 0 | 0 | 0 | 0 | 0 | 0 | 0 | 0 | 0 | 0 | 0 | 0 | 0 | 0 | 0 | 0
23 | 23575 | 2018 | TX | Antelope Station | 57865 | E09 | 0 | OP | IC | NG | 9.3 | 0.186 | 15128.222 | 7607.111 | Distributed from 923 Generation And Fuel | 2011 |  | 0 | 0 | 0 | 0 | 0 | 0 | 0 | 0 | 0 | 0 | 0 | 9.3 | 0 | 0 | 0 | 0 | 0 | 0 | 0 | 0 | 0 | 0 | 0 | 0 | 0 | 0 | 0 | 0 | 0 | 0
24 | 23576 | 2018 | TX | Antelope Station | 57865 | E10 | 0 | OP | IC | NG | 9.3 | 0.186 | 15128.222 | 7607.111 | Distributed from 923 Generation And Fuel | 2011 |  | 0 | 0 | 0 | 0 | 0 | 0 | 0 | 0 | 0 | 0 | 0 | 9.3 | 0 | 0 | 0 | 0 | 0 | 0 | 0 | 0 | 0 | 0 | 0 | 0 | 0 | 0 | 0 | 0 | 0 | 0
25 | 23577 | 2018 | TX | Antelope Station | 57865 | E11 | 0 | OP | IC | NG | 9.3 | 0.186 | 15128.222 | 7607.111 | Distributed from 923 Generation And Fuel | 2011 |  | 0 | 0 | 0 | 0 | 0 | 0 | 0 | 0 | 0 | 0 | 0 | 9.3 | 0 | 0 | 0 | 0 | 0 | 0 | 0 | 0 | 0 | 0 | 0 | 0 | 0 | 0 | 0 | 0 | 0 | 0
26 | 23578 | 2018 | TX | Antelope Station | 57865 | E12 | 0 | OP | IC | NG | 9.3 | 0.186 | 15128.222 | 7607.111 | Distributed from 923 Generation And Fuel | 2011 |  | 0 | 0 | 0 | 0 | 0 | 0 | 0 | 0 | 0 | 0 | 0 | 9.3 | 0 | 0 | 0 | 0 | 0 | 0 | 0 | 0 | 0 | 0 | 0 | 0 | 0 | 0 | 0 | 0 | 0 | 0
27 | 23579 | 2018 | TX | Antelope Station | 57865 | E13 | 0 | OP | IC | NG | 9.3 | 0.186 | 15128.222 | 7607.111 | Distributed from 923 Generation And Fuel | 2011 |  | 0 | 0 | 0 | 0 | 0 | 0 | 0 | 0 | 0 | 0 | 0 | 9.3 | 0 | 0 | 0 | 0 | 0 | 0 | 0 | 0 | 0 | 0 | 0 | 0 | 0 | 0 | 0 | 0 | 0 | 0
28 | 23580 | 2018 | TX | Antelope Station | 57865 | E14 | 0 | OP | IC | NG | 9.3 | 0.186 | 15128.222 | 7607.111 | Distributed from 923 Generation And Fuel | 2011 |  | 0 | 0 | 0 | 0 | 0 | 0 | 0 | 0 | 0 | 0 | 0 | 9.3 | 0 | 0 | 0 | 0 | 0 | 0 | 0 | 0 | 0 | 0 | 0 | 0 | 0 | 0 | 0 | 0 | 0 | 0
29 | 23581 | 2018 | TX | Antelope Station | 57865 | E15 | 0 | OP | IC | NG | 9.3 | 0.186 | 15128.222 | 7607.111 | Distributed from 923 Generation And Fuel | 2011 |  | 0 | 0 | 0 | 0 | 0 | 0 | 0 | 0 | 0 | 0 | 0 | 9.3 | 0 | 0 | 0 | 0 | 0 | 0 | 0 | 0 | 0 | 0 | 0 | 0 | 0 | 0 | 0 | 0 | 0 | 0
30 | 23582 | 2018 | TX | Antelope Station | 57865 | E16 | 0 | OP | IC | NG | 9.3 | 0.186 | 15128.222 | 7607.111 | Distributed from 923 Generation And Fuel | 2011 |  | 0 | 0 | 0 | 0 | 0 | 0 | 0 | 0 | 0 | 0 | 0 | 9.3 | 0 | 0 | 0 | 0 | 0 | 0 | 0 | 0 | 0 | 0 | 0 | 0 | 0 | 0 | 0 | 0 | 0 | 0
31 | 23583 | 2018 | TX | Antelope Station | 57865 | E17 | 0 | OP | IC | NG | 9.3 | 0.186 | 15128.222 | 7607.111 | Distributed from 923 Generation And Fuel | 2011 |  | 0 | 0 | 0 | 0 | 0 | 0 | 0 | 0 | 0 | 0 | 0 | 9.3 | 0 | 0 | 0 | 0 | 0 | 0 | 0 | 0 | 0 | 0 | 0 | 0 | 0 | 0 | 0 | 0 | 0 | 0
32 | 23584 | 2018 | TX | Antelope Station | 57865 | E18 | 0 | OP | IC | NG | 9.3 | 0.186 | 15128.222 | 7607.111 | Distributed from 923 Generation And Fuel | 2011 |  | 0 | 0 | 0 | 0 | 0 | 0 | 0 | 0 | 0 | 0 | 0 | 9.3 | 0 | 0 | 0 | 0 | 0 | 0 | 0 | 0 | 0 | 0 | 0 | 0 | 0 | 0 | 0 | 0 | 0 | 0
33 | 23587 | 2018 | TX | Arlington Outlet Hydroelectric Generator | 61355 | HY1 | 0 | OP | HY | WAT | 1.3 | 0.103 | 1168 | 496 | Distributed from 923 Generation And Fuel | 2015 |  | 0 | 0 | 0 | 0 | 0 | 0 | 0 | 0 | 0 | 0 | 0 | 0 | 0 | 0 | 0 | 0 | 0 | 0 | 0 | 0 | 0 | 0 | 0 | 0 | 1.3 | 0 | 0 | 0 | 0 | 0
34 | 23588 | 2018 | TX | Ascend Performance Materials Texas Inc. | 10418 | GEN1 | 3 | OP | ST | OG | 6 | 0.691 | 36299 | 15193 | EIA-923 Generator File | 1993 |  | 0 | 0 | 0 | 0 | 0 | 0 | 0 | 0 | 0 | 0 | 0 | 0 | 0 | 0 | 0 | 6 | 0 | 0 | 0 | 0 | 0 | 0 | 0 | 0 | 0 | 0 | 0 | 0 | 0 | 0
35 | 23589 | 2018 | TX | Ascend Performance Materials Texas Inc. | 10418 | GEN4 | 4 | OP | ST | OG | 46.1 | 0.594 | 239930 | 109165 | EIA-923 Generator File | 2000 |  | 0 | 0 | 0 | 0 | 0 | 0 | 0 | 0 | 0 | 0 | 0 | 0 | 0 | 0 | 0 | 46.1 | 0 | 0 | 0 | 0 | 0 | 0 | 0 | 0 | 0 | 0 | 0 | 0 | 0 | 0
36 | 23592 | 2018 | TX | Astra Wind Farm | 60856 | ASTRA | 0 | OP | WT | WND | 163 | 0.465 | 664642 | 267562 | Distributed from 923 Generation And Fuel | 2017 |  | 0 | 0 | 0 | 0 | 0 | 0 | 0 | 0 | 0 | 0 | 0 | 0 | 0 | 0 | 0 | 0 | 0 | 0 | 0 | 0 | 0 | 0 | 0 | 0 | 0 | 0 | 0 | 0 | 0 | 163
37 | 23599 | 2018 | TX | Austin | 3594 | 1 | 0 | OP | HY | WAT | 9 | 0.213 | 16820 | 7147.5 | Distributed from 923 Generation And Fuel | 1940 |  | 0 | 0 | 0 | 0 | 0 | 0 | 0 | 0 | 0 | 0 | 0 | 0 | 0 | 0 | 0 | 0 | 0 | 0 | 0 | 0 | 0 | 0 | 0 | 0 | 9 | 0 | 0 | 0 | 0 | 0
38 | 23600 | 2018 | TX | Austin | 3594 | 2 | 0 | OP | HY | WAT | 9 | 0.213 | 16820 | 7147.5 | Distributed from 923 Generation And Fuel | 1940 |  | 0 | 0 | 0 | 0 | 0 | 0 | 0 | 0 | 0 | 0 | 0 | 0 | 0 | 0 | 0 | 0 | 0 | 0 | 0 | 0 | 0 | 0 | 0 | 0 | 9 | 0 | 0 | 0 | 0 | 0
39 | 23601 | 2018 | TX | Austin Gas Recovery | 56524 | GEN1 | 0 | OP | IC | LFG | 1.6 | 0.713 | 9996.5 | 4010.5 | Distributed from 923 Generation And Fuel | 2007 |  | 0 | 0 | 0 | 0 | 0 | 0 | 0 | 1.6 | 0 | 0 | 0 | 0 | 0 | 0 | 0 | 0 | 0 | 0 | 0 | 0 | 0 | 0 | 0 | 0 | 0 | 0 | 0 | 0 | 0 | 0
40 | 23602 | 2018 | TX | Austin Gas Recovery | 56524 | GEN2 | 0 | OP | IC | LFG | 1.6 | 0.713 | 9996.5 | 4010.5 | Distributed from 923 Generation And Fuel | 2007 |  | 0 | 0 | 0 | 0 | 0 | 0 | 0 | 1.6 | 0 | 0 | 0 | 0 | 0 | 0 | 0 | 0 | 0 | 0 | 0 | 0 | 0 | 0 | 0 | 0 | 0 | 0 | 0 | 0 | 0 | 0
41 | 23603 | 2018 | TX | Austin Gas Recovery | 56524 | GEN3 | 0 | OP | IC | LFG | 1.6 | 0.713 | 9996.5 | 4010.5 | Distributed from 923 Generation And Fuel | 2007 |  | 0 | 0 | 0 | 0 | 0 | 0 | 0 | 1.6 | 0 | 0 | 0 | 0 | 0 | 0 | 0 | 0 | 0 | 0 | 0 | 0 | 0 | 0 | 0 | 0 | 0 | 0 | 0 | 0 | 0 | 0
42 | 23604 | 2018 | TX | Austin Gas Recovery | 56524 | GEN4 | 0 | OP | IC | LFG | 1.6 | 0.713 | 9996.5 | 4010.5 | Distributed from 923 Generation And Fuel | 2007 |  | 0 | 0 | 0 | 0 | 0 | 0 | 0 | 1.6 | 0 | 0 | 0 | 0 | 0 | 0 | 0 | 0 | 0 | 0 | 0 | 0 | 0 | 0 | 0 | 0 | 0 | 0 | 0 | 0 | 0 | 0
43 | 23605 | 2018 | TX | Bacliff | 60264 | BCGT1 | 0 | OP | GT | NG | 71.2 | 0.018 | 11241.833 | 8784.833 | Distributed from 923 Generation And Fuel | 2018 |  | 0 | 0 | 0 | 0 | 0 | 0 | 0 | 0 | 0 | 0 | 0 | 71.2 | 0 | 0 | 0 | 0 | 0 | 0 | 0 | 0 | 0 | 0 | 0 | 0 | 0 | 0 | 0 | 0 | 0 | 0
44 | 23606 | 2018 | TX | Bacliff | 60264 | BCGT2 | 0 | OP | GT | NG | 71.2 | 0.018 | 11241.833 | 8784.833 | Distributed from 923 Generation And Fuel | 2018 |  | 0 | 0 | 0 | 0 | 0 | 0 | 0 | 0 | 0 | 0 | 0 | 71.2 | 0 | 0 | 0 | 0 | 0 | 0 | 0 | 0 | 0 | 0 | 0 | 0 | 0 | 0 | 0 | 0 | 0 | 0
45 | 23607 | 2018 | TX | Bacliff | 60264 | BCGT3 | 0 | OP | GT | NG | 71.2 | 0.018 | 11241.833 | 8784.833 | Distributed from 923 Generation And Fuel | 2018 |  | 0 | 0 | 0 | 0 | 0 | 0 | 0 | 0 | 0 | 0 | 0 | 71.2 | 0 | 0 | 0 | 0 | 0 | 0 | 0 | 0 | 0 | 0 | 0 | 0 | 0 | 0 | 0 | 0 | 0 | 0
46 | 23608 | 2018 | TX | Bacliff | 60264 | BCGT4 | 0 | OP | GT | NG | 71.2 | 0.018 | 11241.833 | 8784.833 | Distributed from 923 Generation And Fuel | 2018 |  | 0 | 0 | 0 | 0 | 0 | 0 | 0 | 0 | 0 | 0 | 0 | 71.2 | 0 | 0 | 0 | 0 | 0 | 0 | 0 | 0 | 0 | 0 | 0 | 0 | 0 | 0 | 0 | 0 | 0 | 0
47 | 23609 | 2018 | TX | Bacliff | 60264 | BCGT5 | 0 | OP | GT | NG | 71.2 | 0.018 | 11241.833 | 8784.833 | Distributed from 923 Generation And Fuel | 2018 |  | 0 | 0 | 0 | 0 | 0 | 0 | 0 | 0 | 0 | 0 | 0 | 71.2 | 0 | 0 | 0 | 0 | 0 | 0 | 0 | 0 | 0 | 0 | 0 | 0 | 0 | 0 | 0 | 0 | 0 | 0
48 | 23610 | 2018 | TX | Bacliff | 60264 | BCGT6 | 0 | OP | GT | NG | 71.2 | 0.018 | 11241.833 | 8784.833 | Distributed from 923 Generation And Fuel | 2018 |  | 0 | 0 | 0 | 0 | 0 | 0 | 0 | 0 | 0 | 0 | 0 | 71.2 | 0 | 0 | 0 | 0 | 0 | 0 | 0 | 0 | 0 | 0 | 0 | 0 | 0 | 0 | 0 | 0 | 0 | 0
49 | 23611 | 2018 | TX | Baffin Wind | 57927 | 1 | 0 | OP | WT | WND | 188 | 0.382 | 628961 | 250913 | Distributed from 923 Generation And Fuel | 2014 |  | 0 | 0 | 0 | 0 | 0 | 0 | 0 | 0 | 0 | 0 | 0 | 0 | 0 | 0 | 0 | 0 | 0 | 0 | 0 | 0 | 0 | 0 | 0 | 0 | 0 | 0 | 0 | 0 | 0 | 188
50 | 23612 | 2018 | TX | Bandera Electric Coop PV | 61205 | PV1 | 0 | OP | PV | SUN | 1.5 | 0.239 | 3146 | 1500 | Distributed from 923 Generation And Fuel | 2017 |  | 0 | 0 | 0 | 0 | 0 | 0 | 0 | 0 | 0 | 0 | 0 | 0 | 0 | 0 | 0 | 0 | 0 | 0 | 0 | 0 | 0 | 0 | 0 | 1.5 | 0 | 0 | 0 | 0 | 0 | 0
51 | 23613 | 2018 | TX | Barilla Solar | 58710 | BRLA | 0 | OP | PV | SUN | 30.2 | 0.18 | 47563 | 22674 | Distributed from 923 Generation And Fuel | 2015 |  | 0 | 0 | 0 | 0 | 0 | 0 | 0 | 0 | 0 | 0 | 0 | 0 | 0 | 0 | 0 | 0 | 0 | 0 | 0 | 0 | 0 | 0 | 0 | 30.2 | 0 | 0 | 0 | 0 | 0 | 0
52 | 23614 | 2018 | TX | Barney M Davis | 4939 | 1 | 1 | OP | ST | NG | 352 | 0.024 | 72907 | 72907 | EIA-923 Generator File | 1974 |  | 0 | 0 | 0 | 0 | 0 | 0 | 0 | 0 | 0 | 0 | 0 | 352 | 0 | 0 | 0 | 0 | 0 | 0 | 0 | 0 | 0 | 0 | 0 | 0 | 0 | 0 | 0 | 0 | 0 | 0
53 | 23615 | 2018 | TX | Barney M Davis | 4939 | 2 | 3 | OP | CA | NG | 351 | 0.047 | 145898 | 120274 | EIA-923 Generator File | 1976 |  | 0 | 0 | 0 | 0 | 0 | 0 | 0 | 0 | 0 | 0 | 0 | 351 | 0 | 0 | 0 | 0 | 0 | 0 | 0 | 0 | 0 | 0 | 0 | 0 | 0 | 0 | 0 | 0 | 0 | 0
54 | 23616 | 2018 | TX | Barney M Davis | 4939 | 3 | 0 | OP | CT | NG | 189.6 | 0.495 | 822031 | 593251 | EIA-923 Generator File | 2010 |  | 0 | 0 | 0 | 0 | 0 | 0 | 0 | 0 | 0 | 0 | 0 | 189.6 | 0 | 0 | 0 | 0 | 0 | 0 | 0 | 0 | 0 | 0 | 0 | 0 | 0 | 0 | 0 | 0 | 0 | 0
55 | 23617 | 2018 | TX | Barney M Davis | 4939 | 4 | 0 | OP | CT | NG | 189.6 | 0.457 | 759810 | 534313 | EIA-923 Generator File | 2010 |  | 0 | 0 | 0 | 0 | 0 | 0 | 0 | 0 | 0 | 0 | 0 | 189.6 | 0 | 0 | 0 | 0 | 0 | 0 | 0 | 0 | 0 | 0 | 0 | 0 | 0 | 0 | 0 | 0 | 0 | 0
56 | 23618 | 2018 | TX | Barton Chapel Wind Farm | 57156 | BC | 0 | OP | WT | WND | 120 | 0.22 | 231745 | 92450 | Distributed from 923 Generation And Fuel | 2009 |  | 0 | 0 | 0 | 0 | 0 | 0 | 0 | 0 | 0 | 0 | 0 | 0 | 0 | 0 | 0 | 0 | 0 | 0 | 0 | 0 | 0 | 0 | 0 | 0 | 0 | 0 | 0 | 0 | 0 | 120
57 | 23619 | 2018 | TX | BASF Freeport Works | 55311 | GEN1 | 0 | OP | GT | NG | 81 | 0.796 | 564874 | 284042 | Distributed from 923 Generation And Fuel | 1999 |  | 0 | 0 | 0 | 0 | 0 | 0 | 0 | 0 | 0 | 0 | 0 | 81 | 0 | 0 | 0 | 0 | 0 | 0 | 0 | 0 | 0 | 0 | 0 | 0 | 0 | 0 | 0 | 0 | 0 | 0
58 | 23620 | 2018 | TX | BASF Freeport Works | 55311 | GEN2 | 1 | OP | ST | WH | 11.7 | 0.352 | 36083 | 23384 | EIA-923 Generator File | 1999 |  | 0 | 0 | 0 | 0 | 0 | 0 | 0 | 0 | 0 | 0 | 0 | 0 | 0 | 0 | 0 | 0 | 0 | 0 | 0 | 0 | 0 | 0 | 0 | 0 | 0 | 0 | 0 | 0 | 11.7 | 0
59 | 23621 | 2018 | TX | Bastrop Energy Center | 55168 | 0001 | 0 | OP | CT | NG | 188.2 | 0.43 | 708569.5 | 401161 | Distributed from 923 Generation And Fuel | 2002 |  | 0 | 0 | 0 | 0 | 0 | 0 | 0 | 0 | 0 | 0 | 0 | 188.2 | 0 | 0 | 0 | 0 | 0 | 0 | 0 | 0 | 0 | 0 | 0 | 0 | 0 | 0 | 0 | 0 | 0 | 0
60 | 23622 | 2018 | TX | Bastrop Energy Center | 55168 | 0002 | 0 | OP | CT | NG | 188.2 | 0.43 | 708569.5 | 401161 | Distributed from 923 Generation And Fuel | 2002 |  | 0 | 0 | 0 | 0 | 0 | 0 | 0 | 0 | 0 | 0 | 0 | 188.2 | 0 | 0 | 0 | 0 | 0 | 0 | 0 | 0 | 0 | 0 | 0 | 0 | 0 | 0 | 0 | 0 | 0 | 0
61 | 23623 | 2018 | TX | Bastrop Energy Center | 55168 | 0003 | 2 | OP | CA | NG | 242.3 | 0.31 | 657358 | 339392 | Distributed from 923 Generation And Fuel | 2002 |  | 0 | 0 | 0 | 0 | 0 | 0 | 0 | 0 | 0 | 0 | 0 | 242.3 | 0 | 0 | 0 | 0 | 0 | 0 | 0 | 0 | 0 | 0 | 0 | 0 | 0 | 0 | 0 | 0 | 0 | 0
62 | 23624 | 2018 | TX | Bayou Cogen Plant | 10298 | GEN4 | 0 | OP | GT | NG | 79.6 | 0.806 | 561999.457 | 228710.789 | Distributed from 923 Generation And Fuel | 1985 |  | 0 | 0 | 0 | 0 | 0 | 0 | 0 | 0 | 0 | 0 | 0 | 79.6 | 0 | 0 | 0 | 0 | 0 | 0 | 0 | 0 | 0 | 0 | 0 | 0 | 0 | 0 | 0 | 0 | 0 | 0
63 | 23625 | 2018 | TX | Bayou Cogen Plant | 10298 | GT1 | 0 | OP | GT | NG | 79.6 | 0.806 | 561999.457 | 228710.789 | Distributed from 923 Generation And Fuel | 2014 |  | 0 | 0 | 0 | 0 | 0 | 0 | 0 | 0 | 0 | 0 | 0 | 79.6 | 0 | 0 | 0 | 0 | 0 | 0 | 0 | 0 | 0 | 0 | 0 | 0 | 0 | 0 | 0 | 0 | 0 | 0
64 | 23626 | 2018 | TX | Bayou Cogen Plant | 10298 | GT2 | 0 | OP | GT | NG | 76.5 | 0.806 | 540112.543 | 219803.711 | Distributed from 923 Generation And Fuel | 2015 |  | 0 | 0 | 0 | 0 | 0 | 0 | 0 | 0 | 0 | 0 | 0 | 76.5 | 0 | 0 | 0 | 0 | 0 | 0 | 0 | 0 | 0 | 0 | 0 | 0 | 0 | 0 | 0 | 0 | 0 | 0
65 | 23627 | 2018 | TX | Bayou Cogen Plant | 10298 | GT3 | 0 | OP | GT | NG | 76.5 | 0.806 | 540112.543 | 219803.711 | Distributed from 923 Generation And Fuel | 2015 |  | 0 | 0 | 0 | 0 | 0 | 0 | 0 | 0 | 0 | 0 | 0 | 76.5 | 0 | 0 | 0 | 0 | 0 | 0 | 0 | 0 | 0 | 0 | 0 | 0 | 0 | 0 | 0 | 0 | 0 | 0
66 | 23636 | 2018 | TX | Baytown Energy Center | 55327 | CTG1 | 0 | OP | CT | NG | 219.3 | 0.473 | 908986 | 432719 | EIA-923 Generator File | 2002 |  | 0 | 0 | 0 | 0 | 0 | 0 | 0 | 0 | 0 | 0 | 0 | 219.3 | 0 | 0 | 0 | 0 | 0 | 0 | 0 | 0 | 0 | 0 | 0 | 0 | 0 | 0 | 0 | 0 | 0 | 0
67 | 23637 | 2018 | TX | Baytown Energy Center | 55327 | CTG2 | 0 | OP | CT | NG | 219.3 | 0.506 | 971379 | 498563 | EIA-923 Generator File | 2002 |  | 0 | 0 | 0 | 0 | 0 | 0 | 0 | 0 | 0 | 0 | 0 | 219.3 | 0 | 0 | 0 | 0 | 0 | 0 | 0 | 0 | 0 | 0 | 0 | 0 | 0 | 0 | 0 | 0 | 0 | 0
68 | 23638 | 2018 | TX | Baytown Energy Center | 55327 | CTG3 | 0 | OP | CT | NG | 219.3 | 0.604 | 1161175 | 479034 | EIA-923 Generator File | 2002 |  | 0 | 0 | 0 | 0 | 0 | 0 | 0 | 0 | 0 | 0 | 0 | 219.3 | 0 | 0 | 0 | 0 | 0 | 0 | 0 | 0 | 0 | 0 | 0 | 0 | 0 | 0 | 0 | 0 | 0 | 0
69 | 23639 | 2018 | TX | Baytown Energy Center | 55327 | STG1 | 3 | OP | CA | NG | 275 | 0.52 | 1252987 | 617604 | EIA-923 Generator File | 2002 |  | 0 | 0 | 0 | 0 | 0 | 0 | 0 | 0 | 0 | 0 | 0 | 275 | 0 | 0 | 0 | 0 | 0 | 0 | 0 | 0 | 0 | 0 | 0 | 0 | 0 | 0 | 0 | 0 | 0 | 0
70 | 23640 | 2018 | TX | BayWa r.e Mozart LLC | 58048 | 1 | 0 | OP | WT | WND | 30 | 0.278 | 73127 | 29173 | Distributed from 923 Generation And Fuel | 2012 |  | 0 | 0 | 0 | 0 | 0 | 0 | 0 | 0 | 0 | 0 | 0 | 0 | 0 | 0 | 0 | 0 | 0 | 0 | 0 | 0 | 0 | 0 | 0 | 0 | 0 | 0 | 0 | 0 | 0 | 30
71 | 23641 | 2018 | TX | Bearkat | 59972 | BRKAT | 0 | OP | WT | WND | 196.7 | 0.422 | 727476 | 307283 | Distributed from 923 Generation And Fuel | 2018 |  | 0 | 0 | 0 | 0 | 0 | 0 | 0 | 0 | 0 | 0 | 0 | 0 | 0 | 0 | 0 | 0 | 0 | 0 | 0 | 0 | 0 | 0 | 0 | 0 | 0 | 0 | 0 | 0 | 0 | 196.7
72 | 23643 | 2018 | TX | Bethel Wind Farm LLC | 60414 | GEN1 | 0 | OP | WT | WND | 276 | 0.517 | 1250071 | 487973 | Distributed from 923 Generation And Fuel | 2017 |  | 0 | 0 | 0 | 0 | 0 | 0 | 0 | 0 | 0 | 0 | 0 | 0 | 0 | 0 | 0 | 0 | 0 | 0 | 0 | 0 | 0 | 0 | 0 | 0 | 0 | 0 | 0 | 0 | 0 | 276
73 | 23647 | 2018 | TX | Big Spring Wind Power Facility | 54979 | WIND | 0 | OP | WT | WND | 34.3 | 0.122 | 36747 | 14660 | Distributed from 923 Generation And Fuel | 1998 |  | 0 | 0 | 0 | 0 | 0 | 0 | 0 | 0 | 0 | 0 | 0 | 0 | 0 | 0 | 0 | 0 | 0 | 0 | 0 | 0 | 0 | 0 | 0 | 0 | 0 | 0 | 0 | 0 | 0 | 34.3
74 | 23648 | 2018 | TX | Black Hawk Station | 55064 | UNT1 | 0 | OP | GT | NG | 126.9 | 0.692 | 769349.59 | 328356.742 | Distributed from 923 Generation And Fuel | 1999 |  | 0 | 0 | 0 | 0 | 0 | 0 | 0 | 0 | 0 | 0 | 0 | 126.9 | 0 | 0 | 0 | 0 | 0 | 0 | 0 | 0 | 0 | 0 | 0 | 0 | 0 | 0 | 0 | 0 | 0 | 0
75 | 23649 | 2018 | TX | Black Hawk Station | 55064 | UNT2B | 0 | OP | GT | NG | 117 | 0.692 | 709329.41 | 302740.258 | Distributed from 923 Generation And Fuel | 2005 |  | 0 | 0 | 0 | 0 | 0 | 0 | 0 | 0 | 0 | 0 | 0 | 117 | 0 | 0 | 0 | 0 | 0 | 0 | 0 | 0 | 0 | 0 | 0 | 0 | 0 | 0 | 0 | 0 | 0 | 0
76 | 23652 | 2018 | TX | Blue Cloud Wind Energy LLC | 60270 | WT1 | 0 | OP | WT | WND | 148.4 | 0.028 | 35818 | 0 | Distributed from 923 Generation And Fuel | 2018 |  | 0 | 0 | 0 | 0 | 0 | 0 | 0 | 0 | 0 | 0 | 0 | 0 | 0 | 0 | 0 | 0 | 0 | 0 | 0 | 0 | 0 | 0 | 0 | 0 | 0 | 0 | 0 | 0 | 0 | 148.4
77 | 23655 | 2018 | TX | Blue Summit Storage, LLC | 60690 | WBSS | 0 | OP | BA | MWH | 30 | -0.012 | -3031 | -1276 | Distributed from 923 Generation And Fuel | 2017 |  | 0 | 0 | 0 | 0 | 0 | 0 | 0 | 0 | 0 | 0 | 30 | 0 | 0 | 0 | 0 | 0 | 0 | 0 | 0 | 0 | 0 | 0 | 0 | 0 | 0 | 0 | 0 | 0 | 0 | 0
78 | 23656 | 2018 | TX | Blue Summit Wind LLC | 58372 | GEN1 | 0 | OP | WT | WND | 135.4 | 0.385 | 456482 | 182105 | Distributed from 923 Generation And Fuel | 2012 |  | 0 | 0 | 0 | 0 | 0 | 0 | 0 | 0 | 0 | 0 | 0 | 0 | 0 | 0 | 0 | 0 | 0 | 0 | 0 | 0 | 0 | 0 | 0 | 0 | 0 | 0 | 0 | 0 | 0 | 135.4
79 | 23657 | 2018 | TX | Blue Wing Solar Energy Generation | 57197 | 1 | 0 | OP | PV | SUN | 13.9 | 0.179 | 21795 | 10390 | Distributed from 923 Generation And Fuel | 2010 |  | 0 | 0 | 0 | 0 | 0 | 0 | 0 | 0 | 0 | 0 | 0 | 0 | 0 | 0 | 0 | 0 | 0 | 0 | 0 | 0 | 0 | 0 | 0 | 13.9 | 0 | 0 | 0 | 0 | 0 | 0
80 | 23658 | 2018 | TX | Bluebell Solar | 60789 | UNIT1 | 0 | OP | PV | SUN | 30 | 0.028 | 7228 | 0 | Distributed from 923 Generation And Fuel | 2018 |  | 0 | 0 | 0 | 0 | 0 | 0 | 0 | 0 | 0 | 0 | 0 | 0 | 0 | 0 | 0 | 0 | 0 | 0 | 0 | 0 | 0 | 0 | 0 | 30 | 0 | 0 | 0 | 0 | 0 | 0
81 | 23665 | 2018 | TX | Bobcat Bluff Wind Project LLC | 57974 | GEN1 | 0 | OP | WT | WND | 150 | 0.269 | 353665 | 141088 | Distributed from 923 Generation And Fuel | 2012 |  | 0 | 0 | 0 | 0 | 0 | 0 | 0 | 0 | 0 | 0 | 0 | 0 | 0 | 0 | 0 | 0 | 0 | 0 | 0 | 0 | 0 | 0 | 0 | 0 | 0 | 0 | 0 | 0 | 0 | 150
82 | 23666 | 2018 | TX | Borger Plant | 50067 | GEN1 | 2 | OP | ST | BFG | 37.5 | 0.227 | 74579 | 32275 | EIA-923 Generator File | 1985 |  | 0 | 37.5 | 0 | 0 | 0 | 0 | 0 | 0 | 0 | 0 | 0 | 0 | 0 | 0 | 0 | 0 | 0 | 0 | 0 | 0 | 0 | 0 | 0 | 0 | 0 | 0 | 0 | 0 | 0 | 0
83 | 23667 | 2018 | TX | Bosque County Peaking | 55172 | GT-1 | 0 | OP | CT | NG | 154 | 0.662 | 893291 | 458613 | EIA-923 Generator File | 2000 |  | 0 | 0 | 0 | 0 | 0 | 0 | 0 | 0 | 0 | 0 | 0 | 154 | 0 | 0 | 0 | 0 | 0 | 0 | 0 | 0 | 0 | 0 | 0 | 0 | 0 | 0 | 0 | 0 | 0 | 0
84 | 23668 | 2018 | TX | Bosque County Peaking | 55172 | GT-2 | 0 | OP | CT | NG | 154 | 0.643 | 867409 | 461134 | EIA-923 Generator File | 2000 |  | 0 | 0 | 0 | 0 | 0 | 0 | 0 | 0 | 0 | 0 | 0 | 154 | 0 | 0 | 0 | 0 | 0 | 0 | 0 | 0 | 0 | 0 | 0 | 0 | 0 | 0 | 0 | 0 | 0 | 0
85 | 23669 | 2018 | TX | Bosque County Peaking | 55172 | GT-3 | 0 | OP | CT | NG | 154 | 0.663 | 893956 | 484365 | EIA-923 Generator File | 2001 |  | 0 | 0 | 0 | 0 | 0 | 0 | 0 | 0 | 0 | 0 | 0 | 154 | 0 | 0 | 0 | 0 | 0 | 0 | 0 | 0 | 0 | 0 | 0 | 0 | 0 | 0 | 0 | 0 | 0 | 0
86 | 23670 | 2018 | TX | Bosque County Peaking | 55172 | ST-4 | 1 | OP | CA | NG | 95 | 0.607 | 505490 | 277107 | EIA-923 Generator File | 2001 |  | 0 | 0 | 0 | 0 | 0 | 0 | 0 | 0 | 0 | 0 | 0 | 95 | 0 | 0 | 0 | 0 | 0 | 0 | 0 | 0 | 0 | 0 | 0 | 0 | 0 | 0 | 0 | 0 | 0 | 0
87 | 23671 | 2018 | TX | Bosque County Peaking | 55172 | ST-5 | 2 | OP | CA | NG | 250 | 0.468 | 1024711 | 562270 | EIA-923 Generator File | 2010 |  | 0 | 0 | 0 | 0 | 0 | 0 | 0 | 0 | 0 | 0 | 0 | 250 | 0 | 0 | 0 | 0 | 0 | 0 | 0 | 0 | 0 | 0 | 0 | 0 | 0 | 0 | 0 | 0 | 0 | 0
88 | 23672 | 2018 | TX | Bovine | 61867 | GEN1 | 0 | OP | PV | SUN | 10 | 0 | 0 | 0 | Distributed from 923 Generation And Fuel | 2018 |  | 0 | 0 | 0 | 0 | 0 | 0 | 0 | 0 | 0 | 0 | 0 | 0 | 0 | 0 | 0 | 0 | 0 | 0 | 0 | 0 | 0 | 0 | 0 | 10 | 0 | 0 | 0 | 0 | 0 | 0
89 | 23673 | 2018 | TX | BP Chemicals Green Lake Plant | 50404 | TG2 | 0 | OP | ST | WH | 15 | 0.16 | 21080.412 | 8967.912 | Distributed from 923 Generation And Fuel | 1989 |  | 0 | 0 | 0 | 0 | 0 | 0 | 0 | 0 | 0 | 0 | 0 | 0 | 0 | 0 | 0 | 0 | 0 | 0 | 0 | 0 | 0 | 0 | 0 | 0 | 0 | 0 | 0 | 0 | 15 | 0
90 | 23674 | 2018 | TX | BP Chemicals Green Lake Plant | 50404 | TG3 | 0 | OP | ST | WH | 23.8 | 0.16 | 33447.588 | 14229.088 | Distributed from 923 Generation And Fuel | 1997 |  | 0 | 0 | 0 | 0 | 0 | 0 | 0 | 0 | 0 | 0 | 0 | 0 | 0 | 0 | 0 | 0 | 0 | 0 | 0 | 0 | 0 | 0 | 0 | 0 | 0 | 0 | 0 | 0 | 23.8 | 0
91 | 23675 | 2018 | TX | Brandon Station | 7131 | 1 | 0 | OP | GT | NG | 21 | 0.071 | 13133 | 6604 | Distributed from 923 Generation And Fuel | 1990 |  | 0 | 0 | 0 | 0 | 0 | 0 | 0 | 0 | 0 | 0 | 0 | 21 | 0 | 0 | 0 | 0 | 0 | 0 | 0 | 0 | 0 | 0 | 0 | 0 | 0 | 0 | 0 | 0 | 0 | 0
92 | 23676 | 2018 | TX | Brazos Wind Farm | 56111 | GEN1 | 0 | OP | WT | WND | 160 | 0.256 | 358773 | 143126 | Distributed from 923 Generation And Fuel | 2003 |  | 0 | 0 | 0 | 0 | 0 | 0 | 0 | 0 | 0 | 0 | 0 | 0 | 0 | 0 | 0 | 0 | 0 | 0 | 0 | 0 | 0 | 0 | 0 | 0 | 0 | 0 | 0 | 0 | 0 | 160
93 | 23677 | 2018 | TX | Bridgeport Gas Processing Plant | 55053 | 14 | 0 | OP | IC | NG | 0.8 | 0.578 | 4049.231 | 2036.077 | Distributed from 923 Generation And Fuel | 2013 |  | 0 | 0 | 0 | 0 | 0 | 0 | 0 | 0 | 0 | 0 | 0 | 0.8 | 0 | 0 | 0 | 0 | 0 | 0 | 0 | 0 | 0 | 0 | 0 | 0 | 0 | 0 | 0 | 0 | 0 | 0
94 | 23678 | 2018 | TX | Bridgeport Gas Processing Plant | 55053 | 15 | 0 | OP | IC | NG | 0.8 | 0.578 | 4049.231 | 2036.077 | Distributed from 923 Generation And Fuel | 2013 |  | 0 | 0 | 0 | 0 | 0 | 0 | 0 | 0 | 0 | 0 | 0 | 0.8 | 0 | 0 | 0 | 0 | 0 | 0 | 0 | 0 | 0 | 0 | 0 | 0 | 0 | 0 | 0 | 0 | 0 | 0
95 | 23679 | 2018 | TX | Bridgeport Gas Processing Plant | 55053 | 16 | 0 | OP | IC | NG | 0.8 | 0.578 | 4049.231 | 2036.077 | Distributed from 923 Generation And Fuel | 2013 |  | 0 | 0 | 0 | 0 | 0 | 0 | 0 | 0 | 0 | 0 | 0 | 0.8 | 0 | 0 | 0 | 0 | 0 | 0 | 0 | 0 | 0 | 0 | 0 | 0 | 0 | 0 | 0 | 0 | 0 | 0
96 | 23680 | 2018 | TX | Bridgeport Gas Processing Plant | 55053 | 17 | 0 | OP | IC | NG | 0.8 | 0.578 | 4049.231 | 2036.077 | Distributed from 923 Generation And Fuel | 2013 |  | 0 | 0 | 0 | 0 | 0 | 0 | 0 | 0 | 0 | 0 | 0 | 0.8 | 0 | 0 | 0 | 0 | 0 | 0 | 0 | 0 | 0 | 0 | 0 | 0 | 0 | 0 | 0 | 0 | 0 | 0
97 | 23681 | 2018 | TX | Bridgeport Gas Processing Plant | 55053 | 2723 | 0 | OP | IC | NG | 0.8 | 0.578 | 4049.231 | 2036.077 | Distributed from 923 Generation And Fuel | 2009 |  | 0 | 0 | 0 | 0 | 0 | 0 | 0 | 0 | 0 | 0 | 0 | 0.8 | 0 | 0 | 0 | 0 | 0 | 0 | 0 | 0 | 0 | 0 | 0 | 0 | 0 | 0 | 0 | 0 | 0 | 0
98 | 23682 | 2018 | TX | Bridgeport Gas Processing Plant | 55053 | 654 | 0 | OP | IC | NG | 0.8 | 0.578 | 4049.231 | 2036.077 | Distributed from 923 Generation And Fuel | 2000 |  | 0 | 0 | 0 | 0 | 0 | 0 | 0 | 0 | 0 | 0 | 0 | 0.8 | 0 | 0 | 0 | 0 | 0 | 0 | 0 | 0 | 0 | 0 | 0 | 0 | 0 | 0 | 0 | 0 | 0 | 0
99 | 23683 | 2018 | TX | Bridgeport Gas Processing Plant | 55053 | 655 | 0 | OP | IC | NG | 0.8 | 0.578 | 4049.231 | 2036.077 | Distributed from 923 Generation And Fuel | 2001 |  | 0 | 0 | 0 | 0 | 0 | 0 | 0 | 0 | 0 | 0 | 0 | 0.8 | 0 | 0 | 0 | 0 | 0 | 0 | 0 | 0 | 0 | 0 | 0 | 0 | 0 | 0 | 0 | 0 | 0 | 0
100 | 23684 | 2018 | TX | Bridgeport Gas Processing Plant | 55053 | 656 | 0 | OP | IC | NG | 0.8 | 0.578 | 4049.231 | 2036.077 | Distributed from 923 Generation And Fuel | 2001 |  | 0 | 0 | 0 | 0 | 0 | 0 | 0 | 0 | 0 | 0 | 0 | 0.8 | 0 | 0 | 0 | 0 | 0 | 0 | 0 | 0 | 0 | 0 | 0 | 0 | 0 | 0 | 0 | 0 | 0 | 0
101 | 23685 | 2018 | TX | Bridgeport Gas Processing Plant | 55053 | 657 | 0 | OP | IC | NG | 0.8 | 0.578 | 4049.231 | 2036.077 | Distributed from 923 Generation And Fuel | 2001 |  | 0 | 0 | 0 | 0 | 0 | 0 | 0 | 0 | 0 | 0 | 0 | 0.8 | 0 | 0 | 0 | 0 | 0 | 0 | 0 | 0 | 0 | 0 | 0 | 0 | 0 | 0 | 0 | 0 | 0 | 0
102 | 23686 | 2018 | TX | Bridgeport Gas Processing Plant | 55053 | 658 | 0 | OP | IC | NG | 0.8 | 0.578 | 4049.231 | 2036.077 | Distributed from 923 Generation And Fuel | 2001 |  | 0 | 0 | 0 | 0 | 0 | 0 | 0 | 0 | 0 | 0 | 0 | 0.8 | 0 | 0 | 0 | 0 | 0 | 0 | 0 | 0 | 0 | 0 | 0 | 0 | 0 | 0 | 0 | 0 | 0 | 0
103 | 23687 | 2018 | TX | Bridgeport Gas Processing Plant | 55053 | 666 | 0 | OP | IC | NG | 0.8 | 0.578 | 4049.231 | 2036.077 | Distributed from 923 Generation And Fuel | 2001 |  | 0 | 0 | 0 | 0 | 0 | 0 | 0 | 0 | 0 | 0 | 0 | 0.8 | 0 | 0 | 0 | 0 | 0 | 0 | 0 | 0 | 0 | 0 | 0 | 0 | 0 | 0 | 0 | 0 | 0 | 0
104 | 23688 | 2018 | TX | Bridgeport Gas Processing Plant | 55053 | 667 | 0 | OP | IC | NG | 0.8 | 0.578 | 4049.231 | 2036.077 | Distributed from 923 Generation And Fuel | 2001 |  | 0 | 0 | 0 | 0 | 0 | 0 | 0 | 0 | 0 | 0 | 0 | 0.8 | 0 | 0 | 0 | 0 | 0 | 0 | 0 | 0 | 0 | 0 | 0 | 0 | 0 | 0 | 0 | 0 | 0 | 0
105 | 23689 | 2018 | TX | Bridgeport Gas Processing Plant | 55053 | 671 | 0 | OP | IC | NG | 0.8 | 0.578 | 4049.231 | 2036.077 | Distributed from 923 Generation And Fuel | 2002 |  | 0 | 0 | 0 | 0 | 0 | 0 | 0 | 0 | 0 | 0 | 0 | 0.8 | 0 | 0 | 0 | 0 | 0 | 0 | 0 | 0 | 0 | 0 | 0 | 0 | 0 | 0 | 0 | 0 | 0 | 0
106 | 23694 | 2018 | TX | Briscoe Wind Farm | 59734 | BFW | 0 | OP | WT | WND | 150 | 0.372 | 488209 | 194762 | Distributed from 923 Generation And Fuel | 2015 |  | 0 | 0 | 0 | 0 | 0 | 0 | 0 | 0 | 0 | 0 | 0 | 0 | 0 | 0 | 0 | 0 | 0 | 0 | 0 | 0 | 0 | 0 | 0 | 0 | 0 | 0 | 0 | 0 | 0 | 150
107 | 23695 | 2018 | TX | Bronson | 61868 | GEN1 | 0 | OP | PV | SUN | 10 | 0 | 0 | 0 | Distributed from 923 Generation And Fuel | 2018 |  | 0 | 0 | 0 | 0 | 0 | 0 | 0 | 0 | 0 | 0 | 0 | 0 | 0 | 0 | 0 | 0 | 0 | 0 | 0 | 0 | 0 | 0 | 0 | 10 | 0 | 0 | 0 | 0 | 0 | 0
108 | 23696 | 2018 | TX | Bruennings Breeze Wind Farm | 59066 | MVII | 0 | OP | WT | WND | 228 | 0.343 | 686008 | 255502 | Distributed from 923 Generation And Fuel | 2017 |  | 0 | 0 | 0 | 0 | 0 | 0 | 0 | 0 | 0 | 0 | 0 | 0 | 0 | 0 | 0 | 0 | 0 | 0 | 0 | 0 | 0 | 0 | 0 | 0 | 0 | 0 | 0 | 0 | 0 | 228
109 | 23697 | 2018 | TX | Bryan (TX) | 3561 | 7 | 0 | OP | GT | NG | 22 | 0.003 | 549 | 276 | Distributed from 923 Generation And Fuel | 1975 |  | 0 | 0 | 0 | 0 | 0 | 0 | 0 | 0 | 0 | 0 | 0 | 22 | 0 | 0 | 0 | 0 | 0 | 0 | 0 | 0 | 0 | 0 | 0 | 0 | 0 | 0 | 0 | 0 | 0 | 0
110 | 23702 | 2018 | TX | Bryan Solar, LLC | 58488 | 1 | 0 | OP | PV | SUN | 10 | 0.279 | 24437 | 11650 | Distributed from 923 Generation And Fuel | 2013 |  | 0 | 0 | 0 | 0 | 0 | 0 | 0 | 0 | 0 | 0 | 0 | 0 | 0 | 0 | 0 | 0 | 0 | 0 | 0 | 0 | 0 | 0 | 0 | 10 | 0 | 0 | 0 | 0 | 0 | 0
111 | 23703 | 2018 | TX | Buchanan Dam (TX) | 3595 | 1 | 0 | OP | HY | WAT | 18.3 | 0.083 | 13369.333 | 5681.333 | Distributed from 923 Generation And Fuel | 1938 |  | 0 | 0 | 0 | 0 | 0 | 0 | 0 | 0 | 0 | 0 | 0 | 0 | 0 | 0 | 0 | 0 | 0 | 0 | 0 | 0 | 0 | 0 | 0 | 0 | 18.3 | 0 | 0 | 0 | 0 | 0
112 | 23704 | 2018 | TX | Buchanan Dam (TX) | 3595 | 2 | 0 | OP | HY | WAT | 18.3 | 0.083 | 13369.333 | 5681.333 | Distributed from 923 Generation And Fuel | 1938 |  | 0 | 0 | 0 | 0 | 0 | 0 | 0 | 0 | 0 | 0 | 0 | 0 | 0 | 0 | 0 | 0 | 0 | 0 | 0 | 0 | 0 | 0 | 0 | 0 | 18.3 | 0 | 0 | 0 | 0 | 0
113 | 23705 | 2018 | TX | Buchanan Dam (TX) | 3595 | 3 | 0 | OP | HY | WAT | 18.3 | 0.083 | 13369.333 | 5681.333 | Distributed from 923 Generation And Fuel | 1950 |  | 0 | 0 | 0 | 0 | 0 | 0 | 0 | 0 | 0 | 0 | 0 | 0 | 0 | 0 | 0 | 0 | 0 | 0 | 0 | 0 | 0 | 0 | 0 | 0 | 18.3 | 0 | 0 | 0 | 0 | 0
114 | 23706 | 2018 | TX | Buckthorn Solar 1 | 60044 | BKTH1 | 0 | OP | PV | SUN | 202 | 0.112 | 198020 | 160077 | Distributed from 923 Generation And Fuel | 2018 |  | 0 | 0 | 0 | 0 | 0 | 0 | 0 | 0 | 0 | 0 | 0 | 0 | 0 | 0 | 0 | 0 | 0 | 0 | 0 | 0 | 0 | 0 | 0 | 202 | 0 | 0 | 0 | 0 | 0 | 0
115 | 23707 | 2018 | TX | Buckthorn Wind Project | 60983 | BWIND | 0 | OP | WT | WND | 100.5 | 0.413 | 363913 | 141551 | Distributed from 923 Generation And Fuel | 2017 |  | 0 | 0 | 0 | 0 | 0 | 0 | 0 | 0 | 0 | 0 | 0 | 0 | 0 | 0 | 0 | 0 | 0 | 0 | 0 | 0 | 0 | 0 | 0 | 0 | 0 | 0 | 0 | 0 | 0 | 100.5
116 | 23709 | 2018 | TX | Buffalo Gap 2 Wind Farm | 56484 | 1 | 0 | OP | WT | WND | 232.5 | 0.306 | 623620 | 229567 | Distributed from 923 Generation And Fuel | 2007 |  | 0 | 0 | 0 | 0 | 0 | 0 | 0 | 0 | 0 | 0 | 0 | 0 | 0 | 0 | 0 | 0 | 0 | 0 | 0 | 0 | 0 | 0 | 0 | 0 | 0 | 0 | 0 | 0 | 0 | 232.5
117 | 23710 | 2018 | TX | Buffalo Gap 3 Wind Farm | 56638 | GEN1 | 0 | OP | WT | WND | 170.2 | 0.326 | 485413 | 193647 | Distributed from 923 Generation And Fuel | 2008 |  | 0 | 0 | 0 | 0 | 0 | 0 | 0 | 0 | 0 | 0 | 0 | 0 | 0 | 0 | 0 | 0 | 0 | 0 | 0 | 0 | 0 | 0 | 0 | 0 | 0 | 0 | 0 | 0 | 0 | 170.2
118 | 23711 | 2018 | TX | Buffalo Gap Wind Farm | 56240 | 1 | 0 | OP | WT | WND | 120.6 | 0.334 | 353033 | 140836 | Distributed from 923 Generation And Fuel | 2006 |  | 0 | 0 | 0 | 0 | 0 | 0 | 0 | 0 | 0 | 0 | 0 | 0 | 0 | 0 | 0 | 0 | 0 | 0 | 0 | 0 | 0 | 0 | 0 | 0 | 0 | 0 | 0 | 0 | 0 | 120.6
119 | 23712 | 2018 | TX | Bull Creek Wind | 56956 | 001 | 0 | OP | WT | WND | 180 | 0.222 | 349442 | 139404 | Distributed from 923 Generation And Fuel | 2008 |  | 0 | 0 | 0 | 0 | 0 | 0 | 0 | 0 | 0 | 0 | 0 | 0 | 0 | 0 | 0 | 0 | 0 | 0 | 0 | 0 | 0 | 0 | 0 | 0 | 0 | 0 | 0 | 0 | 0 | 180
120 | 23719 | 2018 | TX | C R Wing Cogen Plant | 52176 | GEN1 | 0 | OP | CT | NG | 77.5 | 0.299 | 203203 | 145511 | EIA-923 Generator File | 1987 |  | 0 | 0 | 0 | 0 | 0 | 0 | 0 | 0 | 0 | 0 | 0 | 77.5 | 0 | 0 | 0 | 0 | 0 | 0 | 0 | 0 | 0 | 0 | 0 | 0 | 0 | 0 | 0 | 0 | 0 | 0
121 | 23720 | 2018 | TX | C R Wing Cogen Plant | 52176 | GEN2 | 0 | OP | CT | NG | 77.5 | 0.312 | 212062 | 145083 | EIA-923 Generator File | 1987 |  | 0 | 0 | 0 | 0 | 0 | 0 | 0 | 0 | 0 | 0 | 0 | 77.5 | 0 | 0 | 0 | 0 | 0 | 0 | 0 | 0 | 0 | 0 | 0 | 0 | 0 | 0 | 0 | 0 | 0 | 0
122 | 23721 | 2018 | TX | C R Wing Cogen Plant | 52176 | GEN3 | 2 | OP | CA | NG | 75 | 0.299 | 196305 | 140570 | EIA-923 Generator File | 1988 |  | 0 | 0 | 0 | 0 | 0 | 0 | 0 | 0 | 0 | 0 | 0 | 75 | 0 | 0 | 0 | 0 | 0 | 0 | 0 | 0 | 0 | 0 | 0 | 0 | 0 | 0 | 0 | 0 | 0 | 0
123 | 23722 | 2018 | TX | Cactus Flats Wind Energy Project | 61001 | WT1 | 0 | OP | WT | WND | 150 | 0.153 | 201594 | 67637 | Distributed from 923 Generation And Fuel | 2018 |  | 0 | 0 | 0 | 0 | 0 | 0 | 0 | 0 | 0 | 0 | 0 | 0 | 0 | 0 | 0 | 0 | 0 | 0 | 0 | 0 | 0 | 0 | 0 | 0 | 0 | 0 | 0 | 0 | 0 | 150
124 | 23723 | 2018 | TX | Callahan Divide Wind Energy Center | 56270 | 1 | 0 | OP | WT | WND | 114 | 0.423 | 422634 | 168602 | Distributed from 923 Generation And Fuel | 2005 |  | 0 | 0 | 0 | 0 | 0 | 0 | 0 | 0 | 0 | 0 | 0 | 0 | 0 | 0 | 0 | 0 | 0 | 0 | 0 | 0 | 0 | 0 | 0 | 0 | 0 | 0 | 0 | 0 | 0 | 114
125 | 23724 | 2018 | TX | Calpine Hidalgo Energy Center | 7762 | CTG1 | 0 | OP | CT | NG | 176.6 | 0.409 | 632395 | 395533 | EIA-923 Generator File | 2000 |  | 0 | 0 | 0 | 0 | 0 | 0 | 0 | 0 | 0 | 0 | 0 | 176.6 | 0 | 0 | 0 | 0 | 0 | 0 | 0 | 0 | 0 | 0 | 0 | 0 | 0 | 0 | 0 | 0 | 0 | 0
126 | 23725 | 2018 | TX | Calpine Hidalgo Energy Center | 7762 | CTG2 | 0 | OP | CT | NG | 176.6 | 0.39 | 603683 | 387753 | EIA-923 Generator File | 2000 |  | 0 | 0 | 0 | 0 | 0 | 0 | 0 | 0 | 0 | 0 | 0 | 176.6 | 0 | 0 | 0 | 0 | 0 | 0 | 0 | 0 | 0 | 0 | 0 | 0 | 0 | 0 | 0 | 0 | 0 | 0
127 | 23726 | 2018 | TX | Calpine Hidalgo Energy Center | 7762 | STG1 | 2 | OP | CA | NG | 198.1 | 0.422 | 732875 | 465765 | EIA-923 Generator File | 2000 |  | 0 | 0 | 0 | 0 | 0 | 0 | 0 | 0 | 0 | 0 | 0 | 198.1 | 0 | 0 | 0 | 0 | 0 | 0 | 0 | 0 | 0 | 0 | 0 | 0 | 0 | 0 | 0 | 0 | 0 | 0
128 | 23727 | 2018 | TX | Cameron Wind 1 LLC | 59118 | CAM1 | 0 | OP | WT | WND | 165 | 0.358 | 517993 | 206644 | Distributed from 923 Generation And Fuel | 2015 |  | 0 | 0 | 0 | 0 | 0 | 0 | 0 | 0 | 0 | 0 | 0 | 0 | 0 | 0 | 0 | 0 | 0 | 0 | 0 | 0 | 0 | 0 | 0 | 0 | 0 | 0 | 0 | 0 | 0 | 165
129 | 23728 | 2018 | TX | Canyon | 791 | 1 | 0 | OP | HY | WAT | 3 | 0.085 | 2239.5 | 951.5 | Distributed from 923 Generation And Fuel | 1989 |  | 0 | 0 | 0 | 0 | 0 | 0 | 0 | 0 | 0 | 0 | 0 | 0 | 0 | 0 | 0 | 0 | 0 | 0 | 0 | 0 | 0 | 0 | 0 | 0 | 3 | 0 | 0 | 0 | 0 | 0
130 | 23729 | 2018 | TX | Canyon | 791 | 2 | 0 | OP | HY | WAT | 3 | 0.085 | 2239.5 | 951.5 | Distributed from 923 Generation And Fuel | 1989 |  | 0 | 0 | 0 | 0 | 0 | 0 | 0 | 0 | 0 | 0 | 0 | 0 | 0 | 0 | 0 | 0 | 0 | 0 | 0 | 0 | 0 | 0 | 0 | 0 | 3 | 0 | 0 | 0 | 0 | 0
131 | 23731 | 2018 | TX | Capricorn Ridge Wind LLC | 56763 | 1 | 0 | OP | WT | WND | 149.5 | 0.376 | 492736.655 | 189632.344 | Distributed from 923 Generation And Fuel | 2007 |  | 0 | 0 | 0 | 0 | 0 | 0 | 0 | 0 | 0 | 0 | 0 | 0 | 0 | 0 | 0 | 0 | 0 | 0 | 0 | 0 | 0 | 0 | 0 | 0 | 0 | 0 | 0 | 0 | 0 | 149.5
132 | 23732 | 2018 | TX | Capricorn Ridge Wind LLC | 56763 | 2 | 0 | OP | WT | WND | 214.5 | 0.376 | 706969.983 | 272081.189 | Distributed from 923 Generation And Fuel | 2007 |  | 0 | 0 | 0 | 0 | 0 | 0 | 0 | 0 | 0 | 0 | 0 | 0 | 0 | 0 | 0 | 0 | 0 | 0 | 0 | 0 | 0 | 0 | 0 | 0 | 0 | 0 | 0 | 0 | 0 | 214.5
133 | 23733 | 2018 | TX | Capricorn Ridge Wind LLC | 56763 | 3 | 0 | OP | WT | WND | 186 | 0.376 | 613036.909 | 235930.542 | Distributed from 923 Generation And Fuel | 2008 |  | 0 | 0 | 0 | 0 | 0 | 0 | 0 | 0 | 0 | 0 | 0 | 0 | 0 | 0 | 0 | 0 | 0 | 0 | 0 | 0 | 0 | 0 | 0 | 0 | 0 | 0 | 0 | 0 | 0 | 186
134 | 23734 | 2018 | TX | Capricorn Ridge Wind LLC | 56763 | 4 | 0 | OP | WT | WND | 112.5 | 0.376 | 370788.453 | 142699.925 | Distributed from 923 Generation And Fuel | 2008 |  | 0 | 0 | 0 | 0 | 0 | 0 | 0 | 0 | 0 | 0 | 0 | 0 | 0 | 0 | 0 | 0 | 0 | 0 | 0 | 0 | 0 | 0 | 0 | 0 | 0 | 0 | 0 | 0 | 0 | 112.5
135 | 23736 | 2018 | TX | Castle Gap Solar | 60123 | CGAP | 0 | OP | PV | SUN | 180 | 0.19 | 300193 | 223159 | Distributed from 923 Generation And Fuel | 2018 |  | 0 | 0 | 0 | 0 | 0 | 0 | 0 | 0 | 0 | 0 | 0 | 0 | 0 | 0 | 0 | 0 | 0 | 0 | 0 | 0 | 0 | 0 | 0 | 180 | 0 | 0 | 0 | 0 | 0 | 0
136 | 23738 | 2018 | TX | Cedar Bayou | 3460 | 1 | 1 | OP | ST | NG | 765 | 0.11 | 736920 | 653971 | EIA-923 Generator File | 1970 |  | 0 | 0 | 0 | 0 | 0 | 0 | 0 | 0 | 0 | 0 | 0 | 765 | 0 | 0 | 0 | 0 | 0 | 0 | 0 | 0 | 0 | 0 | 0 | 0 | 0 | 0 | 0 | 0 | 0 | 0
137 | 23739 | 2018 | TX | Cedar Bayou | 3460 | 2 | 1 | OP | ST | NG | 765 | 0.105 | 700843 | 625046 | EIA-923 Generator File | 1972 |  | 0 | 0 | 0 | 0 | 0 | 0 | 0 | 0 | 0 | 0 | 0 | 765 | 0 | 0 | 0 | 0 | 0 | 0 | 0 | 0 | 0 | 0 | 0 | 0 | 0 | 0 | 0 | 0 | 0 | 0
138 | 23741 | 2018 | TX | Cedar Bayou 4 | 56806 | 4 | 2 | OP | CA | NG | 178.5 | 0.134 | 209128 | 146934 | EIA-923 Generator File | 2009 |  | 0 | 0 | 0 | 0 | 0 | 0 | 0 | 0 | 0 | 0 | 0 | 178.5 | 0 | 0 | 0 | 0 | 0 | 0 | 0 | 0 | 0 | 0 | 0 | 0 | 0 | 0 | 0 | 0 | 0 | 0
139 | 23742 | 2018 | TX | Cedar Bayou 4 | 56806 | 41 | 0 | OP | CT | NG | 178.5 | 0.123 | 192686 | 136028 | EIA-923 Generator File | 2009 |  | 0 | 0 | 0 | 0 | 0 | 0 | 0 | 0 | 0 | 0 | 0 | 178.5 | 0 | 0 | 0 | 0 | 0 | 0 | 0 | 0 | 0 | 0 | 0 | 0 | 0 | 0 | 0 | 0 | 0 | 0
140 | 23743 | 2018 | TX | Cedar Bayou 4 | 56806 | 42 | 0 | OP | CT | NG | 178.5 | 0.142 | 221526 | 152436 | EIA-923 Generator File | 2009 |  | 0 | 0 | 0 | 0 | 0 | 0 | 0 | 0 | 0 | 0 | 0 | 178.5 | 0 | 0 | 0 | 0 | 0 | 0 | 0 | 0 | 0 | 0 | 0 | 0 | 0 | 0 | 0 | 0 | 0 | 0
141 | 23744 | 2018 | TX | Cedro Hill Wind LLC | 57260 | 1 | 0 | OP | WT | WND | 150 | 0.379 | 497683 | 198542 | Distributed from 923 Generation And Fuel | 2010 |  | 0 | 0 | 0 | 0 | 0 | 0 | 0 | 0 | 0 | 0 | 0 | 0 | 0 | 0 | 0 | 0 | 0 | 0 | 0 | 0 | 0 | 0 | 0 | 0 | 0 | 0 | 0 | 0 | 0 | 150
142 | 23747 | 2018 | TX | Central Utility Plant | 10184 | EG1 | 0 | OP | IC | NG | 6 | 0.182 | 9575 | 4358 | Distributed from 923 Generation And Fuel | 1988 |  | 0 | 0 | 0 | 0 | 0 | 0 | 0 | 0 | 0 | 0 | 0 | 6 | 0 | 0 | 0 | 0 | 0 | 0 | 0 | 0 | 0 | 0 | 0 | 0 | 0 | 0 | 0 | 0 | 0 | 0
143 | 23748 | 2018 | TX | Central Utility Plant | 10184 | EG2 | 0 | OP | IC | NG | 6 | 0.182 | 9575 | 4358 | Distributed from 923 Generation And Fuel | 1988 |  | 0 | 0 | 0 | 0 | 0 | 0 | 0 | 0 | 0 | 0 | 0 | 6 | 0 | 0 | 0 | 0 | 0 | 0 | 0 | 0 | 0 | 0 | 0 | 0 | 0 | 0 | 0 | 0 | 0 | 0
144 | 23749 | 2018 | TX | Central Utility Plant | 10184 | TG1 | 0 | OP | ST | NG | 2.3 | 0.011 | 227 | 227 | EIA-923 Generator File | 1988 |  | 0 | 0 | 0 | 0 | 0 | 0 | 0 | 0 | 0 | 0 | 0 | 2.3 | 0 | 0 | 0 | 0 | 0 | 0 | 0 | 0 | 0 | 0 | 0 | 0 | 0 | 0 | 0 | 0 | 0 | 0
145 | 23750 | 2018 | TX | Central Utility Plant - Texas A&M | 58151 | GTG01 | 0 | OP | CT | NG | 34.1 | 0.451 | 134849.4 | 79047.24 | EIA-923 Generator File | 2011 |  | 0 | 0 | 0 | 0 | 0 | 0 | 0 | 0 | 0 | 0 | 0 | 34.1 | 0 | 0 | 0 | 0 | 0 | 0 | 0 | 0 | 0 | 0 | 0 | 0 | 0 | 0 | 0 | 0 | 0 | 0
146 | 23751 | 2018 | TX | Central Utility Plant - Texas A&M | 58151 | STG02 | 2 | OP | CA | NG | 11 | 0.111 | 10687.46 | 4430.96 | EIA-923 Generator File | 2011 |  | 0 | 0 | 0 | 0 | 0 | 0 | 0 | 0 | 0 | 0 | 0 | 11 | 0 | 0 | 0 | 0 | 0 | 0 | 0 | 0 | 0 | 0 | 0 | 0 | 0 | 0 | 0 | 0 | 0 | 0
147 | 23752 | 2018 | TX | Central Utility Plant - Texas A&M | 58151 | STG04 | 2 | OP | CA | NG | 5 | 0.469 | 20560.12 | 9858.11 | EIA-923 Generator File | 1956 |  | 0 | 0 | 0 | 0 | 0 | 0 | 0 | 0 | 0 | 0 | 0 | 5 | 0 | 0 | 0 | 0 | 0 | 0 | 0 | 0 | 0 | 0 | 0 | 0 | 0 | 0 | 0 | 0 | 0 | 0
148 | 23753 | 2018 | TX | CFB Power Plant | 56708 | G2101 | 1 | OP | ST | NG | 155 | 0.32 | 434722 | 207377 | EIA-923 Generator File | 2012 |  | 0 | 0 | 0 | 0 | 0 | 0 | 0 | 0 | 0 | 0 | 0 | 155 | 0 | 0 | 0 | 0 | 0 | 0 | 0 | 0 | 0 | 0 | 0 | 0 | 0 | 0 | 0 | 0 | 0 | 0
149 | 23754 | 2018 | TX | CFB Power Plant | 56708 | G2201 | 1 | OP | ST | NG | 155 | 0.338 | 458948 | 204714 | EIA-923 Generator File | 2012 |  | 0 | 0 | 0 | 0 | 0 | 0 | 0 | 0 | 0 | 0 | 0 | 155 | 0 | 0 | 0 | 0 | 0 | 0 | 0 | 0 | 0 | 0 | 0 | 0 | 0 | 0 | 0 | 0 | 0 | 0
150 | 23755 | 2018 | TX | Chamon Power LLC | 60460 | CH1 | 0 | OP | GT | NG | 60.5 | 0.043 | 22928.5 | 11529.5 | Distributed from 923 Generation And Fuel | 2017 |  | 0 | 0 | 0 | 0 | 0 | 0 | 0 | 0 | 0 | 0 | 0 | 60.5 | 0 | 0 | 0 | 0 | 0 | 0 | 0 | 0 | 0 | 0 | 0 | 0 | 0 | 0 | 0 | 0 | 0 | 0
151 | 23756 | 2018 | TX | Chamon Power LLC | 60460 | CH2 | 0 | OP | GT | NG | 60.5 | 0.043 | 22928.5 | 11529.5 | Distributed from 923 Generation And Fuel | 2017 |  | 0 | 0 | 0 | 0 | 0 | 0 | 0 | 0 | 0 | 0 | 0 | 60.5 | 0 | 0 | 0 | 0 | 0 | 0 | 0 | 0 | 0 | 0 | 0 | 0 | 0 | 0 | 0 | 0 | 0 | 0
152 | 23757 | 2018 | TX | Champion Wind Farm LLC | 56592 | CH1 | 0 | OP | WT | WND | 126.5 | 0.34 | 377206 | 150479 | Distributed from 923 Generation And Fuel | 2008 |  | 0 | 0 | 0 | 0 | 0 | 0 | 0 | 0 | 0 | 0 | 0 | 0 | 0 | 0 | 0 | 0 | 0 | 0 | 0 | 0 | 0 | 0 | 0 | 0 | 0 | 0 | 0 | 0 | 0 | 126.5
153 | 23759 | 2018 | TX | Channel Energy Center LLC | 55299 | CTG1 | 0 | OP | CT | NG | 215 | 0.602 | 1134404 | 502480 | EIA-923 Generator File | 2001 |  | 0 | 0 | 0 | 0 | 0 | 0 | 0 | 0 | 0 | 0 | 0 | 215 | 0 | 0 | 0 | 0 | 0 | 0 | 0 | 0 | 0 | 0 | 0 | 0 | 0 | 0 | 0 | 0 | 0 | 0
154 | 23760 | 2018 | TX | Channel Energy Center LLC | 55299 | CTG2 | 0 | OP | CT | NG | 215 | 0.504 | 948845 | 441067 | EIA-923 Generator File | 2002 |  | 0 | 0 | 0 | 0 | 0 | 0 | 0 | 0 | 0 | 0 | 0 | 215 | 0 | 0 | 0 | 0 | 0 | 0 | 0 | 0 | 0 | 0 | 0 | 0 | 0 | 0 | 0 | 0 | 0 | 0
155 | 23761 | 2018 | TX | Channel Energy Center LLC | 55299 | CTG3 | 0 | OP | CT | NG | 208.8 | 0.62 | 1133322 | 505779 | EIA-923 Generator File | 2014 |  | 0 | 0 | 0 | 0 | 0 | 0 | 0 | 0 | 0 | 0 | 0 | 208.8 | 0 | 0 | 0 | 0 | 0 | 0 | 0 | 0 | 0 | 0 | 0 | 0 | 0 | 0 | 0 | 0 | 0 | 0
156 | 23762 | 2018 | TX | Channel Energy Center LLC | 55299 | ST-1 | 3 | OP | CA | NG | 285 | 0.371 | 925787 | 476774 | EIA-923 Generator File | 2002 |  | 0 | 0 | 0 | 0 | 0 | 0 | 0 | 0 | 0 | 0 | 0 | 285 | 0 | 0 | 0 | 0 | 0 | 0 | 0 | 0 | 0 | 0 | 0 | 0 | 0 | 0 | 0 | 0 | 0 | 0
157 | 23763 | 2018 | TX | Channelview Cogeneration Plant | 55187 | GT1 | 0 | OP | CT | NG | 192.1 | 0.669 | 1125641 | 433760 | EIA-923 Generator File | 2002 |  | 0 | 0 | 0 | 0 | 0 | 0 | 0 | 0 | 0 | 0 | 0 | 192.1 | 0 | 0 | 0 | 0 | 0 | 0 | 0 | 0 | 0 | 0 | 0 | 0 | 0 | 0 | 0 | 0 | 0 | 0
158 | 23764 | 2018 | TX | Channelview Cogeneration Plant | 55187 | GT2 | 0 | OP | CT | NG | 192.1 | 0.687 | 1156700 | 507686 | EIA-923 Generator File | 2002 |  | 0 | 0 | 0 | 0 | 0 | 0 | 0 | 0 | 0 | 0 | 0 | 192.1 | 0 | 0 | 0 | 0 | 0 | 0 | 0 | 0 | 0 | 0 | 0 | 0 | 0 | 0 | 0 | 0 | 0 | 0
159 | 23765 | 2018 | TX | Channelview Cogeneration Plant | 55187 | GT3 | 0 | OP | CT | NG | 192.1 | 0.652 | 1097010 | 468623 | EIA-923 Generator File | 2002 |  | 0 | 0 | 0 | 0 | 0 | 0 | 0 | 0 | 0 | 0 | 0 | 192.1 | 0 | 0 | 0 | 0 | 0 | 0 | 0 | 0 | 0 | 0 | 0 | 0 | 0 | 0 | 0 | 0 | 0 | 0
160 | 23766 | 2018 | TX | Channelview Cogeneration Plant | 55187 | GT4 | 0 | OP | CT | NG | 192.1 | 0.687 | 1156460 | 514864 | EIA-923 Generator File | 2001 |  | 0 | 0 | 0 | 0 | 0 | 0 | 0 | 0 | 0 | 0 | 0 | 192.1 | 0 | 0 | 0 | 0 | 0 | 0 | 0 | 0 | 0 | 0 | 0 | 0 | 0 | 0 | 0 | 0 | 0 | 0
161 | 23767 | 2018 | TX | Channelview Cogeneration Plant | 55187 | ST1 | 4 | OP | CA | NG | 149.9 | 0.618 | 811581 | 340368 | EIA-923 Generator File | 2002 |  | 0 | 0 | 0 | 0 | 0 | 0 | 0 | 0 | 0 | 0 | 0 | 149.9 | 0 | 0 | 0 | 0 | 0 | 0 | 0 | 0 | 0 | 0 | 0 | 0 | 0 | 0 | 0 | 0 | 0 | 0
162 | 23768 | 2018 | TX | Chapman Ranch Wind I | 59193 | CHA1 | 0 | OP | WT | WND | 236 | 0.29 | 599127 | 191656 | Distributed from 923 Generation And Fuel | 2017 |  | 0 | 0 | 0 | 0 | 0 | 0 | 0 | 0 | 0 | 0 | 0 | 0 | 0 | 0 | 0 | 0 | 0 | 0 | 0 | 0 | 0 | 0 | 0 | 0 | 0 | 0 | 0 | 0 | 0 | 236
163 | 23769 | 2018 | TX | Chisum | 61810 | GEN1 | 0 | OP | PV | SUN | 10 | 0 | 0 | 0 | Distributed from 923 Generation And Fuel | 2018 |  | 0 | 0 | 0 | 0 | 0 | 0 | 0 | 0 | 0 | 0 | 0 | 0 | 0 | 0 | 0 | 0 | 0 | 0 | 0 | 0 | 0 | 0 | 0 | 10 | 0 | 0 | 0 | 0 | 0 | 0
164 | 23770 | 2018 | TX | Cirrus Wind 1 LLC | 58162 | CW | 0 | OP | WT | WND | 61.2 | 0.209 | 112000 | 44680 | Distributed from 923 Generation And Fuel | 2012 |  | 0 | 0 | 0 | 0 | 0 | 0 | 0 | 0 | 0 | 0 | 0 | 0 | 0 | 0 | 0 | 0 | 0 | 0 | 0 | 0 | 0 | 0 | 0 | 0 | 0 | 0 | 0 | 0 | 0 | 61.2
165 | 23774 | 2018 | TX | Coastal Plains | 55554 | UNT1 | 0 | OP | IC | LFG | 1.7 | 0.245 | 3647 | 1463.25 | Distributed from 923 Generation And Fuel | 2003 | 2019 | 0 | 0 | 0 | 0 | 0 | 0 | 0 | 1.7 | 0 | 0 | 0 | 0 | 0 | 0 | 0 | 0 | 0 | 0 | 0 | 0 | 0 | 0 | 0 | 0 | 0 | 0 | 0 | 0 | 0 | 0
166 | 23775 | 2018 | TX | Coastal Plains | 55554 | UNT3 | 0 | OP | IC | LFG | 1.7 | 0.245 | 3647 | 1463.25 | Distributed from 923 Generation And Fuel | 2003 | 2019 | 0 | 0 | 0 | 0 | 0 | 0 | 0 | 1.7 | 0 | 0 | 0 | 0 | 0 | 0 | 0 | 0 | 0 | 0 | 0 | 0 | 0 | 0 | 0 | 0 | 0 | 0 | 0 | 0 | 0 | 0
167 | 23776 | 2018 | TX | Coastal Plains | 55554 | UNT4 | 0 | OP | IC | LFG | 1.7 | 0.245 | 3647 | 1463.25 | Distributed from 923 Generation And Fuel | 2003 | 2019 | 0 | 0 | 0 | 0 | 0 | 0 | 0 | 1.7 | 0 | 0 | 0 | 0 | 0 | 0 | 0 | 0 | 0 | 0 | 0 | 0 | 0 | 0 | 0 | 0 | 0 | 0 | 0 | 0 | 0 | 0
168 | 23778 | 2018 | TX | Colbec's Corner, LLC | 59068 | GVII | 0 | OP | WT | WND | 200 | 0.505 | 884986 | 356154 | Distributed from 923 Generation And Fuel | 2016 |  | 0 | 0 | 0 | 0 | 0 | 0 | 0 | 0 | 0 | 0 | 0 | 0 | 0 | 0 | 0 | 0 | 0 | 0 | 0 | 0 | 0 | 0 | 0 | 0 | 0 | 0 | 0 | 0 | 0 | 200
169 | 23779 | 2018 | TX | Coleto Creek | 6178 | 1 | 1 | OP | ST | SUB | 622.4 | 0.706 | 3850242 | 1803237 | EIA-923 Generator File | 1980 |  | 0 | 0 | 0 | 0 | 0 | 0 | 0 | 0 | 0 | 0 | 0 | 0 | 0 | 0 | 0 | 0 | 0 | 0 | 0 | 0 | 0 | 0 | 622.4 | 0 | 0 | 0 | 0 | 0 | 0 | 0
170 | 23780 | 2018 | TX | Colorado Bend Energy Center | 56350 | CT1A | 0 | OP | CT | NG | 90 | 0.355 | 279643 | 187664 | EIA-923 Generator File | 2002 |  | 0 | 0 | 0 | 0 | 0 | 0 | 0 | 0 | 0 | 0 | 0 | 90 | 0 | 0 | 0 | 0 | 0 | 0 | 0 | 0 | 0 | 0 | 0 | 0 | 0 | 0 | 0 | 0 | 0 | 0
171 | 23781 | 2018 | TX | Colorado Bend Energy Center | 56350 | CT1B | 0 | OP | CT | NG | 90 | 0.321 | 253181 | 169776 | EIA-923 Generator File | 2002 |  | 0 | 0 | 0 | 0 | 0 | 0 | 0 | 0 | 0 | 0 | 0 | 90 | 0 | 0 | 0 | 0 | 0 | 0 | 0 | 0 | 0 | 0 | 0 | 0 | 0 | 0 | 0 | 0 | 0 | 0
172 | 23782 | 2018 | TX | Colorado Bend Energy Center | 56350 | CT2A | 0 | OP | CT | NG | 90 | 0.344 | 270959 | 172028 | EIA-923 Generator File | 2002 |  | 0 | 0 | 0 | 0 | 0 | 0 | 0 | 0 | 0 | 0 | 0 | 90 | 0 | 0 | 0 | 0 | 0 | 0 | 0 | 0 | 0 | 0 | 0 | 0 | 0 | 0 | 0 | 0 | 0 | 0
173 | 23783 | 2018 | TX | Colorado Bend Energy Center | 56350 | CT2B | 0 | OP | CT | NG | 90 | 0.304 | 239332 | 154510 | EIA-923 Generator File | 2002 |  | 0 | 0 | 0 | 0 | 0 | 0 | 0 | 0 | 0 | 0 | 0 | 90 | 0 | 0 | 0 | 0 | 0 | 0 | 0 | 0 | 0 | 0 | 0 | 0 | 0 | 0 | 0 | 0 | 0 | 0
174 | 23784 | 2018 | TX | Colorado Bend Energy Center | 56350 | ST1 | 2 | OP | CA | NG | 105.1 | 0.382 | 351493 | 236061 | EIA-923 Generator File | 2007 |  | 0 | 0 | 0 | 0 | 0 | 0 | 0 | 0 | 0 | 0 | 0 | 105.1 | 0 | 0 | 0 | 0 | 0 | 0 | 0 | 0 | 0 | 0 | 0 | 0 | 0 | 0 | 0 | 0 | 0 | 0
175 | 23785 | 2018 | TX | Colorado Bend Energy Center | 56350 | ST2 | 2 | OP | CA | NG | 115 | 0.362 | 364858 | 236868 | EIA-923 Generator File | 2008 |  | 0 | 0 | 0 | 0 | 0 | 0 | 0 | 0 | 0 | 0 | 0 | 115 | 0 | 0 | 0 | 0 | 0 | 0 | 0 | 0 | 0 | 0 | 0 | 0 | 0 | 0 | 0 | 0 | 0 | 0
176 | 23786 | 2018 | TX | Colorado Bend II | 60122 | CT7 | 0 | OP | CT | NG | 360.9 | 0.483 | 1528115 | 654863 | EIA-923 Generator File | 2017 |  | 0 | 0 | 0 | 0 | 0 | 0 | 0 | 0 | 0 | 0 | 0 | 360.9 | 0 | 0 | 0 | 0 | 0 | 0 | 0 | 0 | 0 | 0 | 0 | 0 | 0 | 0 | 0 | 0 | 0 | 0
177 | 23787 | 2018 | TX | Colorado Bend II | 60122 | CT8 | 0 | OP | CT | NG | 360.9 | 0.44 | 1389914 | 578925 | EIA-923 Generator File | 2017 |  | 0 | 0 | 0 | 0 | 0 | 0 | 0 | 0 | 0 | 0 | 0 | 360.9 | 0 | 0 | 0 | 0 | 0 | 0 | 0 | 0 | 0 | 0 | 0 | 0 | 0 | 0 | 0 | 0 | 0 | 0
178 | 23788 | 2018 | TX | Colorado Bend II | 60122 | STG9 | 2 | OP | CA | NG | 508.5 | 0.358 | 1592934 | 707681 | EIA-923 Generator File | 2017 |  | 0 | 0 | 0 | 0 | 0 | 0 | 0 | 0 | 0 | 0 | 0 | 508.5 | 0 | 0 | 0 | 0 | 0 | 0 | 0 | 0 | 0 | 0 | 0 | 0 | 0 | 0 | 0 | 0 | 0 | 0
179 | 23789 | 2018 | TX | Comanche Peak | 6145 | 1 | 1 | OP | ST | NUC | 1215 | 0.963 | 10249053.5 | 4391021 | Distributed from 923 Generation And Fuel | 1990 |  | 0 | 0 | 0 | 0 | 0 | 0 | 0 | 0 | 0 | 0 | 0 | 0 | 1215 | 0 | 0 | 0 | 0 | 0 | 0 | 0 | 0 | 0 | 0 | 0 | 0 | 0 | 0 | 0 | 0 | 0
180 | 23790 | 2018 | TX | Comanche Peak | 6145 | 2 | 1 | OP | ST | NUC | 1215 | 0.963 | 10249053.5 | 4391021 | Distributed from 923 Generation And Fuel | 1993 |  | 0 | 0 | 0 | 0 | 0 | 0 | 0 | 0 | 0 | 0 | 0 | 0 | 1215 | 0 | 0 | 0 | 0 | 0 | 0 | 0 | 0 | 0 | 0 | 0 | 0 | 0 | 0 | 0 | 0 | 0
181 | 23798 | 2018 | TX | Copper | 9 | 1 | 0 | OP | GT | NG | 86.9 | 0.062 | 47287 | 23778 | Distributed from 923 Generation And Fuel | 1980 |  | 0 | 0 | 0 | 0 | 0 | 0 | 0 | 0 | 0 | 0 | 0 | 86.9 | 0 | 0 | 0 | 0 | 0 | 0 | 0 | 0 | 0 | 0 | 0 | 0 | 0 | 0 | 0 | 0 | 0 | 0
182 | 23799 | 2018 | TX | Corpus Christi | 50475 | GEN1 | 0 | OP | GT | NG | 41 | 0.188 | 67403 | 33893 | Distributed from 923 Generation And Fuel | 1989 |  | 0 | 0 | 0 | 0 | 0 | 0 | 0 | 0 | 0 | 0 | 0 | 41 | 0 | 0 | 0 | 0 | 0 | 0 | 0 | 0 | 0 | 0 | 0 | 0 | 0 | 0 | 0 | 0 | 0 | 0
183 | 23800 | 2018 | TX | Corpus Christi Energy Center | 55206 | CT1 | 0 | OP | CT | NG | 198.9 | 0.427 | 743691 | 315128 | EIA-923 Generator File | 2002 |  | 0 | 0 | 0 | 0 | 0 | 0 | 0 | 0 | 0 | 0 | 0 | 198.9 | 0 | 0 | 0 | 0 | 0 | 0 | 0 | 0 | 0 | 0 | 0 | 0 | 0 | 0 | 0 | 0 | 0 | 0
184 | 23801 | 2018 | TX | Corpus Christi Energy Center | 55206 | CT2 | 0 | OP | CT | NG | 198.9 | 0.544 | 948201 | 395088 | EIA-923 Generator File | 2002 |  | 0 | 0 | 0 | 0 | 0 | 0 | 0 | 0 | 0 | 0 | 0 | 198.9 | 0 | 0 | 0 | 0 | 0 | 0 | 0 | 0 | 0 | 0 | 0 | 0 | 0 | 0 | 0 | 0 | 0 | 0
185 | 23802 | 2018 | TX | Corpus Christi Energy Center | 55206 | ST1 | 2 | OP | CA | NG | 195.5 | 0.207 | 353823 | 144168 | EIA-923 Generator File | 2002 |  | 0 | 0 | 0 | 0 | 0 | 0 | 0 | 0 | 0 | 0 | 0 | 195.5 | 0 | 0 | 0 | 0 | 0 | 0 | 0 | 0 | 0 | 0 | 0 | 0 | 0 | 0 | 0 | 0 | 0 | 0
186 | 23803 | 2018 | TX | Corpus Refinery | 50026 | FR6 | 0 | OP | GT | NG | 47 | 0.715 | 294282 | 147977 | Distributed from 923 Generation And Fuel | 1988 |  | 0 | 0 | 0 | 0 | 0 | 0 | 0 | 0 | 0 | 0 | 0 | 47 | 0 | 0 | 0 | 0 | 0 | 0 | 0 | 0 | 0 | 0 | 0 | 0 | 0 | 0 | 0 | 0 | 0 | 0
187 | 23804 | 2018 | TX | CoServ Community Solar Station | 60427 | CSS1 | 0 | OP | PV | SUN | 2 | 0.196 | 3441 | 1640 | Distributed from 923 Generation And Fuel | 2015 |  | 0 | 0 | 0 | 0 | 0 | 0 | 0 | 0 | 0 | 0 | 0 | 0 | 0 | 0 | 0 | 0 | 0 | 0 | 0 | 0 | 0 | 0 | 0 | 2 | 0 | 0 | 0 | 0 | 0 | 0
188 | 23805 | 2018 | TX | Cotton Plains Wind Farm | 60210 | CPWF | 0 | OP | WT | WND | 50.4 | 0.448 | 197743 | 71745 | Distributed from 923 Generation And Fuel | 2017 |  | 0 | 0 | 0 | 0 | 0 | 0 | 0 | 0 | 0 | 0 | 0 | 0 | 0 | 0 | 0 | 0 | 0 | 0 | 0 | 0 | 0 | 0 | 0 | 0 | 0 | 0 | 0 | 0 | 0 | 50.4
189 | 23806 | 2018 | TX | Cottonwood Energy Project | 55358 | CT1 | 0 | OP | CT | NG | 198.9 | 0.65 | 1133324 | 523753 | EIA-923 Generator File | 2003 |  | 0 | 0 | 0 | 0 | 0 | 0 | 0 | 0 | 0 | 0 | 0 | 198.9 | 0 | 0 | 0 | 0 | 0 | 0 | 0 | 0 | 0 | 0 | 0 | 0 | 0 | 0 | 0 | 0 | 0 | 0
190 | 23807 | 2018 | TX | Cottonwood Energy Project | 55358 | CT2 | 0 | OP | CT | NG | 198.9 | 0.66 | 1149718 | 513474 | EIA-923 Generator File | 2003 |  | 0 | 0 | 0 | 0 | 0 | 0 | 0 | 0 | 0 | 0 | 0 | 198.9 | 0 | 0 | 0 | 0 | 0 | 0 | 0 | 0 | 0 | 0 | 0 | 0 | 0 | 0 | 0 | 0 | 0 | 0
191 | 23808 | 2018 | TX | Cottonwood Energy Project | 55358 | CT3 | 0 | OP | CT | NG | 198.9 | 0.597 | 1039661 | 484906 | EIA-923 Generator File | 2003 |  | 0 | 0 | 0 | 0 | 0 | 0 | 0 | 0 | 0 | 0 | 0 | 198.9 | 0 | 0 | 0 | 0 | 0 | 0 | 0 | 0 | 0 | 0 | 0 | 0 | 0 | 0 | 0 | 0 | 0 | 0
192 | 23809 | 2018 | TX | Cottonwood Energy Project | 55358 | CT4 | 0 | OP | CT | NG | 198.9 | 0.605 | 1054051 | 513723 | EIA-923 Generator File | 2003 |  | 0 | 0 | 0 | 0 | 0 | 0 | 0 | 0 | 0 | 0 | 0 | 198.9 | 0 | 0 | 0 | 0 | 0 | 0 | 0 | 0 | 0 | 0 | 0 | 0 | 0 | 0 | 0 | 0 | 0 | 0
193 | 23810 | 2018 | TX | Cottonwood Energy Project | 55358 | ST1 | 1 | OP | CA | NG | 159.5 | 0.525 | 733957 | 347462 | EIA-923 Generator File | 2003 |  | 0 | 0 | 0 | 0 | 0 | 0 | 0 | 0 | 0 | 0 | 0 | 159.5 | 0 | 0 | 0 | 0 | 0 | 0 | 0 | 0 | 0 | 0 | 0 | 0 | 0 | 0 | 0 | 0 | 0 | 0
194 | 23811 | 2018 | TX | Cottonwood Energy Project | 55358 | ST2 | 1 | OP | CA | NG | 159.5 | 0.523 | 731065 | 339165 | EIA-923 Generator File | 2003 |  | 0 | 0 | 0 | 0 | 0 | 0 | 0 | 0 | 0 | 0 | 0 | 159.5 | 0 | 0 | 0 | 0 | 0 | 0 | 0 | 0 | 0 | 0 | 0 | 0 | 0 | 0 | 0 | 0 | 0 | 0
195 | 23812 | 2018 | TX | Cottonwood Energy Project | 55358 | ST3 | 1 | OP | CA | NG | 159.5 | 0.466 | 650846 | 316373 | EIA-923 Generator File | 2003 |  | 0 | 0 | 0 | 0 | 0 | 0 | 0 | 0 | 0 | 0 | 0 | 159.5 | 0 | 0 | 0 | 0 | 0 | 0 | 0 | 0 | 0 | 0 | 0 | 0 | 0 | 0 | 0 | 0 | 0 | 0
196 | 23813 | 2018 | TX | Cottonwood Energy Project | 55358 | ST4 | 1 | OP | CA | NG | 159.5 | 0.485 | 678101 | 341442 | EIA-923 Generator File | 2003 |  | 0 | 0 | 0 | 0 | 0 | 0 | 0 | 0 | 0 | 0 | 0 | 159.5 | 0 | 0 | 0 | 0 | 0 | 0 | 0 | 0 | 0 | 0 | 0 | 0 | 0 | 0 | 0 | 0 | 0 | 0
197 | 23814 | 2018 | TX | Covel Gardens Gas Recovery | 56864 | 1 | 0 | OP | IC | LFG | 1.6 | 0.364 | 5105.167 | 2048.167 | Distributed from 923 Generation And Fuel | 2005 |  | 0 | 0 | 0 | 0 | 0 | 0 | 0 | 1.6 | 0 | 0 | 0 | 0 | 0 | 0 | 0 | 0 | 0 | 0 | 0 | 0 | 0 | 0 | 0 | 0 | 0 | 0 | 0 | 0 | 0 | 0
198 | 23815 | 2018 | TX | Covel Gardens Gas Recovery | 56864 | 2 | 0 | OP | IC | LFG | 1.6 | 0.364 | 5105.167 | 2048.167 | Distributed from 923 Generation And Fuel | 2005 |  | 0 | 0 | 0 | 0 | 0 | 0 | 0 | 1.6 | 0 | 0 | 0 | 0 | 0 | 0 | 0 | 0 | 0 | 0 | 0 | 0 | 0 | 0 | 0 | 0 | 0 | 0 | 0 | 0 | 0 | 0
199 | 23816 | 2018 | TX | Covel Gardens Gas Recovery | 56864 | 3 | 0 | OP | IC | LFG | 1.6 | 0.364 | 5105.167 | 2048.167 | Distributed from 923 Generation And Fuel | 2005 |  | 0 | 0 | 0 | 0 | 0 | 0 | 0 | 1.6 | 0 | 0 | 0 | 0 | 0 | 0 | 0 | 0 | 0 | 0 | 0 | 0 | 0 | 0 | 0 | 0 | 0 | 0 | 0 | 0 | 0 | 0
200 | 23817 | 2018 | TX | Covel Gardens Gas Recovery | 56864 | 4 | 0 | OP | IC | LFG | 1.6 | 0.364 | 5105.167 | 2048.167 | Distributed from 923 Generation And Fuel | 2005 |  | 0 | 0 | 0 | 0 | 0 | 0 | 0 | 1.6 | 0 | 0 | 0 | 0 | 0 | 0 | 0 | 0 | 0 | 0 | 0 | 0 | 0 | 0 | 0 | 0 | 0 | 0 | 0 | 0 | 0 | 0
201 | 23818 | 2018 | TX | Covel Gardens Gas Recovery | 56864 | 5 | 0 | OP | IC | LFG | 1.6 | 0.364 | 5105.167 | 2048.167 | Distributed from 923 Generation And Fuel | 2005 |  | 0 | 0 | 0 | 0 | 0 | 0 | 0 | 1.6 | 0 | 0 | 0 | 0 | 0 | 0 | 0 | 0 | 0 | 0 | 0 | 0 | 0 | 0 | 0 | 0 | 0 | 0 | 0 | 0 | 0 | 0
202 | 23819 | 2018 | TX | Covel Gardens Gas Recovery | 56864 | 6 | 0 | OP | IC | LFG | 1.6 | 0.364 | 5105.167 | 2048.167 | Distributed from 923 Generation And Fuel | 2005 |  | 0 | 0 | 0 | 0 | 0 | 0 | 0 | 1.6 | 0 | 0 | 0 | 0 | 0 | 0 | 0 | 0 | 0 | 0 | 0 | 0 | 0 | 0 | 0 | 0 | 0 | 0 | 0 | 0 | 0 | 0
203 | 23820 | 2018 | TX | CPS 1 Community Solar | 60472 | CPS1 | 0 | OP | PV | SUN | 1 | 0.207 | 1817 | 866 | Distributed from 923 Generation And Fuel | 2016 |  | 0 | 0 | 0 | 0 | 0 | 0 | 0 | 0 | 0 | 0 | 0 | 0 | 0 | 0 | 0 | 0 | 0 | 0 | 0 | 0 | 0 | 0 | 0 | 1 | 0 | 0 | 0 | 0 | 0 | 0
204 | 23823 | 2018 | TX | Dansby | 6243 | 1 | 1 | OP | ST | NG | 105 | 0.118 | 108515 | 49963 | EIA-923 Generator File | 1978 |  | 0 | 0 | 0 | 0 | 0 | 0 | 0 | 0 | 0 | 0 | 0 | 105 | 0 | 0 | 0 | 0 | 0 | 0 | 0 | 0 | 0 | 0 | 0 | 0 | 0 | 0 | 0 | 0 | 0 | 0
205 | 23824 | 2018 | TX | Dansby | 6243 | 2 | 0 | OP | GT | NG | 49.1 | 0.036 | 15636 | 7862.5 | Distributed from 923 Generation And Fuel | 2004 |  | 0 | 0 | 0 | 0 | 0 | 0 | 0 | 0 | 0 | 0 | 0 | 49.1 | 0 | 0 | 0 | 0 | 0 | 0 | 0 | 0 | 0 | 0 | 0 | 0 | 0 | 0 | 0 | 0 | 0 | 0
206 | 23825 | 2018 | TX | Dansby | 6243 | 3 | 0 | OP | GT | NG | 49.1 | 0.036 | 15636 | 7862.5 | Distributed from 923 Generation And Fuel | 2010 |  | 0 | 0 | 0 | 0 | 0 | 0 | 0 | 0 | 0 | 0 | 0 | 49.1 | 0 | 0 | 0 | 0 | 0 | 0 | 0 | 0 | 0 | 0 | 0 | 0 | 0 | 0 | 0 | 0 | 0 | 0
207 | 23826 | 2018 | TX | Decker Creek | 3548 | 1 | 1 | OP | ST | NG | 321 | 0.168 | 472816 | 355746 | EIA-923 Generator File | 1971 |  | 0 | 0 | 0 | 0 | 0 | 0 | 0 | 0 | 0 | 0 | 0 | 321 | 0 | 0 | 0 | 0 | 0 | 0 | 0 | 0 | 0 | 0 | 0 | 0 | 0 | 0 | 0 | 0 | 0 | 0
208 | 23827 | 2018 | TX | Decker Creek | 3548 | 2 | 1 | OP | ST | NG | 405 | 0.101 | 358060 | 330119 | EIA-923 Generator File | 1978 |  | 0 | 0 | 0 | 0 | 0 | 0 | 0 | 0 | 0 | 0 | 0 | 405 | 0 | 0 | 0 | 0 | 0 | 0 | 0 | 0 | 0 | 0 | 0 | 0 | 0 | 0 | 0 | 0 | 0 | 0
209 | 23828 | 2018 | TX | Decker Creek | 3548 | GT1 | 0 | OP | GT | NG | 51.5 | 0.04 | 17849.25 | 8975.25 | Distributed from 923 Generation And Fuel | 1988 |  | 0 | 0 | 0 | 0 | 0 | 0 | 0 | 0 | 0 | 0 | 0 | 51.5 | 0 | 0 | 0 | 0 | 0 | 0 | 0 | 0 | 0 | 0 | 0 | 0 | 0 | 0 | 0 | 0 | 0 | 0
210 | 23829 | 2018 | TX | Decker Creek | 3548 | GT2 | 0 | OP | GT | NG | 51.5 | 0.04 | 17849.25 | 8975.25 | Distributed from 923 Generation And Fuel | 1988 |  | 0 | 0 | 0 | 0 | 0 | 0 | 0 | 0 | 0 | 0 | 0 | 51.5 | 0 | 0 | 0 | 0 | 0 | 0 | 0 | 0 | 0 | 0 | 0 | 0 | 0 | 0 | 0 | 0 | 0 | 0
211 | 23830 | 2018 | TX | Decker Creek | 3548 | GT3 | 0 | OP | GT | NG | 51.5 | 0.04 | 17849.25 | 8975.25 | Distributed from 923 Generation And Fuel | 1988 |  | 0 | 0 | 0 | 0 | 0 | 0 | 0 | 0 | 0 | 0 | 0 | 51.5 | 0 | 0 | 0 | 0 | 0 | 0 | 0 | 0 | 0 | 0 | 0 | 0 | 0 | 0 | 0 | 0 | 0 | 0
212 | 23831 | 2018 | TX | Decker Creek | 3548 | GT4 | 0 | OP | GT | NG | 51.5 | 0.04 | 17849.25 | 8975.25 | Distributed from 923 Generation And Fuel | 1988 |  | 0 | 0 | 0 | 0 | 0 | 0 | 0 | 0 | 0 | 0 | 0 | 51.5 | 0 | 0 | 0 | 0 | 0 | 0 | 0 | 0 | 0 | 0 | 0 | 0 | 0 | 0 | 0 | 0 | 0 | 0
213 | 23833 | 2018 | TX | DeCordova Steam Electric Station | 8063 | CT1 | 0 | OP | GT | NG | 89.4 | 0.002 | 1418.143 | 707.022 | Distributed from 923 Generation And Fuel | 1990 |  | 0 | 0 | 0 | 0 | 0 | 0 | 0 | 0 | 0 | 0 | 0 | 89.4 | 0 | 0 | 0 | 0 | 0 | 0 | 0 | 0 | 0 | 0 | 0 | 0 | 0 | 0 | 0 | 0 | 0 | 0
214 | 23834 | 2018 | TX | DeCordova Steam Electric Station | 8063 | CT2 | 0 | OP | GT | NG | 89.4 | 0.002 | 1418.143 | 707.022 | Distributed from 923 Generation And Fuel | 1990 |  | 0 | 0 | 0 | 0 | 0 | 0 | 0 | 0 | 0 | 0 | 0 | 89.4 | 0 | 0 | 0 | 0 | 0 | 0 | 0 | 0 | 0 | 0 | 0 | 0 | 0 | 0 | 0 | 0 | 0 | 0
215 | 23835 | 2018 | TX | DeCordova Steam Electric Station | 8063 | CT3 | 0 | OP | GT | NG | 89.4 | 0.002 | 1418.143 | 707.022 | Distributed from 923 Generation And Fuel | 1990 |  | 0 | 0 | 0 | 0 | 0 | 0 | 0 | 0 | 0 | 0 | 0 | 89.4 | 0 | 0 | 0 | 0 | 0 | 0 | 0 | 0 | 0 | 0 | 0 | 0 | 0 | 0 | 0 | 0 | 0 | 0
216 | 23836 | 2018 | TX | DeCordova Steam Electric Station | 8063 | CT4 | 0 | OP | GT | NG | 89.4 | 0.002 | 1418.143 | 707.022 | Distributed from 923 Generation And Fuel | 1990 |  | 0 | 0 | 0 | 0 | 0 | 0 | 0 | 0 | 0 | 0 | 0 | 89.4 | 0 | 0 | 0 | 0 | 0 | 0 | 0 | 0 | 0 | 0 | 0 | 0 | 0 | 0 | 0 | 0 | 0 | 0
217 | 23840 | 2018 | TX | Deer Park Energy Center | 55464 | CTG1 | 0 | OP | CT | NG | 180 | 0.637 | 1005093 | 429614 | EIA-923 Generator File | 2003 |  | 0 | 0 | 0 | 0 | 0 | 0 | 0 | 0 | 0 | 0 | 0 | 180 | 0 | 0 | 0 | 0 | 0 | 0 | 0 | 0 | 0 | 0 | 0 | 0 | 0 | 0 | 0 | 0 | 0 | 0
218 | 23841 | 2018 | TX | Deer Park Energy Center | 55464 | CTG2 | 0 | OP | CT | NG | 180 | 0.765 | 1206010 | 541779 | EIA-923 Generator File | 2003 |  | 0 | 0 | 0 | 0 | 0 | 0 | 0 | 0 | 0 | 0 | 0 | 180 | 0 | 0 | 0 | 0 | 0 | 0 | 0 | 0 | 0 | 0 | 0 | 0 | 0 | 0 | 0 | 0 | 0 | 0
219 | 23842 | 2018 | TX | Deer Park Energy Center | 55464 | CTG3 | 0 | OP | CT | NG | 180 | 0.754 | 1189142 | 516255 | EIA-923 Generator File | 2004 |  | 0 | 0 | 0 | 0 | 0 | 0 | 0 | 0 | 0 | 0 | 0 | 180 | 0 | 0 | 0 | 0 | 0 | 0 | 0 | 0 | 0 | 0 | 0 | 0 | 0 | 0 | 0 | 0 | 0 | 0
220 | 23843 | 2018 | TX | Deer Park Energy Center | 55464 | CTG4 | 0 | OP | CT | NG | 180 | 0.787 | 1241430 | 548394 | EIA-923 Generator File | 2004 |  | 0 | 0 | 0 | 0 | 0 | 0 | 0 | 0 | 0 | 0 | 0 | 180 | 0 | 0 | 0 | 0 | 0 | 0 | 0 | 0 | 0 | 0 | 0 | 0 | 0 | 0 | 0 | 0 | 0 | 0
221 | 23844 | 2018 | TX | Deer Park Energy Center | 55464 | CTG6 | 0 | OP | CT | NG | 180 | 0.807 | 1272235 | 559445 | EIA-923 Generator File | 2014 |  | 0 | 0 | 0 | 0 | 0 | 0 | 0 | 0 | 0 | 0 | 0 | 180 | 0 | 0 | 0 | 0 | 0 | 0 | 0 | 0 | 0 | 0 | 0 | 0 | 0 | 0 | 0 | 0 | 0 | 0
222 | 23845 | 2018 | TX | Deer Park Energy Center | 55464 | STG1 | 5 | OP | CA | NG | 276 | 0.405 | 978060 | 567712 | EIA-923 Generator File | 2004 |  | 0 | 0 | 0 | 0 | 0 | 0 | 0 | 0 | 0 | 0 | 0 | 276 | 0 | 0 | 0 | 0 | 0 | 0 | 0 | 0 | 0 | 0 | 0 | 0 | 0 | 0 | 0 | 0 | 0 | 0
223 | 23850 | 2018 | TX | Denison | 6416 | 1 | 0 | OP | HY | WAT | 50.8 | 0.229 | 102031.5 | 43357.5 | Distributed from 923 Generation And Fuel | 1945 |  | 0 | 0 | 0 | 0 | 0 | 0 | 0 | 0 | 0 | 0 | 0 | 0 | 0 | 0 | 0 | 0 | 0 | 0 | 0 | 0 | 0 | 0 | 0 | 0 | 50.8 | 0 | 0 | 0 | 0 | 0
224 | 23851 | 2018 | TX | Denison | 6416 | 2 | 0 | OP | HY | WAT | 50.8 | 0.229 | 102031.5 | 43357.5 | Distributed from 923 Generation And Fuel | 1949 |  | 0 | 0 | 0 | 0 | 0 | 0 | 0 | 0 | 0 | 0 | 0 | 0 | 0 | 0 | 0 | 0 | 0 | 0 | 0 | 0 | 0 | 0 | 0 | 0 | 50.8 | 0 | 0 | 0 | 0 | 0
225 | 23852 | 2018 | TX | Denton Energy Center | 61643 | DEC1 | 0 | OP | IC | NG | 18.8 | 0.075 | 12274.917 | 8347.167 | Distributed from 923 Generation And Fuel | 2018 |  | 0 | 0 | 0 | 0 | 0 | 0 | 0 | 0 | 0 | 0 | 0 | 18.8 | 0 | 0 | 0 | 0 | 0 | 0 | 0 | 0 | 0 | 0 | 0 | 0 | 0 | 0 | 0 | 0 | 0 | 0
226 | 23853 | 2018 | TX | Denton Energy Center | 61643 | DEC10 | 0 | OP | IC | NG | 18.8 | 0.075 | 12274.917 | 8347.167 | Distributed from 923 Generation And Fuel | 2018 |  | 0 | 0 | 0 | 0 | 0 | 0 | 0 | 0 | 0 | 0 | 0 | 18.8 | 0 | 0 | 0 | 0 | 0 | 0 | 0 | 0 | 0 | 0 | 0 | 0 | 0 | 0 | 0 | 0 | 0 | 0
227 | 23854 | 2018 | TX | Denton Energy Center | 61643 | DEC11 | 0 | OP | IC | NG | 18.8 | 0.075 | 12274.917 | 8347.167 | Distributed from 923 Generation And Fuel | 2018 |  | 0 | 0 | 0 | 0 | 0 | 0 | 0 | 0 | 0 | 0 | 0 | 18.8 | 0 | 0 | 0 | 0 | 0 | 0 | 0 | 0 | 0 | 0 | 0 | 0 | 0 | 0 | 0 | 0 | 0 | 0
228 | 23855 | 2018 | TX | Denton Energy Center | 61643 | DEC12 | 0 | OP | IC | NG | 18.8 | 0.075 | 12274.917 | 8347.167 | Distributed from 923 Generation And Fuel | 2018 |  | 0 | 0 | 0 | 0 | 0 | 0 | 0 | 0 | 0 | 0 | 0 | 18.8 | 0 | 0 | 0 | 0 | 0 | 0 | 0 | 0 | 0 | 0 | 0 | 0 | 0 | 0 | 0 | 0 | 0 | 0
229 | 23856 | 2018 | TX | Denton Energy Center | 61643 | DEC2 | 0 | OP | IC | NG | 18.8 | 0.075 | 12274.917 | 8347.167 | Distributed from 923 Generation And Fuel | 2018 |  | 0 | 0 | 0 | 0 | 0 | 0 | 0 | 0 | 0 | 0 | 0 | 18.8 | 0 | 0 | 0 | 0 | 0 | 0 | 0 | 0 | 0 | 0 | 0 | 0 | 0 | 0 | 0 | 0 | 0 | 0
230 | 23857 | 2018 | TX | Denton Energy Center | 61643 | DEC3 | 0 | OP | IC | NG | 18.8 | 0.075 | 12274.917 | 8347.167 | Distributed from 923 Generation And Fuel | 2018 |  | 0 | 0 | 0 | 0 | 0 | 0 | 0 | 0 | 0 | 0 | 0 | 18.8 | 0 | 0 | 0 | 0 | 0 | 0 | 0 | 0 | 0 | 0 | 0 | 0 | 0 | 0 | 0 | 0 | 0 | 0
231 | 23858 | 2018 | TX | Denton Energy Center | 61643 | DEC4 | 0 | OP | IC | NG | 18.8 | 0.075 | 12274.917 | 8347.167 | Distributed from 923 Generation And Fuel | 2018 |  | 0 | 0 | 0 | 0 | 0 | 0 | 0 | 0 | 0 | 0 | 0 | 18.8 | 0 | 0 | 0 | 0 | 0 | 0 | 0 | 0 | 0 | 0 | 0 | 0 | 0 | 0 | 0 | 0 | 0 | 0
232 | 23859 | 2018 | TX | Denton Energy Center | 61643 | DEC5 | 0 | OP | IC | NG | 18.8 | 0.075 | 12274.917 | 8347.167 | Distributed from 923 Generation And Fuel | 2018 |  | 0 | 0 | 0 | 0 | 0 | 0 | 0 | 0 | 0 | 0 | 0 | 18.8 | 0 | 0 | 0 | 0 | 0 | 0 | 0 | 0 | 0 | 0 | 0 | 0 | 0 | 0 | 0 | 0 | 0 | 0
233 | 23860 | 2018 | TX | Denton Energy Center | 61643 | DEC6 | 0 | OP | IC | NG | 18.8 | 0.075 | 12274.917 | 8347.167 | Distributed from 923 Generation And Fuel | 2018 |  | 0 | 0 | 0 | 0 | 0 | 0 | 0 | 0 | 0 | 0 | 0 | 18.8 | 0 | 0 | 0 | 0 | 0 | 0 | 0 | 0 | 0 | 0 | 0 | 0 | 0 | 0 | 0 | 0 | 0 | 0
234 | 23861 | 2018 | TX | Denton Energy Center | 61643 | DEC7 | 0 | OP | IC | NG | 18.8 | 0.075 | 12274.917 | 8347.167 | Distributed from 923 Generation And Fuel | 2018 |  | 0 | 0 | 0 | 0 | 0 | 0 | 0 | 0 | 0 | 0 | 0 | 18.8 | 0 | 0 | 0 | 0 | 0 | 0 | 0 | 0 | 0 | 0 | 0 | 0 | 0 | 0 | 0 | 0 | 0 | 0
235 | 23862 | 2018 | TX | Denton Energy Center | 61643 | DEC8 | 0 | OP | IC | NG | 18.8 | 0.075 | 12274.917 | 8347.167 | Distributed from 923 Generation And Fuel | 2018 |  | 0 | 0 | 0 | 0 | 0 | 0 | 0 | 0 | 0 | 0 | 0 | 18.8 | 0 | 0 | 0 | 0 | 0 | 0 | 0 | 0 | 0 | 0 | 0 | 0 | 0 | 0 | 0 | 0 | 0 | 0
236 | 23863 | 2018 | TX | Denton Energy Center | 61643 | DEC9 | 0 | OP | IC | NG | 18.8 | 0.075 | 12274.917 | 8347.167 | Distributed from 923 Generation And Fuel | 2018 |  | 0 | 0 | 0 | 0 | 0 | 0 | 0 | 0 | 0 | 0 | 0 | 18.8 | 0 | 0 | 0 | 0 | 0 | 0 | 0 | 0 | 0 | 0 | 0 | 0 | 0 | 0 | 0 | 0 | 0 | 0
237 | 23864 | 2018 | TX | Denton Power LLC | 57071 | 1 | 0 | OP | IC | LFG | 1.6 | 0.867 | 12153 | 4876 | Distributed from 923 Generation And Fuel | 2008 |  | 0 | 0 | 0 | 0 | 0 | 0 | 0 | 1.6 | 0 | 0 | 0 | 0 | 0 | 0 | 0 | 0 | 0 | 0 | 0 | 0 | 0 | 0 | 0 | 0 | 0 | 0 | 0 | 0 | 0 | 0
238 | 23865 | 2018 | TX | Dermott Wind | 60902 | DERM | 0 | OP | WT | WND | 253 | 0.45 | 997399 | 393284 | Distributed from 923 Generation And Fuel | 2017 |  | 0 | 0 | 0 | 0 | 0 | 0 | 0 | 0 | 0 | 0 | 0 | 0 | 0 | 0 | 0 | 0 | 0 | 0 | 0 | 0 | 0 | 0 | 0 | 0 | 0 | 0 | 0 | 0 | 0 | 253
239 | 23866 | 2018 | TX | Desert Sky | 55992 | 1 | 0 | OP | WT | WND | 167.7 | 0.288 | 422766 | 168655 | Distributed from 923 Generation And Fuel | 2002 |  | 0 | 0 | 0 | 0 | 0 | 0 | 0 | 0 | 0 | 0 | 0 | 0 | 0 | 0 | 0 | 0 | 0 | 0 | 0 | 0 | 0 | 0 | 0 | 0 | 0 | 0 | 0 | 0 | 0 | 167.7
240 | 23867 | 2018 | TX | DeWind Frisco | 57517 | FRISC | 0 | OP | WT | WND | 20 | 0 | 0 | 0 | Distributed from 923 Generation And Fuel | 2012 |  | 0 | 0 | 0 | 0 | 0 | 0 | 0 | 0 | 0 | 0 | 0 | 0 | 0 | 0 | 0 | 0 | 0 | 0 | 0 | 0 | 0 | 0 | 0 | 0 | 0 | 0 | 0 | 0 | 0 | 20
241 | 23868 | 2018 | TX | DFW Gas Recovery | 50569 | GEN1 | 0 | OP | GT | LFG | 3 | 0.784 | 20610.5 | 8305.5 | Distributed from 923 Generation And Fuel | 1988 |  | 0 | 0 | 0 | 0 | 0 | 0 | 0 | 3 | 0 | 0 | 0 | 0 | 0 | 0 | 0 | 0 | 0 | 0 | 0 | 0 | 0 | 0 | 0 | 0 | 0 | 0 | 0 | 0 | 0 | 0
242 | 23869 | 2018 | TX | DFW Gas Recovery | 50569 | GEN2 | 0 | OP | GT | LFG | 3 | 0.784 | 20610.5 | 8305.5 | Distributed from 923 Generation And Fuel | 1988 |  | 0 | 0 | 0 | 0 | 0 | 0 | 0 | 3 | 0 | 0 | 0 | 0 | 0 | 0 | 0 | 0 | 0 | 0 | 0 | 0 | 0 | 0 | 0 | 0 | 0 | 0 | 0 | 0 | 0 | 0
243 | 23870 | 2018 | TX | DFW Gas Recovery | 50569 | GEN3 | 0 | OP | IC | LFG | 1.6 | 0.832 | 11664.75 | 4771 | Distributed from 923 Generation And Fuel | 2009 |  | 0 | 0 | 0 | 0 | 0 | 0 | 0 | 1.6 | 0 | 0 | 0 | 0 | 0 | 0 | 0 | 0 | 0 | 0 | 0 | 0 | 0 | 0 | 0 | 0 | 0 | 0 | 0 | 0 | 0 | 0
244 | 23871 | 2018 | TX | DFW Gas Recovery | 50569 | GEN4 | 0 | OP | IC | LFG | 1.6 | 0.832 | 11664.75 | 4771 | Distributed from 923 Generation And Fuel | 2009 |  | 0 | 0 | 0 | 0 | 0 | 0 | 0 | 1.6 | 0 | 0 | 0 | 0 | 0 | 0 | 0 | 0 | 0 | 0 | 0 | 0 | 0 | 0 | 0 | 0 | 0 | 0 | 0 | 0 | 0 | 0
245 | 23872 | 2018 | TX | DFW Gas Recovery | 50569 | GEN5 | 0 | OP | IC | LFG | 1.6 | 0.832 | 11664.75 | 4771 | Distributed from 923 Generation And Fuel | 2009 |  | 0 | 0 | 0 | 0 | 0 | 0 | 0 | 1.6 | 0 | 0 | 0 | 0 | 0 | 0 | 0 | 0 | 0 | 0 | 0 | 0 | 0 | 0 | 0 | 0 | 0 | 0 | 0 | 0 | 0 | 0
246 | 23873 | 2018 | TX | DFW Gas Recovery | 50569 | GEN6 | 0 | OP | IC | LFG | 1.6 | 0.832 | 11664.75 | 4771 | Distributed from 923 Generation And Fuel | 2009 |  | 0 | 0 | 0 | 0 | 0 | 0 | 0 | 1.6 | 0 | 0 | 0 | 0 | 0 | 0 | 0 | 0 | 0 | 0 | 0 | 0 | 0 | 0 | 0 | 0 | 0 | 0 | 0 | 0 | 0 | 0
247 | 23875 | 2018 | TX | Dunlap TP 1 | 3582 | 1 | 0 | OP | HY | WAT | 1.8 | 0.39 | 6152 | 2614.5 | Distributed from 923 Generation And Fuel | 1927 |  | 0 | 0 | 0 | 0 | 0 | 0 | 0 | 0 | 0 | 0 | 0 | 0 | 0 | 0 | 0 | 0 | 0 | 0 | 0 | 0 | 0 | 0 | 0 | 0 | 1.8 | 0 | 0 | 0 | 0 | 0
248 | 23876 | 2018 | TX | Dunlap TP 1 | 3582 | 2 | 0 | OP | HY | WAT | 1.8 | 0.39 | 6152 | 2614.5 | Distributed from 923 Generation And Fuel | 1927 |  | 0 | 0 | 0 | 0 | 0 | 0 | 0 | 0 | 0 | 0 | 0 | 0 | 0 | 0 | 0 | 0 | 0 | 0 | 0 | 0 | 0 | 0 | 0 | 0 | 1.8 | 0 | 0 | 0 | 0 | 0
249 | 23883 | 2018 | TX | Eagle Pass | 3437 | 1 | 0 | OP | HY | WAT | 3.2 | 0.393 | 11028.333 | 5422.667 | Distributed from 923 Generation And Fuel | 1932 |  | 0 | 0 | 0 | 0 | 0 | 0 | 0 | 0 | 0 | 0 | 0 | 0 | 0 | 0 | 0 | 0 | 0 | 0 | 0 | 0 | 0 | 0 | 0 | 0 | 3.2 | 0 | 0 | 0 | 0 | 0
250 | 23884 | 2018 | TX | Eagle Pass | 3437 | 2 | 0 | OP | HY | WAT | 3.2 | 0.393 | 11028.333 | 5422.667 | Distributed from 923 Generation And Fuel | 1932 |  | 0 | 0 | 0 | 0 | 0 | 0 | 0 | 0 | 0 | 0 | 0 | 0 | 0 | 0 | 0 | 0 | 0 | 0 | 0 | 0 | 0 | 0 | 0 | 0 | 3.2 | 0 | 0 | 0 | 0 | 0
251 | 23885 | 2018 | TX | Eagle Pass | 3437 | 3 | 0 | OP | HY | WAT | 3.2 | 0.393 | 11028.333 | 5422.667 | Distributed from 923 Generation And Fuel | 1932 |  | 0 | 0 | 0 | 0 | 0 | 0 | 0 | 0 | 0 | 0 | 0 | 0 | 0 | 0 | 0 | 0 | 0 | 0 | 0 | 0 | 0 | 0 | 0 | 0 | 3.2 | 0 | 0 | 0 | 0 | 0
252 | 23886 | 2018 | TX | East Pecos Solar | 60436 | 1 | 0 | OP | PV | SUN | 118.5 | 0.284 | 294444 | 152730 | Distributed from 923 Generation And Fuel | 2017 |  | 0 | 0 | 0 | 0 | 0 | 0 | 0 | 0 | 0 | 0 | 0 | 0 | 0 | 0 | 0 | 0 | 0 | 0 | 0 | 0 | 0 | 0 | 0 | 118.5 | 0 | 0 | 0 | 0 | 0 | 0
253 | 23888 | 2018 | TX | Eastman Cogeneration Facility | 55176 | GEN1 | 0 | OP | CT | NG | 170 | 0.526 | 782971.39 | 375145.56 | EIA-923 Generator File | 2001 |  | 0 | 0 | 0 | 0 | 0 | 0 | 0 | 0 | 0 | 0 | 0 | 170 | 0 | 0 | 0 | 0 | 0 | 0 | 0 | 0 | 0 | 0 | 0 | 0 | 0 | 0 | 0 | 0 | 0 | 0
254 | 23889 | 2018 | TX | Eastman Cogeneration Facility | 55176 | GEN2 | 0 | OP | CT | NG | 170 | 0.629 | 936634.91 | 378869.39 | EIA-923 Generator File | 2001 |  | 0 | 0 | 0 | 0 | 0 | 0 | 0 | 0 | 0 | 0 | 0 | 170 | 0 | 0 | 0 | 0 | 0 | 0 | 0 | 0 | 0 | 0 | 0 | 0 | 0 | 0 | 0 | 0 | 0 | 0
255 | 23890 | 2018 | TX | Eastman Cogeneration Facility | 55176 | GEN3 | 2 | OP | CA | NG | 127.7 | 0.424 | 474115.63 | 217555.48 | EIA-923 Generator File | 2001 |  | 0 | 0 | 0 | 0 | 0 | 0 | 0 | 0 | 0 | 0 | 0 | 127.7 | 0 | 0 | 0 | 0 | 0 | 0 | 0 | 0 | 0 | 0 | 0 | 0 | 0 | 0 | 0 | 0 | 0 | 0
256 | 23891 | 2018 | TX | EC&R Panther Creek Wind Farm I | 56920 | 1 | 0 | OP | WT | WND | 142.5 | 0.381 | 475880 | 189844 | Distributed from 923 Generation And Fuel | 2008 |  | 0 | 0 | 0 | 0 | 0 | 0 | 0 | 0 | 0 | 0 | 0 | 0 | 0 | 0 | 0 | 0 | 0 | 0 | 0 | 0 | 0 | 0 | 0 | 0 | 0 | 0 | 0 | 0 | 0 | 142.5
257 | 23892 | 2018 | TX | EC&R Panther Creek Wind Farm II | 56921 | 1 | 0 | OP | WT | WND | 115.5 | 0.366 | 370391 | 147761 | Distributed from 923 Generation And Fuel | 2008 |  | 0 | 0 | 0 | 0 | 0 | 0 | 0 | 0 | 0 | 0 | 0 | 0 | 0 | 0 | 0 | 0 | 0 | 0 | 0 | 0 | 0 | 0 | 0 | 0 | 0 | 0 | 0 | 0 | 0 | 115.5
258 | 23893 | 2018 | TX | EC&R Panther Creek Wind Farm III | 56979 | 1 | 0 | OP | WT | WND | 199.5 | 0.333 | 581714 | 232064 | Distributed from 923 Generation And Fuel | 2009 |  | 0 | 0 | 0 | 0 | 0 | 0 | 0 | 0 | 0 | 0 | 0 | 0 | 0 | 0 | 0 | 0 | 0 | 0 | 0 | 0 | 0 | 0 | 0 | 0 | 0 | 0 | 0 | 0 | 0 | 199.5
259 | 23894 | 2018 | TX | EC&R Papalote Creek I LLC | 56983 | 1 | 0 | OP | WT | WND | 180 | 0.337 | 531812 | 212157 | Distributed from 923 Generation And Fuel | 2009 |  | 0 | 0 | 0 | 0 | 0 | 0 | 0 | 0 | 0 | 0 | 0 | 0 | 0 | 0 | 0 | 0 | 0 | 0 | 0 | 0 | 0 | 0 | 0 | 0 | 0 | 0 | 0 | 0 | 0 | 180
260 | 23895 | 2018 | TX | EC&R Papalote Creek II LLC | 57212 | 1 | 0 | OP | WT | WND | 200.1 | 0.338 | 593133 | 231107 | Distributed from 923 Generation And Fuel | 2010 |  | 0 | 0 | 0 | 0 | 0 | 0 | 0 | 0 | 0 | 0 | 0 | 0 | 0 | 0 | 0 | 0 | 0 | 0 | 0 | 0 | 0 | 0 | 0 | 0 | 0 | 0 | 0 | 0 | 0 | 200.1
261 | 23896 | 2018 | TX | Ector County Energy Center | 58471 | CTG1 | 0 | OP | GT | NG | 179.4 | 0.149 | 234544.5 | 117938.5 | Distributed from 923 Generation And Fuel | 2015 |  | 0 | 0 | 0 | 0 | 0 | 0 | 0 | 0 | 0 | 0 | 0 | 179.4 | 0 | 0 | 0 | 0 | 0 | 0 | 0 | 0 | 0 | 0 | 0 | 0 | 0 | 0 | 0 | 0 | 0 | 0
262 | 23897 | 2018 | TX | Ector County Energy Center | 58471 | CTG2 | 0 | OP | GT | NG | 179.4 | 0.149 | 234544.5 | 117938.5 | Distributed from 923 Generation And Fuel | 2015 |  | 0 | 0 | 0 | 0 | 0 | 0 | 0 | 0 | 0 | 0 | 0 | 179.4 | 0 | 0 | 0 | 0 | 0 | 0 | 0 | 0 | 0 | 0 | 0 | 0 | 0 | 0 | 0 | 0 | 0 | 0
263 | 23898 | 2018 | TX | Eddy II | 61874 | GEN1 | 0 | OP | PV | SUN | 10 | 0.005 | 419 | 0 | Distributed from 923 Generation And Fuel | 2018 |  | 0 | 0 | 0 | 0 | 0 | 0 | 0 | 0 | 0 | 0 | 0 | 0 | 0 | 0 | 0 | 0 | 0 | 0 | 0 | 0 | 0 | 0 | 0 | 10 | 0 | 0 | 0 | 0 | 0 | 0
264 | 23899 | 2018 | TX | EG178 Facility | 56233 | CT02 | 0 | OP | CT | NG | 60.5 | 0.617 | 326805 | 137110 | EIA-923 Generator File | 2005 |  | 0 | 0 | 0 | 0 | 0 | 0 | 0 | 0 | 0 | 0 | 0 | 60.5 | 0 | 0 | 0 | 0 | 0 | 0 | 0 | 0 | 0 | 0 | 0 | 0 | 0 | 0 | 0 | 0 | 0 | 0
265 | 23900 | 2018 | TX | EG178 Facility | 56233 | CTG1 | 0 | OP | CT | NG | 60.5 | 0.64 | 339259 | 148073 | EIA-923 Generator File | 2005 |  | 0 | 0 | 0 | 0 | 0 | 0 | 0 | 0 | 0 | 0 | 0 | 60.5 | 0 | 0 | 0 | 0 | 0 | 0 | 0 | 0 | 0 | 0 | 0 | 0 | 0 | 0 | 0 | 0 | 0 | 0
266 | 23901 | 2018 | TX | EG178 Facility | 56233 | STG | 2 | OP | CA | NG | 32.9 | 0.418 | 120416 | 56883 | EIA-923 Generator File | 2005 |  | 0 | 0 | 0 | 0 | 0 | 0 | 0 | 0 | 0 | 0 | 0 | 32.9 | 0 | 0 | 0 | 0 | 0 | 0 | 0 | 0 | 0 | 0 | 0 | 0 | 0 | 0 | 0 | 0 | 0 | 0
267 | 23903 | 2018 | TX | Elbow Creek Wind Project LLC | 56783 | 1 | 0 | OP | WT | WND | 121.9 | 0.292 | 312234 | 124560 | Distributed from 923 Generation And Fuel | 2008 |  | 0 | 0 | 0 | 0 | 0 | 0 | 0 | 0 | 0 | 0 | 0 | 0 | 0 | 0 | 0 | 0 | 0 | 0 | 0 | 0 | 0 | 0 | 0 | 0 | 0 | 0 | 0 | 0 | 0 | 121.9
268 | 23904 | 2018 | TX | Electra Wind Farm | 60338 | EWF | 0 | OP | WT | WND | 230 | 0.466 | 939224 | 374686 | Distributed from 923 Generation And Fuel | 2016 |  | 0 | 0 | 0 | 0 | 0 | 0 | 0 | 0 | 0 | 0 | 0 | 0 | 0 | 0 | 0 | 0 | 0 | 0 | 0 | 0 | 0 | 0 | 0 | 0 | 0 | 0 | 0 | 0 | 0 | 230
269 | 23905 | 2018 | TX | Elk Station | 58835 | ELK1 | 0 | OP | GT | NG | 202 | 0.114 | 201988.667 | 101568.333 | Distributed from 923 Generation And Fuel | 2015 |  | 0 | 0 | 0 | 0 | 0 | 0 | 0 | 0 | 0 | 0 | 0 | 202 | 0 | 0 | 0 | 0 | 0 | 0 | 0 | 0 | 0 | 0 | 0 | 0 | 0 | 0 | 0 | 0 | 0 | 0
270 | 23906 | 2018 | TX | Elk Station | 58835 | ELK2 | 0 | OP | GT | NG | 202 | 0.114 | 201988.667 | 101568.333 | Distributed from 923 Generation And Fuel | 2016 |  | 0 | 0 | 0 | 0 | 0 | 0 | 0 | 0 | 0 | 0 | 0 | 202 | 0 | 0 | 0 | 0 | 0 | 0 | 0 | 0 | 0 | 0 | 0 | 0 | 0 | 0 | 0 | 0 | 0 | 0
271 | 23907 | 2018 | TX | Elk Station | 58835 | ELK3 | 0 | OP | GT | NG | 202 | 0.114 | 201988.667 | 101568.333 | Distributed from 923 Generation And Fuel | 2016 |  | 0 | 0 | 0 | 0 | 0 | 0 | 0 | 0 | 0 | 0 | 0 | 202 | 0 | 0 | 0 | 0 | 0 | 0 | 0 | 0 | 0 | 0 | 0 | 0 | 0 | 0 | 0 | 0 | 0 | 0
272 | 23909 | 2018 | TX | Engineered Carbons Borger Cogen | 10072 | GEN1 | 1 | OP | ST | OG | 20 | 0.375 | 65718 | 25067 | EIA-923 Generator File | 1982 |  | 0 | 0 | 0 | 0 | 0 | 0 | 0 | 0 | 0 | 0 | 0 | 0 | 0 | 0 | 0 | 20 | 0 | 0 | 0 | 0 | 0 | 0 | 0 | 0 | 0 | 0 | 0 | 0 | 0 | 0
273 | 23911 | 2018 | TX | Ennis Power Company LLC | 55223 | GT1 | 0 | OP | CT | NG | 285 | 0.425 | 1060965 | 634892 | EIA-923 Generator File | 2002 |  | 0 | 0 | 0 | 0 | 0 | 0 | 0 | 0 | 0 | 0 | 0 | 285 | 0 | 0 | 0 | 0 | 0 | 0 | 0 | 0 | 0 | 0 | 0 | 0 | 0 | 0 | 0 | 0 | 0 | 0
274 | 23912 | 2018 | TX | Ennis Power Company LLC | 55223 | ST1 | 1 | OP | CA | NG | 133 | 0.498 | 580242 | 348900 | EIA-923 Generator File | 2002 |  | 0 | 0 | 0 | 0 | 0 | 0 | 0 | 0 | 0 | 0 | 0 | 133 | 0 | 0 | 0 | 0 | 0 | 0 | 0 | 0 | 0 | 0 | 0 | 0 | 0 | 0 | 0 | 0 | 0 | 0
275 | 23913 | 2018 | TX | Enterprise Products Operating | 10261 | GEN1 | 0 | OP | GT | NG | 2.5 | 0.681 | 14914.981 | 7499.903 | Distributed from 923 Generation And Fuel | 1984 |  | 0 | 0 | 0 | 0 | 0 | 0 | 0 | 0 | 0 | 0 | 0 | 2.5 | 0 | 0 | 0 | 0 | 0 | 0 | 0 | 0 | 0 | 0 | 0 | 0 | 0 | 0 | 0 | 0 | 0 | 0
276 | 23914 | 2018 | TX | Enterprise Products Operating | 10261 | GEN2 | 0 | OP | GT | NG | 2.5 | 0.681 | 14914.981 | 7499.903 | Distributed from 923 Generation And Fuel | 1984 |  | 0 | 0 | 0 | 0 | 0 | 0 | 0 | 0 | 0 | 0 | 0 | 2.5 | 0 | 0 | 0 | 0 | 0 | 0 | 0 | 0 | 0 | 0 | 0 | 0 | 0 | 0 | 0 | 0 | 0 | 0
277 | 23915 | 2018 | TX | Enterprise Products Operating | 10261 | GEN3 | 0 | OP | GT | NG | 3.4 | 0.681 | 20284.374 | 10199.868 | Distributed from 923 Generation And Fuel | 1991 |  | 0 | 0 | 0 | 0 | 0 | 0 | 0 | 0 | 0 | 0 | 0 | 3.4 | 0 | 0 | 0 | 0 | 0 | 0 | 0 | 0 | 0 | 0 | 0 | 0 | 0 | 0 | 0 | 0 | 0 | 0
278 | 23916 | 2018 | TX | Enterprise Products Operating | 10261 | GEN4 | 0 | OP | GT | NG | 3.4 | 0.681 | 20284.374 | 10199.868 | Distributed from 923 Generation And Fuel | 1991 |  | 0 | 0 | 0 | 0 | 0 | 0 | 0 | 0 | 0 | 0 | 0 | 3.4 | 0 | 0 | 0 | 0 | 0 | 0 | 0 | 0 | 0 | 0 | 0 | 0 | 0 | 0 | 0 | 0 | 0 | 0
279 | 23917 | 2018 | TX | Enterprise Products Operating | 10261 | GEN5 | 0 | OP | GT | NG | 3.4 | 0.681 | 20284.374 | 10199.868 | Distributed from 923 Generation And Fuel | 1991 |  | 0 | 0 | 0 | 0 | 0 | 0 | 0 | 0 | 0 | 0 | 0 | 3.4 | 0 | 0 | 0 | 0 | 0 | 0 | 0 | 0 | 0 | 0 | 0 | 0 | 0 | 0 | 0 | 0 | 0 | 0
280 | 23918 | 2018 | TX | Enterprise Products Operating | 10261 | GEN6 | 0 | OP | GT | NG | 3.5 | 0.681 | 20880.973 | 10499.864 | Distributed from 923 Generation And Fuel | 1996 |  | 0 | 0 | 0 | 0 | 0 | 0 | 0 | 0 | 0 | 0 | 0 | 3.5 | 0 | 0 | 0 | 0 | 0 | 0 | 0 | 0 | 0 | 0 | 0 | 0 | 0 | 0 | 0 | 0 | 0 | 0
281 | 23919 | 2018 | TX | Enterprise Products Operating | 10261 | GEN7 | 0 | OP | GT | NG | 3.5 | 0.681 | 20880.973 | 10499.864 | Distributed from 923 Generation And Fuel | 1996 |  | 0 | 0 | 0 | 0 | 0 | 0 | 0 | 0 | 0 | 0 | 0 | 3.5 | 0 | 0 | 0 | 0 | 0 | 0 | 0 | 0 | 0 | 0 | 0 | 0 | 0 | 0 | 0 | 0 | 0 | 0
282 | 23920 | 2018 | TX | Enterprise Products Operating | 10261 | GEN8 | 0 | OP | GT | NG | 3.5 | 0.681 | 20880.973 | 10499.864 | Distributed from 923 Generation And Fuel | 1996 |  | 0 | 0 | 0 | 0 | 0 | 0 | 0 | 0 | 0 | 0 | 0 | 3.5 | 0 | 0 | 0 | 0 | 0 | 0 | 0 | 0 | 0 | 0 | 0 | 0 | 0 | 0 | 0 | 0 | 0 | 0
283 | 23921 | 2018 | TX | ETT Presidio NaS Battery | 60506 | BOB | 0 | OP | BA | MWH | 4 | -0.039 | -1352 | -746 | Distributed from 923 Generation And Fuel | 2010 |  | 0 | 0 | 0 | 0 | 0 | 0 | 0 | 0 | 0 | 0 | 4 | 0 | 0 | 0 | 0 | 0 | 0 | 0 | 0 | 0 | 0 | 0 | 0 | 0 | 0 | 0 | 0 | 0 | 0 | 0
284 | 23922 | 2018 | TX | EXC Wind 10 | 56836 | 1 | 0 | OP | WT | WND | 10 | 0.218 | 19054 | 7601 | Distributed from 923 Generation And Fuel | 2008 |  | 0 | 0 | 0 | 0 | 0 | 0 | 0 | 0 | 0 | 0 | 0 | 0 | 0 | 0 | 0 | 0 | 0 | 0 | 0 | 0 | 0 | 0 | 0 | 0 | 0 | 0 | 0 | 0 | 0 | 10
285 | 23923 | 2018 | TX | EXC Wind 11 | 56835 | 1 | 0 | OP | WT | WND | 10 | 0.253 | 22131 | 8829 | Distributed from 923 Generation And Fuel | 2008 |  | 0 | 0 | 0 | 0 | 0 | 0 | 0 | 0 | 0 | 0 | 0 | 0 | 0 | 0 | 0 | 0 | 0 | 0 | 0 | 0 | 0 | 0 | 0 | 0 | 0 | 0 | 0 | 0 | 0 | 10
286 | 23924 | 2018 | TX | EXC Wind 4 | 56560 | JDW4 | 0 | OP | WT | WND | 79.8 | 0.28 | 195672 | 78060 | Distributed from 923 Generation And Fuel | 2008 |  | 0 | 0 | 0 | 0 | 0 | 0 | 0 | 0 | 0 | 0 | 0 | 0 | 0 | 0 | 0 | 0 | 0 | 0 | 0 | 0 | 0 | 0 | 0 | 0 | 0 | 0 | 0 | 0 | 0 | 79.8
287 | 23925 | 2018 | TX | EXC Wind 5 | 56561 | JDW5 | 0 | OP | WT | WND | 10 | 0.234 | 20475 | 8168 | Distributed from 923 Generation And Fuel | 2006 |  | 0 | 0 | 0 | 0 | 0 | 0 | 0 | 0 | 0 | 0 | 0 | 0 | 0 | 0 | 0 | 0 | 0 | 0 | 0 | 0 | 0 | 0 | 0 | 0 | 0 | 0 | 0 | 0 | 0 | 10
288 | 23926 | 2018 | TX | EXC Wind 6 | 56562 | JDW6 | 0 | OP | WT | WND | 10 | 0.24 | 21067 | 8404 | Distributed from 923 Generation And Fuel | 2007 |  | 0 | 0 | 0 | 0 | 0 | 0 | 0 | 0 | 0 | 0 | 0 | 0 | 0 | 0 | 0 | 0 | 0 | 0 | 0 | 0 | 0 | 0 | 0 | 0 | 0 | 0 | 0 | 0 | 0 | 10
289 | 23927 | 2018 | TX | EXC Wind 7 | 56839 | 1 | 0 | OP | WT | WND | 10 | 0.278 | 24314 | 9700 | Distributed from 923 Generation And Fuel | 2008 |  | 0 | 0 | 0 | 0 | 0 | 0 | 0 | 0 | 0 | 0 | 0 | 0 | 0 | 0 | 0 | 0 | 0 | 0 | 0 | 0 | 0 | 0 | 0 | 0 | 0 | 0 | 0 | 0 | 0 | 10
290 | 23928 | 2018 | TX | EXC Wind 8 | 56838 | 1 | 0 | OP | WT | WND | 10 | 0.271 | 23749 | 9474 | Distributed from 923 Generation And Fuel | 2008 |  | 0 | 0 | 0 | 0 | 0 | 0 | 0 | 0 | 0 | 0 | 0 | 0 | 0 | 0 | 0 | 0 | 0 | 0 | 0 | 0 | 0 | 0 | 0 | 0 | 0 | 0 | 0 | 0 | 0 | 10
291 | 23929 | 2018 | TX | EXC Wind 9 | 56837 | 1 | 0 | OP | WT | WND | 10 | 0.265 | 23215 | 9261 | Distributed from 923 Generation And Fuel | 2008 |  | 0 | 0 | 0 | 0 | 0 | 0 | 0 | 0 | 0 | 0 | 0 | 0 | 0 | 0 | 0 | 0 | 0 | 0 | 0 | 0 | 0 | 0 | 0 | 0 | 0 | 0 | 0 | 0 | 0 | 10
292 | 23930 | 2018 | TX | Exelon LaPorte Generating Station | 55365 | GT1 | 0 | OP | GT | NG | 59 | 0.024 | 12660.75 | 6366.25 | Distributed from 923 Generation And Fuel | 2001 |  | 0 | 0 | 0 | 0 | 0 | 0 | 0 | 0 | 0 | 0 | 0 | 59 | 0 | 0 | 0 | 0 | 0 | 0 | 0 | 0 | 0 | 0 | 0 | 0 | 0 | 0 | 0 | 0 | 0 | 0
293 | 23931 | 2018 | TX | Exelon LaPorte Generating Station | 55365 | GT2 | 0 | OP | GT | NG | 59 | 0.024 | 12660.75 | 6366.25 | Distributed from 923 Generation And Fuel | 2001 |  | 0 | 0 | 0 | 0 | 0 | 0 | 0 | 0 | 0 | 0 | 0 | 59 | 0 | 0 | 0 | 0 | 0 | 0 | 0 | 0 | 0 | 0 | 0 | 0 | 0 | 0 | 0 | 0 | 0 | 0
294 | 23932 | 2018 | TX | Exelon LaPorte Generating Station | 55365 | GT3 | 0 | OP | GT | NG | 59 | 0.024 | 12660.75 | 6366.25 | Distributed from 923 Generation And Fuel | 2001 |  | 0 | 0 | 0 | 0 | 0 | 0 | 0 | 0 | 0 | 0 | 0 | 59 | 0 | 0 | 0 | 0 | 0 | 0 | 0 | 0 | 0 | 0 | 0 | 0 | 0 | 0 | 0 | 0 | 0 | 0
295 | 23933 | 2018 | TX | Exelon LaPorte Generating Station | 55365 | GT4 | 0 | OP | GT | NG | 59 | 0.024 | 12660.75 | 6366.25 | Distributed from 923 Generation And Fuel | 2001 |  | 0 | 0 | 0 | 0 | 0 | 0 | 0 | 0 | 0 | 0 | 0 | 59 | 0 | 0 | 0 | 0 | 0 | 0 | 0 | 0 | 0 | 0 | 0 | 0 | 0 | 0 | 0 | 0 | 0 | 0
296 | 23934 | 2018 | TX | ExxonMobil Baytown Refinery | 10436 | GT38 | 0 | OP | GT | NG | 36.5 | 0.746 | 238395.085 | 119874.77 | Distributed from 923 Generation And Fuel | 1989 |  | 0 | 0 | 0 | 0 | 0 | 0 | 0 | 0 | 0 | 0 | 0 | 36.5 | 0 | 0 | 0 | 0 | 0 | 0 | 0 | 0 | 0 | 0 | 0 | 0 | 0 | 0 | 0 | 0 | 0 | 0
297 | 23935 | 2018 | TX | ExxonMobil Baytown Refinery | 10436 | GT41 | 0 | OP | GT | NG | 24.2 | 0.746 | 158059.207 | 79478.615 | Distributed from 923 Generation And Fuel | 1977 |  | 0 | 0 | 0 | 0 | 0 | 0 | 0 | 0 | 0 | 0 | 0 | 24.2 | 0 | 0 | 0 | 0 | 0 | 0 | 0 | 0 | 0 | 0 | 0 | 0 | 0 | 0 | 0 | 0 | 0 | 0
298 | 23936 | 2018 | TX | ExxonMobil Baytown Refinery | 10436 | GT42 | 0 | OP | GT | NG | 24.2 | 0.746 | 158059.207 | 79478.615 | Distributed from 923 Generation And Fuel | 1977 |  | 0 | 0 | 0 | 0 | 0 | 0 | 0 | 0 | 0 | 0 | 0 | 24.2 | 0 | 0 | 0 | 0 | 0 | 0 | 0 | 0 | 0 | 0 | 0 | 0 | 0 | 0 | 0 | 0 | 0 | 0
299 | 23937 | 2018 | TX | ExxonMobil Baytown Refinery | 10436 | GT43 | 0 | OP | GT | NG | 24.2 | 0.746 | 158059.207 | 79478.615 | Distributed from 923 Generation And Fuel | 1977 |  | 0 | 0 | 0 | 0 | 0 | 0 | 0 | 0 | 0 | 0 | 0 | 24.2 | 0 | 0 | 0 | 0 | 0 | 0 | 0 | 0 | 0 | 0 | 0 | 0 | 0 | 0 | 0 | 0 | 0 | 0
300 | 23938 | 2018 | TX | ExxonMobil Baytown Refinery | 10436 | GT44 | 0 | OP | GT | NG | 24.2 | 0.746 | 158059.207 | 79478.615 | Distributed from 923 Generation And Fuel | 1977 |  | 0 | 0 | 0 | 0 | 0 | 0 | 0 | 0 | 0 | 0 | 0 | 24.2 | 0 | 0 | 0 | 0 | 0 | 0 | 0 | 0 | 0 | 0 | 0 | 0 | 0 | 0 | 0 | 0 | 0 | 0
301 | 23939 | 2018 | TX | ExxonMobil Baytown Refinery | 10436 | GT45 | 0 | OP | GT | NG | 36.5 | 0.746 | 238395.085 | 119874.77 | Distributed from 923 Generation And Fuel | 1988 |  | 0 | 0 | 0 | 0 | 0 | 0 | 0 | 0 | 0 | 0 | 0 | 36.5 | 0 | 0 | 0 | 0 | 0 | 0 | 0 | 0 | 0 | 0 | 0 | 0 | 0 | 0 | 0 | 0 | 0 | 0
302 | 23940 | 2018 | TX | ExxonMobil Baytown Refinery | 10436 | ST34 | 0 | OP | ST | WH | 7.5 | 0 | 0 | 0 | Distributed from 923 Generation And Fuel | 1952 |  | 0 | 0 | 0 | 0 | 0 | 0 | 0 | 0 | 0 | 0 | 0 | 0 | 0 | 0 | 0 | 0 | 0 | 0 | 0 | 0 | 0 | 0 | 0 | 0 | 0 | 0 | 0 | 0 | 7.5 | 0
303 | 23945 | 2018 | TX | ExxonMobil Baytown Turbine | 10692 | GEN1 | 0 | OP | GT | NG | 39.7 | 0.795 | 276347.562 | 114590.442 | Distributed from 923 Generation And Fuel | 1989 |  | 0 | 0 | 0 | 0 | 0 | 0 | 0 | 0 | 0 | 0 | 0 | 39.7 | 0 | 0 | 0 | 0 | 0 | 0 | 0 | 0 | 0 | 0 | 0 | 0 | 0 | 0 | 0 | 0 | 0 | 0
304 | 23946 | 2018 | TX | ExxonMobil Baytown Turbine | 10692 | GEN2 | 0 | OP | GT | NG | 39.7 | 0.795 | 276347.562 | 114590.442 | Distributed from 923 Generation And Fuel | 1989 |  | 0 | 0 | 0 | 0 | 0 | 0 | 0 | 0 | 0 | 0 | 0 | 39.7 | 0 | 0 | 0 | 0 | 0 | 0 | 0 | 0 | 0 | 0 | 0 | 0 | 0 | 0 | 0 | 0 | 0 | 0
305 | 23947 | 2018 | TX | ExxonMobil Baytown Turbine | 10692 | GEN3 | 0 | OP | GT | NG | 39.7 | 0.795 | 276347.562 | 114590.442 | Distributed from 923 Generation And Fuel | 1989 |  | 0 | 0 | 0 | 0 | 0 | 0 | 0 | 0 | 0 | 0 | 0 | 39.7 | 0 | 0 | 0 | 0 | 0 | 0 | 0 | 0 | 0 | 0 | 0 | 0 | 0 | 0 | 0 | 0 | 0 | 0
306 | 23948 | 2018 | TX | ExxonMobil Baytown Turbine | 10692 | GEN4 | 0 | OP | GT | NG | 98.9 | 0.795 | 688432.59 | 285465.861 | Distributed from 923 Generation And Fuel | 1997 |  | 0 | 0 | 0 | 0 | 0 | 0 | 0 | 0 | 0 | 0 | 0 | 98.9 | 0 | 0 | 0 | 0 | 0 | 0 | 0 | 0 | 0 | 0 | 0 | 0 | 0 | 0 | 0 | 0 | 0 | 0
307 | 23949 | 2018 | TX | ExxonMobil Baytown Turbine | 10692 | GEN5 | 0 | OP | GT | NG | 163.8 | 0.795 | 1140194.725 | 472793.813 | Distributed from 923 Generation And Fuel | 2004 |  | 0 | 0 | 0 | 0 | 0 | 0 | 0 | 0 | 0 | 0 | 0 | 163.8 | 0 | 0 | 0 | 0 | 0 | 0 | 0 | 0 | 0 | 0 | 0 | 0 | 0 | 0 | 0 | 0 | 0 | 0
308 | 23950 | 2018 | TX | ExxonMobil Beaumont Refinery | 50625 | ETG | 0 | OP | OT | OG | 7.5 | 0 | 0 | 0 | Distributed from 923 Generation And Fuel | 1978 |  | 0 | 0 | 0 | 0 | 0 | 0 | 0 | 0 | 0 | 0 | 0 | 0 | 0 | 0 | 0 | 7.5 | 0 | 0 | 0 | 0 | 0 | 0 | 0 | 0 | 0 | 0 | 0 | 0 | 0 | 0
309 | 23951 | 2018 | TX | ExxonMobil Beaumont Refinery | 50625 | TG22 | 5 | OP | ST | NG | 27.2 | 0.025 | 5857 | 0 | EIA-923 Generator File | 1978 |  | 0 | 0 | 0 | 0 | 0 | 0 | 0 | 0 | 0 | 0 | 0 | 27.2 | 0 | 0 | 0 | 0 | 0 | 0 | 0 | 0 | 0 | 0 | 0 | 0 | 0 | 0 | 0 | 0 | 0 | 0
310 | 23952 | 2018 | TX | ExxonMobil Beaumont Refinery | 50625 | TG23 | 5 | OP | ST | NG | 40.5 | 0.47 | 166826 | 64744 | EIA-923 Generator File | 1993 |  | 0 | 0 | 0 | 0 | 0 | 0 | 0 | 0 | 0 | 0 | 0 | 40.5 | 0 | 0 | 0 | 0 | 0 | 0 | 0 | 0 | 0 | 0 | 0 | 0 | 0 | 0 | 0 | 0 | 0 | 0
311 | 23953 | 2018 | TX | ExxonMobil Beaumont Refinery | 50625 | TG24 | 0 | OP | GT | NG | 38.6 | 0.785 | 265341.565 | 96860.467 | Distributed from 923 Generation And Fuel | 1993 |  | 0 | 0 | 0 | 0 | 0 | 0 | 0 | 0 | 0 | 0 | 0 | 38.6 | 0 | 0 | 0 | 0 | 0 | 0 | 0 | 0 | 0 | 0 | 0 | 0 | 0 | 0 | 0 | 0 | 0 | 0
312 | 23954 | 2018 | TX | ExxonMobil Beaumont Refinery | 50625 | TG32 | 6 | OP | ST | NG | 25 | 0.532 | 116601 | 61103 | EIA-923 Generator File | 1970 |  | 0 | 0 | 0 | 0 | 0 | 0 | 0 | 0 | 0 | 0 | 0 | 25 | 0 | 0 | 0 | 0 | 0 | 0 | 0 | 0 | 0 | 0 | 0 | 0 | 0 | 0 | 0 | 0 | 0 | 0
313 | 23955 | 2018 | TX | ExxonMobil Beaumont Refinery | 50625 | TG33 | 6 | OP | ST | NG | 20 | 0.54 | 94613 | 43190 | EIA-923 Generator File | 1966 |  | 0 | 0 | 0 | 0 | 0 | 0 | 0 | 0 | 0 | 0 | 0 | 20 | 0 | 0 | 0 | 0 | 0 | 0 | 0 | 0 | 0 | 0 | 0 | 0 | 0 | 0 | 0 | 0 | 0 | 0
314 | 23956 | 2018 | TX | ExxonMobil Beaumont Refinery | 50625 | TG34 | 6 | OP | ST | NG | 30 | 0.762 | 200160 | 80477 | EIA-923 Generator File | 1967 |  | 0 | 0 | 0 | 0 | 0 | 0 | 0 | 0 | 0 | 0 | 0 | 30 | 0 | 0 | 0 | 0 | 0 | 0 | 0 | 0 | 0 | 0 | 0 | 0 | 0 | 0 | 0 | 0 | 0 | 0
315 | 23957 | 2018 | TX | ExxonMobil Beaumont Refinery | 50625 | TG41 | 0 | OP | GT | NG | 163 | 0.785 | 1120483.812 | 409022.178 | Distributed from 923 Generation And Fuel | 2005 |  | 0 | 0 | 0 | 0 | 0 | 0 | 0 | 0 | 0 | 0 | 0 | 163 | 0 | 0 | 0 | 0 | 0 | 0 | 0 | 0 | 0 | 0 | 0 | 0 | 0 | 0 | 0 | 0 | 0 | 0
316 | 23958 | 2018 | TX | ExxonMobil Beaumont Refinery | 50625 | TG42 | 0 | OP | GT | NG | 163 | 0.785 | 1120483.812 | 409022.178 | Distributed from 923 Generation And Fuel | 2005 |  | 0 | 0 | 0 | 0 | 0 | 0 | 0 | 0 | 0 | 0 | 0 | 163 | 0 | 0 | 0 | 0 | 0 | 0 | 0 | 0 | 0 | 0 | 0 | 0 | 0 | 0 | 0 | 0 | 0 | 0
317 | 23959 | 2018 | TX | ExxonMobil Beaumont Refinery | 50625 | TG43 | 0 | OP | GT | NG | 163 | 0.785 | 1120483.812 | 409022.178 | Distributed from 923 Generation And Fuel | 2004 |  | 0 | 0 | 0 | 0 | 0 | 0 | 0 | 0 | 0 | 0 | 0 | 163 | 0 | 0 | 0 | 0 | 0 | 0 | 0 | 0 | 0 | 0 | 0 | 0 | 0 | 0 | 0 | 0 | 0 | 0
318 | 23969 | 2018 | TX | Falcon Dam & Power | 6410 | 1 | 0 | OP | HY | WAT | 10.5 | 0.242 | 22238.333 | 9450 | Distributed from 923 Generation And Fuel | 1954 |  | 0 | 0 | 0 | 0 | 0 | 0 | 0 | 0 | 0 | 0 | 0 | 0 | 0 | 0 | 0 | 0 | 0 | 0 | 0 | 0 | 0 | 0 | 0 | 0 | 10.5 | 0 | 0 | 0 | 0 | 0
319 | 23970 | 2018 | TX | Falcon Dam & Power | 6410 | 2 | 0 | OP | HY | WAT | 10.5 | 0.242 | 22238.333 | 9450 | Distributed from 923 Generation And Fuel | 1954 |  | 0 | 0 | 0 | 0 | 0 | 0 | 0 | 0 | 0 | 0 | 0 | 0 | 0 | 0 | 0 | 0 | 0 | 0 | 0 | 0 | 0 | 0 | 0 | 0 | 10.5 | 0 | 0 | 0 | 0 | 0
320 | 23971 | 2018 | TX | Falcon Dam & Power | 6410 | 3 | 0 | OP | HY | WAT | 10.5 | 0.242 | 22238.333 | 9450 | Distributed from 923 Generation And Fuel | 1954 |  | 0 | 0 | 0 | 0 | 0 | 0 | 0 | 0 | 0 | 0 | 0 | 0 | 0 | 0 | 0 | 0 | 0 | 0 | 0 | 0 | 0 | 0 | 0 | 0 | 10.5 | 0 | 0 | 0 | 0 | 0
321 | 23972 | 2018 | TX | Farmers Branch Renewable Energy Facility | 57165 | GEN1 | 0 | OP | IC | LFG | 1.6 | 0.879 | 12315 | 4940.5 | Distributed from 923 Generation And Fuel | 2011 |  | 0 | 0 | 0 | 0 | 0 | 0 | 0 | 1.6 | 0 | 0 | 0 | 0 | 0 | 0 | 0 | 0 | 0 | 0 | 0 | 0 | 0 | 0 | 0 | 0 | 0 | 0 | 0 | 0 | 0 | 0
322 | 23973 | 2018 | TX | Farmers Branch Renewable Energy Facility | 57165 | GEN2 | 0 | OP | IC | LFG | 1.6 | 0.879 | 12315 | 4940.5 | Distributed from 923 Generation And Fuel | 2011 |  | 0 | 0 | 0 | 0 | 0 | 0 | 0 | 1.6 | 0 | 0 | 0 | 0 | 0 | 0 | 0 | 0 | 0 | 0 | 0 | 0 | 0 | 0 | 0 | 0 | 0 | 0 | 0 | 0 | 0 | 0
323 | 23974 | 2018 | TX | Fayette Power Project | 6179 | 1 | 1 | OP | ST | SUB | 615 | 0.777 | 4188575 | 1833458 | EIA-923 Generator File | 1979 |  | 0 | 0 | 0 | 0 | 0 | 0 | 0 | 0 | 0 | 0 | 0 | 0 | 0 | 0 | 0 | 0 | 0 | 0 | 0 | 0 | 0 | 0 | 615 | 0 | 0 | 0 | 0 | 0 | 0 | 0
324 | 23975 | 2018 | TX | Fayette Power Project | 6179 | 2 | 1 | OP | ST | SUB | 615 | 0.664 | 3578492 | 1827842 | EIA-923 Generator File | 1980 |  | 0 | 0 | 0 | 0 | 0 | 0 | 0 | 0 | 0 | 0 | 0 | 0 | 0 | 0 | 0 | 0 | 0 | 0 | 0 | 0 | 0 | 0 | 615 | 0 | 0 | 0 | 0 | 0 | 0 | 0
325 | 23976 | 2018 | TX | Fayette Power Project | 6179 | 3 | 1 | OP | ST | SUB | 460 | 0.643 | 2593023 | 1341910 | EIA-923 Generator File | 1988 |  | 0 | 0 | 0 | 0 | 0 | 0 | 0 | 0 | 0 | 0 | 0 | 0 | 0 | 0 | 0 | 0 | 0 | 0 | 0 | 0 | 0 | 0 | 460 | 0 | 0 | 0 | 0 | 0 | 0 | 0
326 | 23983 | 2018 | TX | Flat Top Wind I | 61212 | FTWI | 0 | OP | WT | WND | 200 | 0.362 | 635081 | 309259 | Distributed from 923 Generation And Fuel | 2018 |  | 0 | 0 | 0 | 0 | 0 | 0 | 0 | 0 | 0 | 0 | 0 | 0 | 0 | 0 | 0 | 0 | 0 | 0 | 0 | 0 | 0 | 0 | 0 | 0 | 0 | 0 | 0 | 0 | 0 | 200
327 | 23984 | 2018 | TX | Fluvanna | 59245 | FLUV1 | 0 | OP | WT | WND | 155.4 | 0.442 | 601150 | 237240 | Distributed from 923 Generation And Fuel | 2017 |  | 0 | 0 | 0 | 0 | 0 | 0 | 0 | 0 | 0 | 0 | 0 | 0 | 0 | 0 | 0 | 0 | 0 | 0 | 0 | 0 | 0 | 0 | 0 | 0 | 0 | 0 | 0 | 0 | 0 | 155.4
328 | 23986 | 2018 | TX | Forest Creek Wind Farm LLC | 56394 | 1 | 0 | OP | WT | WND | 124.2 | 0.337 | 367110 | 146452 | Distributed from 923 Generation And Fuel | 2006 |  | 0 | 0 | 0 | 0 | 0 | 0 | 0 | 0 | 0 | 0 | 0 | 0 | 0 | 0 | 0 | 0 | 0 | 0 | 0 | 0 | 0 | 0 | 0 | 0 | 0 | 0 | 0 | 0 | 0 | 124.2
329 | 23987 | 2018 | TX | Formosa Utility Venture Ltd | 10554 | BO3 | 0 | OP | CT | NG | 36.2 | 0.284 | 90188.66 | 25071.59 | EIA-923 Generator File | 1987 |  | 0 | 0 | 0 | 0 | 0 | 0 | 0 | 0 | 0 | 0 | 0 | 36.2 | 0 | 0 | 0 | 0 | 0 | 0 | 0 | 0 | 0 | 0 | 0 | 0 | 0 | 0 | 0 | 0 | 0 | 0
330 | 23988 | 2018 | TX | Formosa Utility Venture Ltd | 10554 | ST1 | 6 | OP | CA | NG | 33.5 | 0.824 | 241779.29 | 103616.37 | EIA-923 Generator File | 1994 |  | 0 | 0 | 0 | 0 | 0 | 0 | 0 | 0 | 0 | 0 | 0 | 33.5 | 0 | 0 | 0 | 0 | 0 | 0 | 0 | 0 | 0 | 0 | 0 | 0 | 0 | 0 | 0 | 0 | 0 | 0
331 | 23989 | 2018 | TX | Formosa Utility Venture Ltd | 10554 | ST2 | 6 | OP | CA | NG | 66.3 | 0.409 | 237727.6 | 107793.19 | EIA-923 Generator File | 1994 |  | 0 | 0 | 0 | 0 | 0 | 0 | 0 | 0 | 0 | 0 | 0 | 66.3 | 0 | 0 | 0 | 0 | 0 | 0 | 0 | 0 | 0 | 0 | 0 | 0 | 0 | 0 | 0 | 0 | 0 | 0
332 | 23990 | 2018 | TX | Formosa Utility Venture Ltd | 10554 | ST3 | 6 | OP | CA | NG | 55 | 0.281 | 135231.58 | 75300.13 | EIA-923 Generator File | 2002 |  | 0 | 0 | 0 | 0 | 0 | 0 | 0 | 0 | 0 | 0 | 0 | 55 | 0 | 0 | 0 | 0 | 0 | 0 | 0 | 0 | 0 | 0 | 0 | 0 | 0 | 0 | 0 | 0 | 0 | 0
333 | 23991 | 2018 | TX | Formosa Utility Venture Ltd | 10554 | TBG1 | 0 | OP | CT | NG | 82.5 | 0.534 | 385645.81 | 191561.42 | EIA-923 Generator File | 1993 |  | 0 | 0 | 0 | 0 | 0 | 0 | 0 | 0 | 0 | 0 | 0 | 82.5 | 0 | 0 | 0 | 0 | 0 | 0 | 0 | 0 | 0 | 0 | 0 | 0 | 0 | 0 | 0 | 0 | 0 | 0
334 | 23992 | 2018 | TX | Formosa Utility Venture Ltd | 10554 | TBG2 | 0 | OP | CT | NG | 82.5 | 0.729 | 526903.03 | 211298.98 | EIA-923 Generator File | 1993 |  | 0 | 0 | 0 | 0 | 0 | 0 | 0 | 0 | 0 | 0 | 0 | 82.5 | 0 | 0 | 0 | 0 | 0 | 0 | 0 | 0 | 0 | 0 | 0 | 0 | 0 | 0 | 0 | 0 | 0 | 0
335 | 23993 | 2018 | TX | Formosa Utility Venture Ltd | 10554 | TBG3 | 0 | OP | CT | NG | 82.5 | 0.755 | 545899.51 | 228664.89 | EIA-923 Generator File | 1993 |  | 0 | 0 | 0 | 0 | 0 | 0 | 0 | 0 | 0 | 0 | 0 | 82.5 | 0 | 0 | 0 | 0 | 0 | 0 | 0 | 0 | 0 | 0 | 0 | 0 | 0 | 0 | 0 | 0 | 0 | 0
336 | 23994 | 2018 | TX | Formosa Utility Venture Ltd | 10554 | TBG4 | 0 | OP | CT | NG | 82.5 | 0.674 | 486916.72 | 226790.85 | EIA-923 Generator File | 1994 |  | 0 | 0 | 0 | 0 | 0 | 0 | 0 | 0 | 0 | 0 | 0 | 82.5 | 0 | 0 | 0 | 0 | 0 | 0 | 0 | 0 | 0 | 0 | 0 | 0 | 0 | 0 | 0 | 0 | 0 | 0
337 | 23995 | 2018 | TX | Formosa Utility Venture Ltd | 10554 | TBG5 | 0 | OP | CT | NG | 82.5 | 0.777 | 561672.68 | 220850.57 | EIA-923 Generator File | 1994 |  | 0 | 0 | 0 | 0 | 0 | 0 | 0 | 0 | 0 | 0 | 0 | 82.5 | 0 | 0 | 0 | 0 | 0 | 0 | 0 | 0 | 0 | 0 | 0 | 0 | 0 | 0 | 0 | 0 | 0 | 0
338 | 23996 | 2018 | TX | Formosa Utility Venture Ltd | 10554 | TBG6 | 0 | OP | CT | NG | 85.9 | 0.656 | 493960.86 | 190128.73 | EIA-923 Generator File | 2003 |  | 0 | 0 | 0 | 0 | 0 | 0 | 0 | 0 | 0 | 0 | 0 | 85.9 | 0 | 0 | 0 | 0 | 0 | 0 | 0 | 0 | 0 | 0 | 0 | 0 | 0 | 0 | 0 | 0 | 0 | 0
339 | 24000 | 2018 | TX | Forney Energy Center | 55480 | ST1 | 3 | OP | CA | NG | 382.5 | 0.618 | 2071650 | 830004 | EIA-923 Generator File | 2003 |  | 0 | 0 | 0 | 0 | 0 | 0 | 0 | 0 | 0 | 0 | 0 | 382.5 | 0 | 0 | 0 | 0 | 0 | 0 | 0 | 0 | 0 | 0 | 0 | 0 | 0 | 0 | 0 | 0 | 0 | 0
340 | 24001 | 2018 | TX | Forney Energy Center | 55480 | ST2 | 3 | OP | CA | NG | 382.5 | 0.601 | 2014774 | 800910 | EIA-923 Generator File | 2003 |  | 0 | 0 | 0 | 0 | 0 | 0 | 0 | 0 | 0 | 0 | 0 | 382.5 | 0 | 0 | 0 | 0 | 0 | 0 | 0 | 0 | 0 | 0 | 0 | 0 | 0 | 0 | 0 | 0 | 0 | 0
341 | 24002 | 2018 | TX | Forney Energy Center | 55480 | U1 | 0 | OP | CT | NG | 188.2 | 0.668 | 1100570 | 407463 | EIA-923 Generator File | 2003 |  | 0 | 0 | 0 | 0 | 0 | 0 | 0 | 0 | 0 | 0 | 0 | 188.2 | 0 | 0 | 0 | 0 | 0 | 0 | 0 | 0 | 0 | 0 | 0 | 0 | 0 | 0 | 0 | 0 | 0 | 0
342 | 24003 | 2018 | TX | Forney Energy Center | 55480 | U2 | 0 | OP | CT | NG | 188.2 | 0.634 | 1045082 | 384464 | EIA-923 Generator File | 2003 |  | 0 | 0 | 0 | 0 | 0 | 0 | 0 | 0 | 0 | 0 | 0 | 188.2 | 0 | 0 | 0 | 0 | 0 | 0 | 0 | 0 | 0 | 0 | 0 | 0 | 0 | 0 | 0 | 0 | 0 | 0
343 | 24004 | 2018 | TX | Forney Energy Center | 55480 | U3 | 0 | OP | CT | NG | 188.2 | 0.631 | 1040154 | 381161 | EIA-923 Generator File | 2003 |  | 0 | 0 | 0 | 0 | 0 | 0 | 0 | 0 | 0 | 0 | 0 | 188.2 | 0 | 0 | 0 | 0 | 0 | 0 | 0 | 0 | 0 | 0 | 0 | 0 | 0 | 0 | 0 | 0 | 0 | 0
344 | 24005 | 2018 | TX | Forney Energy Center | 55480 | U4 | 0 | OP | CT | NG | 188.2 | 0.651 | 1073754 | 389263 | EIA-923 Generator File | 2003 |  | 0 | 0 | 0 | 0 | 0 | 0 | 0 | 0 | 0 | 0 | 0 | 188.2 | 0 | 0 | 0 | 0 | 0 | 0 | 0 | 0 | 0 | 0 | 0 | 0 | 0 | 0 | 0 | 0 | 0 | 0
345 | 24006 | 2018 | TX | Forney Energy Center | 55480 | U5 | 0 | OP | CT | NG | 188.2 | 0.628 | 1036029 | 383296 | EIA-923 Generator File | 2003 |  | 0 | 0 | 0 | 0 | 0 | 0 | 0 | 0 | 0 | 0 | 0 | 188.2 | 0 | 0 | 0 | 0 | 0 | 0 | 0 | 0 | 0 | 0 | 0 | 0 | 0 | 0 | 0 | 0 | 0 | 0
346 | 24007 | 2018 | TX | Forney Energy Center | 55480 | U6 | 0 | OP | CT | NG | 188.2 | 0.631 | 1039584 | 378406 | EIA-923 Generator File | 2003 |  | 0 | 0 | 0 | 0 | 0 | 0 | 0 | 0 | 0 | 0 | 0 | 188.2 | 0 | 0 | 0 | 0 | 0 | 0 | 0 | 0 | 0 | 0 | 0 | 0 | 0 | 0 | 0 | 0 | 0 | 0
347 | 24008 | 2018 | TX | Fort Bliss (DEA EPIC) | 61887 | DEPIC | 0 | OP | PV | SUN | 2 | 0.089 | 1556 | 932 | Distributed from 923 Generation And Fuel | 2018 |  | 0 | 0 | 0 | 0 | 0 | 0 | 0 | 0 | 0 | 0 | 0 | 0 | 0 | 0 | 0 | 0 | 0 | 0 | 0 | 0 | 0 | 0 | 0 | 2 | 0 | 0 | 0 | 0 | 0 | 0
348 | 24009 | 2018 | TX | Freeport Energy | 52120 | G-37 | 0 | OP | GT | NG | 75 | 0.784 | 514968 | 222781 | Distributed from 923 Generation And Fuel | 1978 |  | 0 | 0 | 0 | 0 | 0 | 0 | 0 | 0 | 0 | 0 | 0 | 75 | 0 | 0 | 0 | 0 | 0 | 0 | 0 | 0 | 0 | 0 | 0 | 0 | 0 | 0 | 0 | 0 | 0 | 0
349 | 24010 | 2018 | TX | Freeport Energy | 52120 | G-61 | 0 | OP | CT | NG | 94.5 | 0.648 | 536203.39 | 227579.46 | EIA-923 Generator File | 1982 |  | 0 | 0 | 0 | 0 | 0 | 0 | 0 | 0 | 0 | 0 | 0 | 94.5 | 0 | 0 | 0 | 0 | 0 | 0 | 0 | 0 | 0 | 0 | 0 | 0 | 0 | 0 | 0 | 0 | 0 | 0
350 | 24011 | 2018 | TX | Freeport Energy | 52120 | G-63 | 0 | OP | CT | NG | 94.5 | 0.691 | 572291.27 | 245261.59 | EIA-923 Generator File | 1982 |  | 0 | 0 | 0 | 0 | 0 | 0 | 0 | 0 | 0 | 0 | 0 | 94.5 | 0 | 0 | 0 | 0 | 0 | 0 | 0 | 0 | 0 | 0 | 0 | 0 | 0 | 0 | 0 | 0 | 0 | 0
351 | 24012 | 2018 | TX | Freeport Energy | 52120 | G-64 | 1 | OP | CA | NG | 64.8 | 0.004 | 2104.9 | 0 | EIA-923 Generator File | 1982 |  | 0 | 0 | 0 | 0 | 0 | 0 | 0 | 0 | 0 | 0 | 0 | 64.8 | 0 | 0 | 0 | 0 | 0 | 0 | 0 | 0 | 0 | 0 | 0 | 0 | 0 | 0 | 0 | 0 | 0 | 0
352 | 24013 | 2018 | TX | Freeport Energy | 52120 | G-65 | 1 | OP | CA | NG | 111.3 | 0.823 | 802264.69 | 376758.67 | EIA-923 Generator File | 1984 |  | 0 | 0 | 0 | 0 | 0 | 0 | 0 | 0 | 0 | 0 | 0 | 111.3 | 0 | 0 | 0 | 0 | 0 | 0 | 0 | 0 | 0 | 0 | 0 | 0 | 0 | 0 | 0 | 0 | 0 | 0
353 | 24014 | 2018 | TX | Freeport Energy | 52120 | G-66 | 0 | OP | CT | NG | 119 | 0.725 | 755642.61 | 346555.78 | EIA-923 Generator File | 1983 |  | 0 | 0 | 0 | 0 | 0 | 0 | 0 | 0 | 0 | 0 | 0 | 119 | 0 | 0 | 0 | 0 | 0 | 0 | 0 | 0 | 0 | 0 | 0 | 0 | 0 | 0 | 0 | 0 | 0 | 0
354 | 24015 | 2018 | TX | Freeport Energy | 52120 | G-67 | 0 | OP | CT | NG | 119 | 0.757 | 789523.74 | 343648.69 | EIA-923 Generator File | 1984 |  | 0 | 0 | 0 | 0 | 0 | 0 | 0 | 0 | 0 | 0 | 0 | 119 | 0 | 0 | 0 | 0 | 0 | 0 | 0 | 0 | 0 | 0 | 0 | 0 | 0 | 0 | 0 | 0 | 0 | 0
355 | 24025 | 2018 | TX | Freeport Energy Center | 56152 | CTG1 | 0 | OP | CT | NG | 180 | 0.731 | 1151982.7 | 504492.15 | EIA-923 Generator File | 2007 |  | 0 | 0 | 0 | 0 | 0 | 0 | 0 | 0 | 0 | 0 | 0 | 180 | 0 | 0 | 0 | 0 | 0 | 0 | 0 | 0 | 0 | 0 | 0 | 0 | 0 | 0 | 0 | 0 | 0 | 0
356 | 24026 | 2018 | TX | Freeport Energy Center | 56152 | STG1 | 1 | OP | CA | NG | 80 | 0.402 | 282060.48 | 126452.11 | EIA-923 Generator File | 2007 |  | 0 | 0 | 0 | 0 | 0 | 0 | 0 | 0 | 0 | 0 | 0 | 80 | 0 | 0 | 0 | 0 | 0 | 0 | 0 | 0 | 0 | 0 | 0 | 0 | 0 | 0 | 0 | 0 | 0 | 0
357 | 24029 | 2018 | TX | Freestone Energy Center | 55226 | GT1 | 0 | OP | CT | NG | 166.7 | 0.686 | 1002358 | 491118 | EIA-923 Generator File | 2002 |  | 0 | 0 | 0 | 0 | 0 | 0 | 0 | 0 | 0 | 0 | 0 | 166.7 | 0 | 0 | 0 | 0 | 0 | 0 | 0 | 0 | 0 | 0 | 0 | 0 | 0 | 0 | 0 | 0 | 0 | 0
358 | 24030 | 2018 | TX | Freestone Energy Center | 55226 | GT2 | 0 | OP | CT | NG | 166.7 | 0.675 | 985227 | 511469 | EIA-923 Generator File | 2002 |  | 0 | 0 | 0 | 0 | 0 | 0 | 0 | 0 | 0 | 0 | 0 | 166.7 | 0 | 0 | 0 | 0 | 0 | 0 | 0 | 0 | 0 | 0 | 0 | 0 | 0 | 0 | 0 | 0 | 0 | 0
359 | 24031 | 2018 | TX | Freestone Energy Center | 55226 | GT3 | 0 | OP | CT | NG | 166.7 | 0.703 | 1026495 | 510837 | EIA-923 Generator File | 2002 |  | 0 | 0 | 0 | 0 | 0 | 0 | 0 | 0 | 0 | 0 | 0 | 166.7 | 0 | 0 | 0 | 0 | 0 | 0 | 0 | 0 | 0 | 0 | 0 | 0 | 0 | 0 | 0 | 0 | 0 | 0
360 | 24032 | 2018 | TX | Freestone Energy Center | 55226 | GT4 | 0 | OP | CT | NG | 166.7 | 0.724 | 1056673 | 514057 | EIA-923 Generator File | 2002 |  | 0 | 0 | 0 | 0 | 0 | 0 | 0 | 0 | 0 | 0 | 0 | 166.7 | 0 | 0 | 0 | 0 | 0 | 0 | 0 | 0 | 0 | 0 | 0 | 0 | 0 | 0 | 0 | 0 | 0 | 0
361 | 24033 | 2018 | TX | Freestone Energy Center | 55226 | ST3 | 2 | OP | CA | NG | 184.6 | 0.708 | 1145174 | 586247 | EIA-923 Generator File | 2002 |  | 0 | 0 | 0 | 0 | 0 | 0 | 0 | 0 | 0 | 0 | 0 | 184.6 | 0 | 0 | 0 | 0 | 0 | 0 | 0 | 0 | 0 | 0 | 0 | 0 | 0 | 0 | 0 | 0 | 0 | 0
362 | 24034 | 2018 | TX | Freestone Energy Center | 55226 | ST6 | 2 | OP | CA | NG | 184.6 | 0.729 | 1178984 | 593377 | EIA-923 Generator File | 2002 |  | 0 | 0 | 0 | 0 | 0 | 0 | 0 | 0 | 0 | 0 | 0 | 184.6 | 0 | 0 | 0 | 0 | 0 | 0 | 0 | 0 | 0 | 0 | 0 | 0 | 0 | 0 | 0 | 0 | 0 | 0
363 | 24035 | 2018 | TX | Friendswood Energy | 60468 | GT-1 | 0 | OP | GT | NG | 121.5 | 0.022 | 23311 | 0 | Distributed from 923 Generation And Fuel | 2018 |  | 0 | 0 | 0 | 0 | 0 | 0 | 0 | 0 | 0 | 0 | 0 | 121.5 | 0 | 0 | 0 | 0 | 0 | 0 | 0 | 0 | 0 | 0 | 0 | 0 | 0 | 0 | 0 | 0 | 0 | 0
364 | 24039 | 2018 | TX | GE-Lubbock | 62642 | GE-P2 | 0 | OP | WT | WND | 2.5 |  |  |  |  | 2014 |  | 0 | 0 | 0 | 0 | 0 | 0 | 0 | 0 | 0 | 0 | 0 | 0 | 0 | 0 | 0 | 0 | 0 | 0 | 0 | 0 | 0 | 0 | 0 | 0 | 0 | 0 | 0 | 0 | 0 | 2.5
365 | 24040 | 2018 | TX | GE-Lubbock | 62642 | GE-P3 | 0 | OP | WT | WND | 2.8 |  |  |  |  | 2015 |  | 0 | 0 | 0 | 0 | 0 | 0 | 0 | 0 | 0 | 0 | 0 | 0 | 0 | 0 | 0 | 0 | 0 | 0 | 0 | 0 | 0 | 0 | 0 | 0 | 0 | 0 | 0 | 0 | 0 | 2.8
366 | 24041 | 2018 | TX | Gibbons Creek | 6136 | 1 | 1 | OP | ST | SUB | 453.5 | 0.198 | 786451 | 786451 | EIA-923 Generator File | 1983 | 2023 | 0 | 0 | 0 | 0 | 0 | 0 | 0 | 0 | 0 | 0 | 0 | 0 | 0 | 0 | 0 | 0 | 0 | 0 | 0 | 0 | 0 | 0 | 453.5 | 0 | 0 | 0 | 0 | 0 | 0 | 0
367 | 24042 | 2018 | TX | Goat Wind LP | 56754 | 1 | 0 | OP | WT | WND | 80 | 0.316 | 221396.257 | 88321.925 | Distributed from 923 Generation And Fuel | 2008 |  | 0 | 0 | 0 | 0 | 0 | 0 | 0 | 0 | 0 | 0 | 0 | 0 | 0 | 0 | 0 | 0 | 0 | 0 | 0 | 0 | 0 | 0 | 0 | 0 | 0 | 0 | 0 | 0 | 0 | 80
368 | 24043 | 2018 | TX | Goat Wind LP | 56754 | 2 | 0 | OP | WT | WND | 69.6 | 0.316 | 192614.743 | 76840.075 | Distributed from 923 Generation And Fuel | 2009 |  | 0 | 0 | 0 | 0 | 0 | 0 | 0 | 0 | 0 | 0 | 0 | 0 | 0 | 0 | 0 | 0 | 0 | 0 | 0 | 0 | 0 | 0 | 0 | 0 | 0 | 0 | 0 | 0 | 0 | 69.6
369 | 24044 | 2018 | TX | Golden Spread Panhandle Wnd Rch | 57866 | PWR | 0 | OP | WT | WND | 78.2 | 0.421 | 288583 | 115125 | Distributed from 923 Generation And Fuel | 2011 |  | 0 | 0 | 0 | 0 | 0 | 0 | 0 | 0 | 0 | 0 | 0 | 0 | 0 | 0 | 0 | 0 | 0 | 0 | 0 | 0 | 0 | 0 | 0 | 0 | 0 | 0 | 0 | 0 | 0 | 78.2
370 | 24045 | 2018 | TX | Goldthwaite Wind Energy Facility | 58321 | 1 | 0 | OP | WT | WND | 150 | 0.419 | 550041 | 219429 | Distributed from 923 Generation And Fuel | 2013 |  | 0 | 0 | 0 | 0 | 0 | 0 | 0 | 0 | 0 | 0 | 0 | 0 | 0 | 0 | 0 | 0 | 0 | 0 | 0 | 0 | 0 | 0 | 0 | 0 | 0 | 0 | 0 | 0 | 0 | 150
371 | 24050 | 2018 | TX | Goodyear Beaumont Chemical Plant | 54321 | 2N80 | 0 | OP | GT | NG | 5 | 0.826 | 36182.75 | 15792.75 | Distributed from 923 Generation And Fuel | 1999 |  | 0 | 0 | 0 | 0 | 0 | 0 | 0 | 0 | 0 | 0 | 0 | 5 | 0 | 0 | 0 | 0 | 0 | 0 | 0 | 0 | 0 | 0 | 0 | 0 | 0 | 0 | 0 | 0 | 0 | 0
372 | 24051 | 2018 | TX | Goodyear Beaumont Chemical Plant | 54321 | 3N80 | 8 | OP | ST | NG | 14.8 | 0.596 | 77265 | 35525 | EIA-923 Generator File | 1987 |  | 0 | 0 | 0 | 0 | 0 | 0 | 0 | 0 | 0 | 0 | 0 | 14.8 | 0 | 0 | 0 | 0 | 0 | 0 | 0 | 0 | 0 | 0 | 0 | 0 | 0 | 0 | 0 | 0 | 0 | 0
373 | 24052 | 2018 | TX | Goodyear Beaumont Chemical Plant | 54321 | N802 | 0 | OP | GT | NG | 5 | 0.826 | 36182.75 | 15792.75 | Distributed from 923 Generation And Fuel | 1999 |  | 0 | 0 | 0 | 0 | 0 | 0 | 0 | 0 | 0 | 0 | 0 | 5 | 0 | 0 | 0 | 0 | 0 | 0 | 0 | 0 | 0 | 0 | 0 | 0 | 0 | 0 | 0 | 0 | 0 | 0
374 | 24053 | 2018 | TX | Goodyear Beaumont Chemical Plant | 54321 | N803 | 0 | OP | GT | NG | 5 | 0.826 | 36182.75 | 15792.75 | Distributed from 923 Generation And Fuel | 1999 |  | 0 | 0 | 0 | 0 | 0 | 0 | 0 | 0 | 0 | 0 | 0 | 5 | 0 | 0 | 0 | 0 | 0 | 0 | 0 | 0 | 0 | 0 | 0 | 0 | 0 | 0 | 0 | 0 | 0 | 0
375 | 24054 | 2018 | TX | Goodyear Beaumont Chemical Plant | 54321 | N804 | 0 | OP | GT | NG | 5 | 0.826 | 36182.75 | 15792.75 | Distributed from 923 Generation And Fuel | 1999 |  | 0 | 0 | 0 | 0 | 0 | 0 | 0 | 0 | 0 | 0 | 0 | 5 | 0 | 0 | 0 | 0 | 0 | 0 | 0 | 0 | 0 | 0 | 0 | 0 | 0 | 0 | 0 | 0 | 0 | 0
376 | 24056 | 2018 | TX | Graham | 3490 | 1 | 1 | OP | ST | NG | 247.7 | 0.024 | 50996 | 38297 | EIA-923 Generator File | 1960 |  | 0 | 0 | 0 | 0 | 0 | 0 | 0 | 0 | 0 | 0 | 0 | 247.7 | 0 | 0 | 0 | 0 | 0 | 0 | 0 | 0 | 0 | 0 | 0 | 0 | 0 | 0 | 0 | 0 | 0 | 0
377 | 24057 | 2018 | TX | Graham | 3490 | 2 | 1 | OP | ST | NG | 387 | 0.024 | 80168 | 64772 | EIA-923 Generator File | 1969 |  | 0 | 0 | 0 | 0 | 0 | 0 | 0 | 0 | 0 | 0 | 0 | 387 | 0 | 0 | 0 | 0 | 0 | 0 | 0 | 0 | 0 | 0 | 0 | 0 | 0 | 0 | 0 | 0 | 0 | 0
378 | 24059 | 2018 | TX | Grandview Wind Farm, LLC | 58596 | GRVWI | 0 | OP | WT | WND | 211.2 | 0.51 | 944008 | 371812 | Distributed from 923 Generation And Fuel | 2014 |  | 0 | 0 | 0 | 0 | 0 | 0 | 0 | 0 | 0 | 0 | 0 | 0 | 0 | 0 | 0 | 0 | 0 | 0 | 0 | 0 | 0 | 0 | 0 | 0 | 0 | 0 | 0 | 0 | 0 | 211.2
379 | 24060 | 2018 | TX | Granite Shoals | 3597 | 1 | 0 | OP | HY | WAT | 27 | 0.099 | 23479 | 9977.5 | Distributed from 923 Generation And Fuel | 1951 |  | 0 | 0 | 0 | 0 | 0 | 0 | 0 | 0 | 0 | 0 | 0 | 0 | 0 | 0 | 0 | 0 | 0 | 0 | 0 | 0 | 0 | 0 | 0 | 0 | 27 | 0 | 0 | 0 | 0 | 0
380 | 24061 | 2018 | TX | Granite Shoals | 3597 | 2 | 0 | OP | HY | WAT | 27 | 0.099 | 23479 | 9977.5 | Distributed from 923 Generation And Fuel | 1951 |  | 0 | 0 | 0 | 0 | 0 | 0 | 0 | 0 | 0 | 0 | 0 | 0 | 0 | 0 | 0 | 0 | 0 | 0 | 0 | 0 | 0 | 0 | 0 | 0 | 27 | 0 | 0 | 0 | 0 | 0
381 | 24063 | 2018 | TX | Great Plains Windpark LLC | 56905 | 1 | 0 | OP | WT | WND | 114 | 0.331 | 330784 | 131960 | Distributed from 923 Generation And Fuel | 2009 |  | 0 | 0 | 0 | 0 | 0 | 0 | 0 | 0 | 0 | 0 | 0 | 0 | 0 | 0 | 0 | 0 | 0 | 0 | 0 | 0 | 0 | 0 | 0 | 0 | 0 | 0 | 0 | 0 | 0 | 114
382 | 24064 | 2018 | TX | Green Pastures Wind I | 59732 | GPI | 0 | OP | WT | WND | 150 | 0.422 | 554729 | 221299 | Distributed from 923 Generation And Fuel | 2015 |  | 0 | 0 | 0 | 0 | 0 | 0 | 0 | 0 | 0 | 0 | 0 | 0 | 0 | 0 | 0 | 0 | 0 | 0 | 0 | 0 | 0 | 0 | 0 | 0 | 0 | 0 | 0 | 0 | 0 | 150
383 | 24065 | 2018 | TX | Green Pastures Wind II | 59733 | GPII | 0 | OP | WT | WND | 150 | 0.387 | 508953 | 203038 | Distributed from 923 Generation And Fuel | 2015 |  | 0 | 0 | 0 | 0 | 0 | 0 | 0 | 0 | 0 | 0 | 0 | 0 | 0 | 0 | 0 | 0 | 0 | 0 | 0 | 0 | 0 | 0 | 0 | 0 | 0 | 0 | 0 | 0 | 0 | 150
384 | 24066 | 2018 | TX | Green Power 2 | 55470 | ST1 | 3 | OP | CA | NG | 110 | 0.41 | 395056 | 190575 | EIA-923 Generator File | 2003 |  | 0 | 0 | 0 | 0 | 0 | 0 | 0 | 0 | 0 | 0 | 0 | 110 | 0 | 0 | 0 | 0 | 0 | 0 | 0 | 0 | 0 | 0 | 0 | 0 | 0 | 0 | 0 | 0 | 0 | 0
385 | 24067 | 2018 | TX | Green Power 2 | 55470 | ST805 | 3 | OP | CA | NG | 250 | 0.01 | 22494 | 19278 | EIA-923 Generator File | 2009 |  | 0 | 0 | 0 | 0 | 0 | 0 | 0 | 0 | 0 | 0 | 0 | 250 | 0 | 0 | 0 | 0 | 0 | 0 | 0 | 0 | 0 | 0 | 0 | 0 | 0 | 0 | 0 | 0 | 0 | 0
386 | 24068 | 2018 | TX | Green Power 2 | 55470 | TR1 | 0 | OP | CT | NG | 167 | 0.87 | 1272261 | 511301 | EIA-923 Generator File | 2003 |  | 0 | 0 | 0 | 0 | 0 | 0 | 0 | 0 | 0 | 0 | 0 | 167 | 0 | 0 | 0 | 0 | 0 | 0 | 0 | 0 | 0 | 0 | 0 | 0 | 0 | 0 | 0 | 0 | 0 | 0
387 | 24069 | 2018 | TX | Green Power 2 | 55470 | TR2 | 0 | OP | CT | NG | 167 | 0.749 | 1095893 | 519935 | EIA-923 Generator File | 2003 |  | 0 | 0 | 0 | 0 | 0 | 0 | 0 | 0 | 0 | 0 | 0 | 167 | 0 | 0 | 0 | 0 | 0 | 0 | 0 | 0 | 0 | 0 | 0 | 0 | 0 | 0 | 0 | 0 | 0 | 0
388 | 24070 | 2018 | TX | Green Power 2 | 55470 | TR3 | 0 | OP | CT | NG | 167 | 0.762 | 1114556 | 510588 | EIA-923 Generator File | 2003 |  | 0 | 0 | 0 | 0 | 0 | 0 | 0 | 0 | 0 | 0 | 0 | 167 | 0 | 0 | 0 | 0 | 0 | 0 | 0 | 0 | 0 | 0 | 0 | 0 | 0 | 0 | 0 | 0 | 0 | 0
389 | 24086 | 2018 | TX | Guadalupe Generating Station | 55153 | CTG1 | 0 | OP | CT | NG | 171.1 | 0.622 | 932699 | 461860 | EIA-923 Generator File | 2000 |  | 0 | 0 | 0 | 0 | 0 | 0 | 0 | 0 | 0 | 0 | 0 | 171.1 | 0 | 0 | 0 | 0 | 0 | 0 | 0 | 0 | 0 | 0 | 0 | 0 | 0 | 0 | 0 | 0 | 0 | 0
390 | 24087 | 2018 | TX | Guadalupe Generating Station | 55153 | CTG2 | 0 | OP | CT | NG | 171.1 | 0.578 | 866875 | 426257 | EIA-923 Generator File | 2000 |  | 0 | 0 | 0 | 0 | 0 | 0 | 0 | 0 | 0 | 0 | 0 | 171.1 | 0 | 0 | 0 | 0 | 0 | 0 | 0 | 0 | 0 | 0 | 0 | 0 | 0 | 0 | 0 | 0 | 0 | 0
391 | 24088 | 2018 | TX | Guadalupe Generating Station | 55153 | CTG3 | 0 | OP | CT | NG | 171.1 | 0.547 | 820059 | 411266 | EIA-923 Generator File | 2000 |  | 0 | 0 | 0 | 0 | 0 | 0 | 0 | 0 | 0 | 0 | 0 | 171.1 | 0 | 0 | 0 | 0 | 0 | 0 | 0 | 0 | 0 | 0 | 0 | 0 | 0 | 0 | 0 | 0 | 0 | 0
392 | 24089 | 2018 | TX | Guadalupe Generating Station | 55153 | CTG4 | 0 | OP | CT | NG | 171.1 | 0.556 | 832914 | 394224 | EIA-923 Generator File | 2000 |  | 0 | 0 | 0 | 0 | 0 | 0 | 0 | 0 | 0 | 0 | 0 | 171.1 | 0 | 0 | 0 | 0 | 0 | 0 | 0 | 0 | 0 | 0 | 0 | 0 | 0 | 0 | 0 | 0 | 0 | 0
393 | 24090 | 2018 | TX | Guadalupe Generating Station | 55153 | STG1 | 2 | OP | CA | NG | 201.9 | 0.613 | 1083909 | 552313 | EIA-923 Generator File | 2000 |  | 0 | 0 | 0 | 0 | 0 | 0 | 0 | 0 | 0 | 0 | 0 | 201.9 | 0 | 0 | 0 | 0 | 0 | 0 | 0 | 0 | 0 | 0 | 0 | 0 | 0 | 0 | 0 | 0 | 0 | 0
394 | 24091 | 2018 | TX | Guadalupe Generating Station | 55153 | STG2 | 2 | OP | CA | NG | 201.9 | 0.56 | 990555 | 500519 | EIA-923 Generator File | 2000 |  | 0 | 0 | 0 | 0 | 0 | 0 | 0 | 0 | 0 | 0 | 0 | 201.9 | 0 | 0 | 0 | 0 | 0 | 0 | 0 | 0 | 0 | 0 | 0 | 0 | 0 | 0 | 0 | 0 | 0 | 0
395 | 24092 | 2018 | TX | Gunsight Mountain Wind Energy LLC | 56776 | 1 | 0 | OP | WT | WND | 120 | 0.482 | 506572 | 202088 | Distributed from 923 Generation And Fuel | 2016 |  | 0 | 0 | 0 | 0 | 0 | 0 | 0 | 0 | 0 | 0 | 0 | 0 | 0 | 0 | 0 | 0 | 0 | 0 | 0 | 0 | 0 | 0 | 0 | 0 | 0 | 0 | 0 | 0 | 0 | 120
396 | 24093 | 2018 | TX | H 4 | 3583 | 1 | 0 | OP | HY | WAT | 2.4 | 0.334 | 7031 | 2988 | Distributed from 923 Generation And Fuel | 1931 |  | 0 | 0 | 0 | 0 | 0 | 0 | 0 | 0 | 0 | 0 | 0 | 0 | 0 | 0 | 0 | 0 | 0 | 0 | 0 | 0 | 0 | 0 | 0 | 0 | 2.4 | 0 | 0 | 0 | 0 | 0
397 | 24094 | 2018 | TX | H 5 | 3584 | 1 | 0 | OP | HY | WAT | 2.4 | 0 | 0 | 0 | Distributed from 923 Generation And Fuel | 1931 |  | 0 | 0 | 0 | 0 | 0 | 0 | 0 | 0 | 0 | 0 | 0 | 0 | 0 | 0 | 0 | 0 | 0 | 0 | 0 | 0 | 0 | 0 | 0 | 0 | 2.4 | 0 | 0 | 0 | 0 | 0
398 | 24095 | 2018 | TX | Hackberry Wind Farm | 56823 | HWFG1 | 0 | OP | WT | WND | 165.6 | 0.249 | 361577 | 144245 | Distributed from 923 Generation And Fuel | 2008 |  | 0 | 0 | 0 | 0 | 0 | 0 | 0 | 0 | 0 | 0 | 0 | 0 | 0 | 0 | 0 | 0 | 0 | 0 | 0 | 0 | 0 | 0 | 0 | 0 | 0 | 0 | 0 | 0 | 0 | 165.6
399 | 24096 | 2018 | TX | Hal C Weaver Power Plant | 50118 | GEN10 | 0 | OP | CT | NG | 34.4 | 0.385 | 115901.42 | 38509 | EIA-923 Generator File | 2010 |  | 0 | 0 | 0 | 0 | 0 | 0 | 0 | 0 | 0 | 0 | 0 | 34.4 | 0 | 0 | 0 | 0 | 0 | 0 | 0 | 0 | 0 | 0 | 0 | 0 | 0 | 0 | 0 | 0 | 0 | 0
400 | 24097 | 2018 | TX | Hal C Weaver Power Plant | 50118 | GEN4 | 6 | OP | CA | NG | 7.6 | 0.031 | 2077.74 | 27.16 | EIA-923 Generator File | 1951 |  | 0 | 0 | 0 | 0 | 0 | 0 | 0 | 0 | 0 | 0 | 0 | 7.6 | 0 | 0 | 0 | 0 | 0 | 0 | 0 | 0 | 0 | 0 | 0 | 0 | 0 | 0 | 0 | 0 | 0 | 0
401 | 24098 | 2018 | TX | Hal C Weaver Power Plant | 50118 | GEN5 | 6 | OP | CA | NG | 6 | 0.012 | 650.87 | 378.3 | EIA-923 Generator File | 1959 |  | 0 | 0 | 0 | 0 | 0 | 0 | 0 | 0 | 0 | 0 | 0 | 6 | 0 | 0 | 0 | 0 | 0 | 0 | 0 | 0 | 0 | 0 | 0 | 0 | 0 | 0 | 0 | 0 | 0 | 0
402 | 24099 | 2018 | TX | Hal C Weaver Power Plant | 50118 | GEN7 | 6 | OP | CA | NG | 28.8 | 0.157 | 39546.9 | 11229.69 | EIA-923 Generator File | 1979 |  | 0 | 0 | 0 | 0 | 0 | 0 | 0 | 0 | 0 | 0 | 0 | 28.8 | 0 | 0 | 0 | 0 | 0 | 0 | 0 | 0 | 0 | 0 | 0 | 0 | 0 | 0 | 0 | 0 | 0 | 0
403 | 24100 | 2018 | TX | Hal C Weaver Power Plant | 50118 | GEN8 | 0 | OP | CT | NG | 48.5 | 0.289 | 122917.43 | 76985.02 | EIA-923 Generator File | 1987 |  | 0 | 0 | 0 | 0 | 0 | 0 | 0 | 0 | 0 | 0 | 0 | 48.5 | 0 | 0 | 0 | 0 | 0 | 0 | 0 | 0 | 0 | 0 | 0 | 0 | 0 | 0 | 0 | 0 | 0 | 0
404 | 24101 | 2018 | TX | Hal C Weaver Power Plant | 50118 | GEN9 | 6 | OP | CA | NG | 27.2 | 0.232 | 55236.65 | 39007.58 | EIA-923 Generator File | 2004 |  | 0 | 0 | 0 | 0 | 0 | 0 | 0 | 0 | 0 | 0 | 0 | 27.2 | 0 | 0 | 0 | 0 | 0 | 0 | 0 | 0 | 0 | 0 | 0 | 0 | 0 | 0 | 0 | 0 | 0 | 0
405 | 24112 | 2018 | TX | Handley | 3491 | 3 | 1 | OP | ST | NG | 404.8 | 0.089 | 315482 | 259518 | EIA-923 Generator File | 1963 |  | 0 | 0 | 0 | 0 | 0 | 0 | 0 | 0 | 0 | 0 | 0 | 404.8 | 0 | 0 | 0 | 0 | 0 | 0 | 0 | 0 | 0 | 0 | 0 | 0 | 0 | 0 | 0 | 0 | 0 | 0
406 | 24113 | 2018 | TX | Handley | 3491 | 4 | 1 | OP | ST | NG | 455 | 0.05 | 201095 | 167857 | EIA-923 Generator File | 1976 |  | 0 | 0 | 0 | 0 | 0 | 0 | 0 | 0 | 0 | 0 | 0 | 455 | 0 | 0 | 0 | 0 | 0 | 0 | 0 | 0 | 0 | 0 | 0 | 0 | 0 | 0 | 0 | 0 | 0 | 0
407 | 24114 | 2018 | TX | Handley | 3491 | 5 | 1 | OP | ST | NG | 455 | 0.06 | 240779 | 188256 | EIA-923 Generator File | 1977 |  | 0 | 0 | 0 | 0 | 0 | 0 | 0 | 0 | 0 | 0 | 0 | 455 | 0 | 0 | 0 | 0 | 0 | 0 | 0 | 0 | 0 | 0 | 0 | 0 | 0 | 0 | 0 | 0 | 0 | 0
408 | 24117 | 2018 | TX | Harbor Wind LLC | 58424 | 1 | 0 | OP | WT | WND | 9 | 0.152 | 11997 | 4786 | Distributed from 923 Generation And Fuel | 2012 |  | 0 | 0 | 0 | 0 | 0 | 0 | 0 | 0 | 0 | 0 | 0 | 0 | 0 | 0 | 0 | 0 | 0 | 0 | 0 | 0 | 0 | 0 | 0 | 0 | 0 | 0 | 0 | 0 | 0 | 9
409 | 24118 | 2018 | TX | Hardin County Peaking Facility | 56604 | HC1 | 0 | OP | GT | NG | 86.5 | 0.03 | 22971 | 11551 | Distributed from 923 Generation And Fuel | 2001 |  | 0 | 0 | 0 | 0 | 0 | 0 | 0 | 0 | 0 | 0 | 0 | 86.5 | 0 | 0 | 0 | 0 | 0 | 0 | 0 | 0 | 0 | 0 | 0 | 0 | 0 | 0 | 0 | 0 | 0 | 0
410 | 24119 | 2018 | TX | Hardin County Peaking Facility | 56604 | HC2 | 0 | OP | GT | NG | 86.5 | 0.03 | 22971 | 11551 | Distributed from 923 Generation And Fuel | 2001 |  | 0 | 0 | 0 | 0 | 0 | 0 | 0 | 0 | 0 | 0 | 0 | 86.5 | 0 | 0 | 0 | 0 | 0 | 0 | 0 | 0 | 0 | 0 | 0 | 0 | 0 | 0 | 0 | 0 | 0 | 0
411 | 24120 | 2018 | TX | Harrington | 6193 | 1 | 1 | OP | ST | SUB | 360 | 0.435 | 1371151 | 729197 | EIA-923 Generator File | 1976 | 2036 | 0 | 0 | 0 | 0 | 0 | 0 | 0 | 0 | 0 | 0 | 0 | 0 | 0 | 0 | 0 | 0 | 0 | 0 | 0 | 0 | 0 | 0 | 360 | 0 | 0 | 0 | 0 | 0 | 0 | 0
412 | 24121 | 2018 | TX | Harrington | 6193 | 2 | 1 | OP | ST | SUB | 360 | 0.633 | 1995350 | 857176 | EIA-923 Generator File | 1978 | 2038 | 0 | 0 | 0 | 0 | 0 | 0 | 0 | 0 | 0 | 0 | 0 | 0 | 0 | 0 | 0 | 0 | 0 | 0 | 0 | 0 | 0 | 0 | 360 | 0 | 0 | 0 | 0 | 0 | 0 | 0
413 | 24122 | 2018 | TX | Harrington | 6193 | 3 | 1 | OP | ST | SUB | 360 | 0.449 | 1417187 | 737418 | EIA-923 Generator File | 1980 | 2040 | 0 | 0 | 0 | 0 | 0 | 0 | 0 | 0 | 0 | 0 | 0 | 0 | 0 | 0 | 0 | 0 | 0 | 0 | 0 | 0 | 0 | 0 | 360 | 0 | 0 | 0 | 0 | 0 | 0 | 0
414 | 24123 | 2018 | TX | Harrison County Power Project | 55664 | GT-1 | 0 | OP | CT | NG | 170 | 0.34 | 506392 | 229366 | EIA-923 Generator File | 2003 |  | 0 | 0 | 0 | 0 | 0 | 0 | 0 | 0 | 0 | 0 | 0 | 170 | 0 | 0 | 0 | 0 | 0 | 0 | 0 | 0 | 0 | 0 | 0 | 0 | 0 | 0 | 0 | 0 | 0 | 0
415 | 24124 | 2018 | TX | Harrison County Power Project | 55664 | GT-2 | 0 | OP | CT | NG | 170 | 0.309 | 460448 | 198517 | EIA-923 Generator File | 2003 |  | 0 | 0 | 0 | 0 | 0 | 0 | 0 | 0 | 0 | 0 | 0 | 170 | 0 | 0 | 0 | 0 | 0 | 0 | 0 | 0 | 0 | 0 | 0 | 0 | 0 | 0 | 0 | 0 | 0 | 0
416 | 24125 | 2018 | TX | Harrison County Power Project | 55664 | ST-1 | 2 | OP | CA | NG | 230 | 0.301 | 605565 | 267376 | EIA-923 Generator File | 2003 |  | 0 | 0 | 0 | 0 | 0 | 0 | 0 | 0 | 0 | 0 | 0 | 230 | 0 | 0 | 0 | 0 | 0 | 0 | 0 | 0 | 0 | 0 | 0 | 0 | 0 | 0 | 0 | 0 | 0 | 0
417 | 24126 | 2018 | TX | Harvest Moon Renewable Energy Company | 61493 | SEALY | 0 | OP | PV | SUN | 1.6 | 0.032 | 450 | 215 | Distributed from 923 Generation And Fuel | 2015 |  | 0 | 0 | 0 | 0 | 0 | 0 | 0 | 0 | 0 | 0 | 0 | 0 | 0 | 0 | 0 | 0 | 0 | 0 | 0 | 0 | 0 | 0 | 0 | 1.6 | 0 | 0 | 0 | 0 | 0 | 0
418 | 24127 | 2018 | TX | Hays Energy Project | 55144 | U1 | 1 | OP | CS | NG | 241.7 | 0.401 | 849793 | 570072 | EIA-923 Generator File | 2002 |  | 0 | 0 | 0 | 0 | 0 | 0 | 0 | 0 | 0 | 0 | 0 | 241.7 | 0 | 0 | 0 | 0 | 0 | 0 | 0 | 0 | 0 | 0 | 0 | 0 | 0 | 0 | 0 | 0 | 0 | 0
419 | 24128 | 2018 | TX | Hays Energy Project | 55144 | U2 | 1 | OP | CS | NG | 241.7 | 0.366 | 775227 | 522428 | EIA-923 Generator File | 2002 |  | 0 | 0 | 0 | 0 | 0 | 0 | 0 | 0 | 0 | 0 | 0 | 241.7 | 0 | 0 | 0 | 0 | 0 | 0 | 0 | 0 | 0 | 0 | 0 | 0 | 0 | 0 | 0 | 0 | 0 | 0
420 | 24129 | 2018 | TX | Hays Energy Project | 55144 | U3 | 1 | OP | CS | NG | 252.8 | 0.312 | 691926 | 504408 | EIA-923 Generator File | 2002 |  | 0 | 0 | 0 | 0 | 0 | 0 | 0 | 0 | 0 | 0 | 0 | 252.8 | 0 | 0 | 0 | 0 | 0 | 0 | 0 | 0 | 0 | 0 | 0 | 0 | 0 | 0 | 0 | 0 | 0 | 0
421 | 24130 | 2018 | TX | Hays Energy Project | 55144 | U4 | 1 | OP | CS | NG | 252.8 | 0.336 | 743255 | 512917 | EIA-923 Generator File | 2002 |  | 0 | 0 | 0 | 0 | 0 | 0 | 0 | 0 | 0 | 0 | 0 | 252.8 | 0 | 0 | 0 | 0 | 0 | 0 | 0 | 0 | 0 | 0 | 0 | 0 | 0 | 0 | 0 | 0 | 0 | 0
422 | 24132 | 2018 | TX | Hidalgo Wind Farm LLC | 57617 | GEN1 | 0 | OP | WT | WND | 250 | 0.403 | 882896 | 375819 | Distributed from 923 Generation And Fuel | 2016 |  | 0 | 0 | 0 | 0 | 0 | 0 | 0 | 0 | 0 | 0 | 0 | 0 | 0 | 0 | 0 | 0 | 0 | 0 | 0 | 0 | 0 | 0 | 0 | 0 | 0 | 0 | 0 | 0 | 0 | 250
423 | 24134 | 2018 | TX | High Plains | 56834 | 1 | 0 | OP | WT | WND | 10 | 0.252 | 22083 | 8810 | Distributed from 923 Generation And Fuel | 2008 |  | 0 | 0 | 0 | 0 | 0 | 0 | 0 | 0 | 0 | 0 | 0 | 0 | 0 | 0 | 0 | 0 | 0 | 0 | 0 | 0 | 0 | 0 | 0 | 0 | 0 | 0 | 0 | 0 | 0 | 10
424 | 24135 | 2018 | TX | Highway 56 Solar | 61409 | GEN1 | 0 | OP | PV | SUN | 5.3 | 0.191 | 8855 | 4221 | Distributed from 923 Generation And Fuel | 2017 |  | 0 | 0 | 0 | 0 | 0 | 0 | 0 | 0 | 0 | 0 | 0 | 0 | 0 | 0 | 0 | 0 | 0 | 0 | 0 | 0 | 0 | 0 | 0 | 5.3 | 0 | 0 | 0 | 0 | 0 | 0
425 | 24145 | 2018 | TX | Horse Creek Wind Farm | 60339 | HCWF | 0 | OP | WT | WND | 230 | 0.438 | 883449 | 352436 | Distributed from 923 Generation And Fuel | 2016 |  | 0 | 0 | 0 | 0 | 0 | 0 | 0 | 0 | 0 | 0 | 0 | 0 | 0 | 0 | 0 | 0 | 0 | 0 | 0 | 0 | 0 | 0 | 0 | 0 | 0 | 0 | 0 | 0 | 0 | 230
426 | 24146 | 2018 | TX | Horse Hollow Wind Energy Center | 56291 | 1 | 0 | OP | WT | WND | 213 | 0.379 | 706671.157 | 258800.937 | Distributed from 923 Generation And Fuel | 2005 |  | 0 | 0 | 0 | 0 | 0 | 0 | 0 | 0 | 0 | 0 | 0 | 0 | 0 | 0 | 0 | 0 | 0 | 0 | 0 | 0 | 0 | 0 | 0 | 0 | 0 | 0 | 0 | 0 | 0 | 213
427 | 24147 | 2018 | TX | Horse Hollow Wind Energy Center | 56291 | 2 | 0 | OP | WT | WND | 223.5 | 0.379 | 741507.059 | 271558.729 | Distributed from 923 Generation And Fuel | 2006 |  | 0 | 0 | 0 | 0 | 0 | 0 | 0 | 0 | 0 | 0 | 0 | 0 | 0 | 0 | 0 | 0 | 0 | 0 | 0 | 0 | 0 | 0 | 0 | 0 | 0 | 0 | 0 | 0 | 0 | 223.5
428 | 24148 | 2018 | TX | Horse Hollow Wind Energy Center | 56291 | 3 | 0 | OP | WT | WND | 299 | 0.379 | 991993.784 | 363293.334 | Distributed from 923 Generation And Fuel | 2006 |  | 0 | 0 | 0 | 0 | 0 | 0 | 0 | 0 | 0 | 0 | 0 | 0 | 0 | 0 | 0 | 0 | 0 | 0 | 0 | 0 | 0 | 0 | 0 | 0 | 0 | 0 | 0 | 0 | 0 | 299
429 | 24150 | 2018 | TX | Houston Chemical Complex Battleground | 50043 | GT1 | 0 | OP | CT | NG | 104.2 | 0.454 | 414209 | 208537 | EIA-923 Generator File | 1982 |  | 0 | 0 | 0 | 0 | 0 | 0 | 0 | 0 | 0 | 0 | 0 | 104.2 | 0 | 0 | 0 | 0 | 0 | 0 | 0 | 0 | 0 | 0 | 0 | 0 | 0 | 0 | 0 | 0 | 0 | 0
430 | 24151 | 2018 | TX | Houston Chemical Complex Battleground | 50043 | GT2 | 0 | OP | CT | NG | 104.2 | 0.49 | 447325 | 198585 | EIA-923 Generator File | 1982 |  | 0 | 0 | 0 | 0 | 0 | 0 | 0 | 0 | 0 | 0 | 0 | 104.2 | 0 | 0 | 0 | 0 | 0 | 0 | 0 | 0 | 0 | 0 | 0 | 0 | 0 | 0 | 0 | 0 | 0 | 0
431 | 24152 | 2018 | TX | Houston Chemical Complex Battleground | 50043 | GT3 | 0 | OP | CT | NG | 84.9 | 0.71 | 527979 | 229073 | EIA-923 Generator File | 2005 |  | 0 | 0 | 0 | 0 | 0 | 0 | 0 | 0 | 0 | 0 | 0 | 84.9 | 0 | 0 | 0 | 0 | 0 | 0 | 0 | 0 | 0 | 0 | 0 | 0 | 0 | 0 | 0 | 0 | 0 | 0
432 | 24153 | 2018 | TX | Houston Chemical Complex Battleground | 50043 | ST | 3 | OP | CA | NG | 87.4 | 0.494 | 378489 | 213648 | EIA-923 Generator File | 1982 |  | 0 | 0 | 0 | 0 | 0 | 0 | 0 | 0 | 0 | 0 | 0 | 87.4 | 0 | 0 | 0 | 0 | 0 | 0 | 0 | 0 | 0 | 0 | 0 | 0 | 0 | 0 | 0 | 0 | 0 | 0
433 | 24154 | 2018 | TX | Houston Plant | 52065 | GEN1 | 0 | OP | ST | WH | 6 | 0.898 | 47219.2 | 20544.8 | Distributed from 923 Generation And Fuel | 1977 |  | 0 | 0 | 0 | 0 | 0 | 0 | 0 | 0 | 0 | 0 | 0 | 0 | 0 | 0 | 0 | 0 | 0 | 0 | 0 | 0 | 0 | 0 | 0 | 0 | 0 | 0 | 0 | 0 | 6 | 0
434 | 24155 | 2018 | TX | Houston Plant | 52065 | GEN2 | 0 | OP | ST | WH | 1.5 | 0.898 | 11804.8 | 5136.2 | Distributed from 923 Generation And Fuel | 1970 | 2022 | 0 | 0 | 0 | 0 | 0 | 0 | 0 | 0 | 0 | 0 | 0 | 0 | 0 | 0 | 0 | 0 | 0 | 0 | 0 | 0 | 0 | 0 | 0 | 0 | 0 | 0 | 0 | 0 | 1.5 | 0
435 | 24157 | 2018 | TX | IKEA Grand Prairie Rooftop PV System | 61309 | PV1 | 0 | OP | PV | SUN | 1.2 | 0.179 | 1881 | 897 | Distributed from 923 Generation And Fuel | 2017 |  | 0 | 0 | 0 | 0 | 0 | 0 | 0 | 0 | 0 | 0 | 0 | 0 | 0 | 0 | 0 | 0 | 0 | 0 | 0 | 0 | 0 | 0 | 0 | 1.2 | 0 | 0 | 0 | 0 | 0 | 0
436 | 24159 | 2018 | TX | IKEA Round Rock 027 | 58013 | PV | 0 | OP | PV | SUN | 1.4 | 0.145 | 1777 | 927 | Distributed from 923 Generation And Fuel | 2012 |  | 0 | 0 | 0 | 0 | 0 | 0 | 0 | 0 | 0 | 0 | 0 | 0 | 0 | 0 | 0 | 0 | 0 | 0 | 0 | 0 | 0 | 0 | 0 | 1.4 | 0 | 0 | 0 | 0 | 0 | 0
437 | 24160 | 2018 | TX | Inadale Wind Farm LLC | 56984 | 1 | 0 | OP | WT | WND | 197 | 0.305 | 526945 | 210215 | Distributed from 923 Generation And Fuel | 2009 |  | 0 | 0 | 0 | 0 | 0 | 0 | 0 | 0 | 0 | 0 | 0 | 0 | 0 | 0 | 0 | 0 | 0 | 0 | 0 | 0 | 0 | 0 | 0 | 0 | 0 | 0 | 0 | 0 | 0 | 197
438 | 24161 | 2018 | TX | Inadale Wind Farm LLC | 56984 | INABT | 0 | OP | BA | MWH | 9.9 | 0 | 0 | 0 | Distributed from 923 Generation And Fuel | 2018 |  | 0 | 0 | 0 | 0 | 0 | 0 | 0 | 0 | 0 | 0 | 9.9 | 0 | 0 | 0 | 0 | 0 | 0 | 0 | 0 | 0 | 0 | 0 | 0 | 0 | 0 | 0 | 0 | 0 | 0 | 0
439 | 24162 | 2018 | TX | Ingleside Cogeneration | 55313 | STG | 2 | OP | CA | OG | 176.8 | 0.374 | 579690 | 285123 | EIA-923 Generator File | 1999 |  | 0 | 0 | 0 | 0 | 0 | 0 | 0 | 0 | 0 | 0 | 0 | 0 | 0 | 0 | 0 | 176.8 | 0 | 0 | 0 | 0 | 0 | 0 | 0 | 0 | 0 | 0 | 0 | 0 | 0 | 0
440 | 24163 | 2018 | TX | Ingleside Cogeneration | 55313 | CTG1 | 0 | OP | CT | NG | 170.1 | 0.598 | 890323 | 436010 | EIA-923 Generator File | 1999 |  | 0 | 0 | 0 | 0 | 0 | 0 | 0 | 0 | 0 | 0 | 0 | 170.1 | 0 | 0 | 0 | 0 | 0 | 0 | 0 | 0 | 0 | 0 | 0 | 0 | 0 | 0 | 0 | 0 | 0 | 0
441 | 24164 | 2018 | TX | Ingleside Cogeneration | 55313 | CTG2 | 0 | OP | CT | NG | 170.1 | 0.756 | 1126029 | 472684 | EIA-923 Generator File | 1999 |  | 0 | 0 | 0 | 0 | 0 | 0 | 0 | 0 | 0 | 0 | 0 | 170.1 | 0 | 0 | 0 | 0 | 0 | 0 | 0 | 0 | 0 | 0 | 0 | 0 | 0 | 0 | 0 | 0 | 0 | 0
442 | 24165 | 2018 | TX | Inks | 3598 | 1 | 0 | OP | HY | WAT | 15 | 0.138 | 18118 | 7699 | Distributed from 923 Generation And Fuel | 1938 |  | 0 | 0 | 0 | 0 | 0 | 0 | 0 | 0 | 0 | 0 | 0 | 0 | 0 | 0 | 0 | 0 | 0 | 0 | 0 | 0 | 0 | 0 | 0 | 0 | 15 | 0 | 0 | 0 | 0 | 0
443 | 24166 | 2018 | TX | International Paper - Orange | 10425 | TG | 5 | OP | ST | BLQ | 48 | 0.652 | 274218 | 119629 | EIA-923 Generator File | 1967 |  | 0 | 0 | 0 | 48 | 0 | 0 | 0 | 0 | 0 | 0 | 0 | 0 | 0 | 0 | 0 | 0 | 0 | 0 | 0 | 0 | 0 | 0 | 0 | 0 | 0 | 0 | 0 | 0 | 0 | 0
444 | 24167 | 2018 | TX | International Paper Texarkana Mill | 54097 | GEN1 | 2 | OP | ST | BLQ | 25 | 0.523 | 114573 | 48469 | EIA-923 Generator File | 1972 |  | 0 | 0 | 0 | 25 | 0 | 0 | 0 | 0 | 0 | 0 | 0 | 0 | 0 | 0 | 0 | 0 | 0 | 0 | 0 | 0 | 0 | 0 | 0 | 0 | 0 | 0 | 0 | 0 | 0 | 0
445 | 24168 | 2018 | TX | International Paper Texarkana Mill | 54097 | GEN2 | 2 | OP | ST | BLQ | 40 | 0.879 | 308023 | 130872 | EIA-923 Generator File | 1977 |  | 0 | 0 | 0 | 40 | 0 | 0 | 0 | 0 | 0 | 0 | 0 | 0 | 0 | 0 | 0 | 0 | 0 | 0 | 0 | 0 | 0 | 0 | 0 | 0 | 0 | 0 | 0 | 0 | 0 | 0
446 | 24169 | 2018 | TX | Ivory Solar | 61697 | IVORY | 0 | OP | PV | SUN | 50 | 0.028 | 12403 | 0 | Distributed from 923 Generation And Fuel | 2018 |  | 0 | 0 | 0 | 0 | 0 | 0 | 0 | 0 | 0 | 0 | 0 | 0 | 0 | 0 | 0 | 0 | 0 | 0 | 0 | 0 | 0 | 0 | 0 | 50 | 0 | 0 | 0 | 0 | 0 | 0
447 | 24170 | 2018 | TX | J K Spruce | 7097 | 1 | 1 | OP | ST | SUB | 566 | 0.619 | 3066900 | 1498001 | EIA-923 Generator File | 1992 |  | 0 | 0 | 0 | 0 | 0 | 0 | 0 | 0 | 0 | 0 | 0 | 0 | 0 | 0 | 0 | 0 | 0 | 0 | 0 | 0 | 0 | 0 | 566 | 0 | 0 | 0 | 0 | 0 | 0 | 0
448 | 24171 | 2018 | TX | J K Spruce | 7097 | 2 | 1 | OP | ST | SUB | 878 | 0.541 | 4162033 | 2136188 | EIA-923 Generator File | 2010 |  | 0 | 0 | 0 | 0 | 0 | 0 | 0 | 0 | 0 | 0 | 0 | 0 | 0 | 0 | 0 | 0 | 0 | 0 | 0 | 0 | 0 | 0 | 878 | 0 | 0 | 0 | 0 | 0 | 0 | 0
449 | 24172 | 2018 | TX | J Robert Massengale | 3604 | 6A | 2 | OP | CA | NG | 22 | 0.068 | 13110 | 4018 | EIA-923 Generator File | 1957 |  | 0 | 0 | 0 | 0 | 0 | 0 | 0 | 0 | 0 | 0 | 0 | 22 | 0 | 0 | 0 | 0 | 0 | 0 | 0 | 0 | 0 | 0 | 0 | 0 | 0 | 0 | 0 | 0 | 0 | 0
450 | 24173 | 2018 | TX | J Robert Massengale | 3604 | 7 | 2 | OP | CA | NG | 22 | 0.078 | 15085 | 10162 | EIA-923 Generator File | 1959 |  | 0 | 0 | 0 | 0 | 0 | 0 | 0 | 0 | 0 | 0 | 0 | 22 | 0 | 0 | 0 | 0 | 0 | 0 | 0 | 0 | 0 | 0 | 0 | 0 | 0 | 0 | 0 | 0 | 0 | 0
451 | 24174 | 2018 | TX | J Robert Massengale | 3604 | 8 | 0 | OP | CT | NG | 40 | 0.408 | 143046 | 68087 | EIA-923 Generator File | 2000 |  | 0 | 0 | 0 | 0 | 0 | 0 | 0 | 0 | 0 | 0 | 0 | 40 | 0 | 0 | 0 | 0 | 0 | 0 | 0 | 0 | 0 | 0 | 0 | 0 | 0 | 0 | 0 | 0 | 0 | 0
452 | 24179 | 2018 | TX | Jack County | 55230 | CT1 | 0 | OP | CT | NG | 170 | 0.352 | 523514 | 263445 | EIA-923 Generator File | 2006 |  | 0 | 0 | 0 | 0 | 0 | 0 | 0 | 0 | 0 | 0 | 0 | 170 | 0 | 0 | 0 | 0 | 0 | 0 | 0 | 0 | 0 | 0 | 0 | 0 | 0 | 0 | 0 | 0 | 0 | 0
453 | 24180 | 2018 | TX | Jack County | 55230 | CT2 | 0 | OP | CT | NG | 170 | 0.322 | 480098 | 251066 | EIA-923 Generator File | 2006 |  | 0 | 0 | 0 | 0 | 0 | 0 | 0 | 0 | 0 | 0 | 0 | 170 | 0 | 0 | 0 | 0 | 0 | 0 | 0 | 0 | 0 | 0 | 0 | 0 | 0 | 0 | 0 | 0 | 0 | 0
454 | 24181 | 2018 | TX | Jack County | 55230 | CT3 | 0 | OP | CT | NG | 170 | 0.373 | 555153 | 297634 | EIA-923 Generator File | 2011 |  | 0 | 0 | 0 | 0 | 0 | 0 | 0 | 0 | 0 | 0 | 0 | 170 | 0 | 0 | 0 | 0 | 0 | 0 | 0 | 0 | 0 | 0 | 0 | 0 | 0 | 0 | 0 | 0 | 0 | 0
455 | 24182 | 2018 | TX | Jack County | 55230 | CT4 | 0 | OP | CT | NG | 170 | 0.377 | 561980 | 284085 | EIA-923 Generator File | 2011 |  | 0 | 0 | 0 | 0 | 0 | 0 | 0 | 0 | 0 | 0 | 0 | 170 | 0 | 0 | 0 | 0 | 0 | 0 | 0 | 0 | 0 | 0 | 0 | 0 | 0 | 0 | 0 | 0 | 0 | 0
456 | 24183 | 2018 | TX | Jack County | 55230 | ST1 | 2 | OP | CA | NG | 300 | 0.266 | 698578 | 379293 | EIA-923 Generator File | 2006 |  | 0 | 0 | 0 | 0 | 0 | 0 | 0 | 0 | 0 | 0 | 0 | 300 | 0 | 0 | 0 | 0 | 0 | 0 | 0 | 0 | 0 | 0 | 0 | 0 | 0 | 0 | 0 | 0 | 0 | 0
457 | 24184 | 2018 | TX | Jack County | 55230 | ST2 | 2 | OP | CA | NG | 300 | 0.317 | 832352 | 465963 | EIA-923 Generator File | 2011 |  | 0 | 0 | 0 | 0 | 0 | 0 | 0 | 0 | 0 | 0 | 0 | 300 | 0 | 0 | 0 | 0 | 0 | 0 | 0 | 0 | 0 | 0 | 0 | 0 | 0 | 0 | 0 | 0 | 0 | 0
458 | 24185 | 2018 | TX | Jack Fusco Energy Center | 55357 | CTG1 | 0 | OP | CT | NG | 200 | 0.458 | 802514 | 460578 | EIA-923 Generator File | 2003 |  | 0 | 0 | 0 | 0 | 0 | 0 | 0 | 0 | 0 | 0 | 0 | 200 | 0 | 0 | 0 | 0 | 0 | 0 | 0 | 0 | 0 | 0 | 0 | 0 | 0 | 0 | 0 | 0 | 0 | 0
459 | 24186 | 2018 | TX | Jack Fusco Energy Center | 55357 | CTG2 | 0 | OP | CT | NG | 200 | 0.473 | 828538 | 488070 | EIA-923 Generator File | 2003 |  | 0 | 0 | 0 | 0 | 0 | 0 | 0 | 0 | 0 | 0 | 0 | 200 | 0 | 0 | 0 | 0 | 0 | 0 | 0 | 0 | 0 | 0 | 0 | 0 | 0 | 0 | 0 | 0 | 0 | 0
460 | 24187 | 2018 | TX | Jack Fusco Energy Center | 55357 | STG1 | 2 | OP | CA | NG | 275.6 | 0.431 | 1041671 | 628555 | EIA-923 Generator File | 2003 |  | 0 | 0 | 0 | 0 | 0 | 0 | 0 | 0 | 0 | 0 | 0 | 275.6 | 0 | 0 | 0 | 0 | 0 | 0 | 0 | 0 | 0 | 0 | 0 | 0 | 0 | 0 | 0 | 0 | 0 | 0
461 | 24190 | 2018 | TX | Jameson Gas Processing Plant | 55052 | 620 | 0 | OP | IC | NG | 0.4 | 0.935 | 3277.556 | 1648 | Distributed from 923 Generation And Fuel | 1981 |  | 0 | 0 | 0 | 0 | 0 | 0 | 0 | 0 | 0 | 0 | 0 | 0.4 | 0 | 0 | 0 | 0 | 0 | 0 | 0 | 0 | 0 | 0 | 0 | 0 | 0 | 0 | 0 | 0 | 0 | 0
462 | 24191 | 2018 | TX | Jameson Gas Processing Plant | 55052 | 621 | 0 | OP | IC | NG | 0.4 | 0.935 | 3277.556 | 1648 | Distributed from 923 Generation And Fuel | 1981 |  | 0 | 0 | 0 | 0 | 0 | 0 | 0 | 0 | 0 | 0 | 0 | 0.4 | 0 | 0 | 0 | 0 | 0 | 0 | 0 | 0 | 0 | 0 | 0 | 0 | 0 | 0 | 0 | 0 | 0 | 0
463 | 24192 | 2018 | TX | Jameson Gas Processing Plant | 55052 | 622 | 0 | OP | IC | NG | 0.5 | 0.935 | 4096.944 | 2060 | Distributed from 923 Generation And Fuel | 1986 |  | 0 | 0 | 0 | 0 | 0 | 0 | 0 | 0 | 0 | 0 | 0 | 0.5 | 0 | 0 | 0 | 0 | 0 | 0 | 0 | 0 | 0 | 0 | 0 | 0 | 0 | 0 | 0 | 0 | 0 | 0
464 | 24193 | 2018 | TX | Jameson Gas Processing Plant | 55052 | GN410 | 0 | OP | IC | NG | 0.5 | 0.935 | 4096.944 | 2060 | Distributed from 923 Generation And Fuel | 2017 |  | 0 | 0 | 0 | 0 | 0 | 0 | 0 | 0 | 0 | 0 | 0 | 0.5 | 0 | 0 | 0 | 0 | 0 | 0 | 0 | 0 | 0 | 0 | 0 | 0 | 0 | 0 | 0 | 0 | 0 | 0
465 | 24195 | 2018 | TX | Javelina Wind Energy II, LLC | 60645 | WJ21 | 0 | OP | WT | WND | 200 | 0.456 | 798214 | 318433 | Distributed from 923 Generation And Fuel | 2016 |  | 0 | 0 | 0 | 0 | 0 | 0 | 0 | 0 | 0 | 0 | 0 | 0 | 0 | 0 | 0 | 0 | 0 | 0 | 0 | 0 | 0 | 0 | 0 | 0 | 0 | 0 | 0 | 0 | 0 | 200
466 | 24196 | 2018 | TX | Javelina Wind Energy, LLC | 60104 | GEWTG | 0 | OP | WT | WND | 249.7 | 0.44 | 962468 | 430991 | Distributed from 923 Generation And Fuel | 2015 |  | 0 | 0 | 0 | 0 | 0 | 0 | 0 | 0 | 0 | 0 | 0 | 0 | 0 | 0 | 0 | 0 | 0 | 0 | 0 | 0 | 0 | 0 | 0 | 0 | 0 | 0 | 0 | 0 | 0 | 249.7
467 | 24197 | 2018 | TX | JCO Oxides Olefins Plant | 54637 | GCG1 | 0 | OP | GT | NG | 38.6 | 0.777 | 262737 | 132115 | Distributed from 923 Generation And Fuel | 1992 |  | 0 | 0 | 0 | 0 | 0 | 0 | 0 | 0 | 0 | 0 | 0 | 38.6 | 0 | 0 | 0 | 0 | 0 | 0 | 0 | 0 | 0 | 0 | 0 | 0 | 0 | 0 | 0 | 0 | 0 | 0
468 | 24198 | 2018 | TX | JCO Oxides Olefins Plant | 54637 | GCG2 | 0 | OP | GT | NG | 38.6 | 0.777 | 262737 | 132115 | Distributed from 923 Generation And Fuel | 1992 |  | 0 | 0 | 0 | 0 | 0 | 0 | 0 | 0 | 0 | 0 | 0 | 38.6 | 0 | 0 | 0 | 0 | 0 | 0 | 0 | 0 | 0 | 0 | 0 | 0 | 0 | 0 | 0 | 0 | 0 | 0
469 | 24199 | 2018 | TX | Johnson County | 54817 | GT-1 | 0 | OP | CT | NG | 178.2 | 0.186 | 290715 | 177019 | EIA-923 Generator File | 1996 |  | 0 | 0 | 0 | 0 | 0 | 0 | 0 | 0 | 0 | 0 | 0 | 178.2 | 0 | 0 | 0 | 0 | 0 | 0 | 0 | 0 | 0 | 0 | 0 | 0 | 0 | 0 | 0 | 0 | 0 | 0
470 | 24200 | 2018 | TX | Johnson County | 54817 | ST-1 | 1 | OP | CA | NG | 104.4 | 0.172 | 157232 | 100940 | EIA-923 Generator File | 1996 |  | 0 | 0 | 0 | 0 | 0 | 0 | 0 | 0 | 0 | 0 | 0 | 104.4 | 0 | 0 | 0 | 0 | 0 | 0 | 0 | 0 | 0 | 0 | 0 | 0 | 0 | 0 | 0 | 0 | 0 | 0
471 | 24201 | 2018 | TX | Jones | 3482 | 1 | 1 | OP | ST | NG | 247.5 | 0.36 | 780158 | 368923 | EIA-923 Generator File | 1971 | 2031 | 0 | 0 | 0 | 0 | 0 | 0 | 0 | 0 | 0 | 0 | 0 | 247.5 | 0 | 0 | 0 | 0 | 0 | 0 | 0 | 0 | 0 | 0 | 0 | 0 | 0 | 0 | 0 | 0 | 0 | 0
472 | 24202 | 2018 | TX | Jones | 3482 | 2 | 1 | OP | ST | NG | 247.5 | 0.416 | 902728 | 411944 | EIA-923 Generator File | 1974 | 2034 | 0 | 0 | 0 | 0 | 0 | 0 | 0 | 0 | 0 | 0 | 0 | 247.5 | 0 | 0 | 0 | 0 | 0 | 0 | 0 | 0 | 0 | 0 | 0 | 0 | 0 | 0 | 0 | 0 | 0 | 0
473 | 24203 | 2018 | TX | Jones | 3482 | 3 | 0 | OP | GT | NG | 182.7 | 0.224 | 359049.5 | 298699.5 | Distributed from 923 Generation And Fuel | 2011 | 2056 | 0 | 0 | 0 | 0 | 0 | 0 | 0 | 0 | 0 | 0 | 0 | 182.7 | 0 | 0 | 0 | 0 | 0 | 0 | 0 | 0 | 0 | 0 | 0 | 0 | 0 | 0 | 0 | 0 | 0 | 0
474 | 24204 | 2018 | TX | Jones | 3482 | 4 | 0 | OP | GT | NG | 182.7 | 0.224 | 359049.5 | 298699.5 | Distributed from 923 Generation And Fuel | 2013 | 2058 | 0 | 0 | 0 | 0 | 0 | 0 | 0 | 0 | 0 | 0 | 0 | 182.7 | 0 | 0 | 0 | 0 | 0 | 0 | 0 | 0 | 0 | 0 | 0 | 0 | 0 | 0 | 0 | 0 | 0 | 0
475 | 24207 | 2018 | TX | Keechi Wind | 58838 | KW1 | 0 | OP | WT | WND | 110 | 0.442 | 425499 | 169745 | Distributed from 923 Generation And Fuel | 2015 |  | 0 | 0 | 0 | 0 | 0 | 0 | 0 | 0 | 0 | 0 | 0 | 0 | 0 | 0 | 0 | 0 | 0 | 0 | 0 | 0 | 0 | 0 | 0 | 0 | 0 | 0 | 0 | 0 | 0 | 110
476 | 24209 | 2018 | TX | King Mountain Wind Ranch 1 | 55581 | EXIS | 0 | OP | WT | WND | 278 | 0.128 | 312760 | 119843 | Distributed from 923 Generation And Fuel | 2001 |  | 0 | 0 | 0 | 0 | 0 | 0 | 0 | 0 | 0 | 0 | 0 | 0 | 0 | 0 | 0 | 0 | 0 | 0 | 0 | 0 | 0 | 0 | 0 | 0 | 0 | 0 | 0 | 0 | 0 | 278
477 | 24210 | 2018 | TX | Kingsberry Energy Storage System | 61741 | KBESS | 0 | OP | BA | MWH | 1.5 | -0.027 | -354 | -80 | Distributed from 923 Generation And Fuel | 2018 |  | 0 | 0 | 0 | 0 | 0 | 0 | 0 | 0 | 0 | 0 | 1.5 | 0 | 0 | 0 | 0 | 0 | 0 | 0 | 0 | 0 | 0 | 0 | 0 | 0 | 0 | 0 | 0 | 0 | 0 | 0
478 | 24211 | 2018 | TX | Knox Lee | 3476 | 2 | 1 | OP | ST | NG | 38 | 0.012 | 3838 | 1597 | EIA-923 Generator File | 1950 |  | 0 | 0 | 0 | 0 | 0 | 0 | 0 | 0 | 0 | 0 | 0 | 38 | 0 | 0 | 0 | 0 | 0 | 0 | 0 | 0 | 0 | 0 | 0 | 0 | 0 | 0 | 0 | 0 | 0 | 0
479 | 24212 | 2018 | TX | Knox Lee | 3476 | 3 | 1 | OP | ST | NG | 38 | 0.005 | 1635 | 953 | EIA-923 Generator File | 1952 |  | 0 | 0 | 0 | 0 | 0 | 0 | 0 | 0 | 0 | 0 | 0 | 38 | 0 | 0 | 0 | 0 | 0 | 0 | 0 | 0 | 0 | 0 | 0 | 0 | 0 | 0 | 0 | 0 | 0 | 0
480 | 24213 | 2018 | TX | Knox Lee | 3476 | 5 | 1 | OP | ST | NG | 351 | 0.031 | 95583 | 60111 | EIA-923 Generator File | 1974 |  | 0 | 0 | 0 | 0 | 0 | 0 | 0 | 0 | 0 | 0 | 0 | 351 | 0 | 0 | 0 | 0 | 0 | 0 | 0 | 0 | 0 | 0 | 0 | 0 | 0 | 0 | 0 | 0 | 0 | 0
481 | 24225 | 2018 | TX | Lake Hubbard | 3452 | 1 | 1 | OP | ST | NG | 396.5 | 0.017 | 59258 | 58833 | EIA-923 Generator File | 1970 |  | 0 | 0 | 0 | 0 | 0 | 0 | 0 | 0 | 0 | 0 | 0 | 396.5 | 0 | 0 | 0 | 0 | 0 | 0 | 0 | 0 | 0 | 0 | 0 | 0 | 0 | 0 | 0 | 0 | 0 | 0
482 | 24226 | 2018 | TX | Lake Hubbard | 3452 | 2 | 1 | OP | ST | NG | 531 | 0.046 | 216162 | 179905 | EIA-923 Generator File | 1973 |  | 0 | 0 | 0 | 0 | 0 | 0 | 0 | 0 | 0 | 0 | 0 | 531 | 0 | 0 | 0 | 0 | 0 | 0 | 0 | 0 | 0 | 0 | 0 | 0 | 0 | 0 | 0 | 0 | 0 | 0
483 | 24227 | 2018 | TX | Lamar Power Project | 55097 | CTG1 | 0 | OP | CT | NG | 176 | 0.777 | 1197834 | 511510 | EIA-923 Generator File | 2000 |  | 0 | 0 | 0 | 0 | 0 | 0 | 0 | 0 | 0 | 0 | 0 | 176 | 0 | 0 | 0 | 0 | 0 | 0 | 0 | 0 | 0 | 0 | 0 | 0 | 0 | 0 | 0 | 0 | 0 | 0
484 | 24228 | 2018 | TX | Lamar Power Project | 55097 | CTG2 | 0 | OP | CT | NG | 176 | 0.742 | 1144434 | 487975 | EIA-923 Generator File | 2000 |  | 0 | 0 | 0 | 0 | 0 | 0 | 0 | 0 | 0 | 0 | 0 | 176 | 0 | 0 | 0 | 0 | 0 | 0 | 0 | 0 | 0 | 0 | 0 | 0 | 0 | 0 | 0 | 0 | 0 | 0
485 | 24229 | 2018 | TX | Lamar Power Project | 55097 | CTG3 | 0 | OP | CT | NG | 176 | 0.729 | 1123622 | 476011 | EIA-923 Generator File | 2000 |  | 0 | 0 | 0 | 0 | 0 | 0 | 0 | 0 | 0 | 0 | 0 | 176 | 0 | 0 | 0 | 0 | 0 | 0 | 0 | 0 | 0 | 0 | 0 | 0 | 0 | 0 | 0 | 0 | 0 | 0
486 | 24230 | 2018 | TX | Lamar Power Project | 55097 | CTG4 | 0 | OP | CT | NG | 176 | 0.761 | 1173920 | 498158 | EIA-923 Generator File | 2000 |  | 0 | 0 | 0 | 0 | 0 | 0 | 0 | 0 | 0 | 0 | 0 | 176 | 0 | 0 | 0 | 0 | 0 | 0 | 0 | 0 | 0 | 0 | 0 | 0 | 0 | 0 | 0 | 0 | 0 | 0
487 | 24231 | 2018 | TX | Lamar Power Project | 55097 | STG1 | 2 | OP | CA | NG | 204.3 | 0.749 | 1340515 | 605151 | EIA-923 Generator File | 2000 |  | 0 | 0 | 0 | 0 | 0 | 0 | 0 | 0 | 0 | 0 | 0 | 204.3 | 0 | 0 | 0 | 0 | 0 | 0 | 0 | 0 | 0 | 0 | 0 | 0 | 0 | 0 | 0 | 0 | 0 | 0
488 | 24232 | 2018 | TX | Lamar Power Project | 55097 | STG2 | 2 | OP | CA | NG | 204.3 | 0.729 | 1304750 | 585256 | EIA-923 Generator File | 2000 |  | 0 | 0 | 0 | 0 | 0 | 0 | 0 | 0 | 0 | 0 | 0 | 204.3 | 0 | 0 | 0 | 0 | 0 | 0 | 0 | 0 | 0 | 0 | 0 | 0 | 0 | 0 | 0 | 0 | 0 | 0
489 | 24233 | 2018 | TX | Lamesa Solar | 60372 | LSPV1 | 0 | OP | PV | SUN | 100 | 0.273 | 239513 | 124558 | Distributed from 923 Generation And Fuel | 2017 |  | 0 | 0 | 0 | 0 | 0 | 0 | 0 | 0 | 0 | 0 | 0 | 0 | 0 | 0 | 0 | 0 | 0 | 0 | 0 | 0 | 0 | 0 | 0 | 100 | 0 | 0 | 0 | 0 | 0 | 0
490 | 24236 | 2018 | TX | Langford Wind Power | 57153 | 1 | 0 | OP | WT | WND | 150 | 0.381 | 500369 | 199613 | Distributed from 923 Generation And Fuel | 2009 |  | 0 | 0 | 0 | 0 | 0 | 0 | 0 | 0 | 0 | 0 | 0 | 0 | 0 | 0 | 0 | 0 | 0 | 0 | 0 | 0 | 0 | 0 | 0 | 0 | 0 | 0 | 0 | 0 | 0 | 150
491 | 24238 | 2018 | TX | Laredo | 3439 | 4 | 0 | OP | GT | NG | 131.8 | 0.075 | 86608.5 | 43550.5 | Distributed from 923 Generation And Fuel | 2008 |  | 0 | 0 | 0 | 0 | 0 | 0 | 0 | 0 | 0 | 0 | 0 | 131.8 | 0 | 0 | 0 | 0 | 0 | 0 | 0 | 0 | 0 | 0 | 0 | 0 | 0 | 0 | 0 | 0 | 0 | 0
492 | 24239 | 2018 | TX | Laredo | 3439 | 5 | 0 | OP | GT | NG | 131.8 | 0.075 | 86608.5 | 43550.5 | Distributed from 923 Generation And Fuel | 2008 |  | 0 | 0 | 0 | 0 | 0 | 0 | 0 | 0 | 0 | 0 | 0 | 131.8 | 0 | 0 | 0 | 0 | 0 | 0 | 0 | 0 | 0 | 0 | 0 | 0 | 0 | 0 | 0 | 0 | 0 | 0
493 | 24243 | 2018 | TX | Leon Creek | 3609 | CGT1 | 0 | OP | GT | NG | 57.4 | 0.1 | 50275.5 | 25280.5 | Distributed from 923 Generation And Fuel | 2004 |  | 0 | 0 | 0 | 0 | 0 | 0 | 0 | 0 | 0 | 0 | 0 | 57.4 | 0 | 0 | 0 | 0 | 0 | 0 | 0 | 0 | 0 | 0 | 0 | 0 | 0 | 0 | 0 | 0 | 0 | 0
494 | 24244 | 2018 | TX | Leon Creek | 3609 | CGT2 | 0 | OP | GT | NG | 57.4 | 0.1 | 50275.5 | 25280.5 | Distributed from 923 Generation And Fuel | 2004 |  | 0 | 0 | 0 | 0 | 0 | 0 | 0 | 0 | 0 | 0 | 0 | 57.4 | 0 | 0 | 0 | 0 | 0 | 0 | 0 | 0 | 0 | 0 | 0 | 0 | 0 | 0 | 0 | 0 | 0 | 0
495 | 24245 | 2018 | TX | Leon Creek | 3609 | CGT3 | 0 | OP | GT | NG | 57.4 | 0.1 | 50275.5 | 25280.5 | Distributed from 923 Generation And Fuel | 2004 |  | 0 | 0 | 0 | 0 | 0 | 0 | 0 | 0 | 0 | 0 | 0 | 57.4 | 0 | 0 | 0 | 0 | 0 | 0 | 0 | 0 | 0 | 0 | 0 | 0 | 0 | 0 | 0 | 0 | 0 | 0
496 | 24246 | 2018 | TX | Leon Creek | 3609 | CGT4 | 0 | OP | GT | NG | 57.4 | 0.1 | 50275.5 | 25280.5 | Distributed from 923 Generation And Fuel | 2004 |  | 0 | 0 | 0 | 0 | 0 | 0 | 0 | 0 | 0 | 0 | 0 | 57.4 | 0 | 0 | 0 | 0 | 0 | 0 | 0 | 0 | 0 | 0 | 0 | 0 | 0 | 0 | 0 | 0 | 0 | 0
497 | 24249 | 2018 | TX | Leon Solar | 61532 | GEN1 | 0 | OP | PV | SUN | 10 | 0.221 | 19395 | 9246 | Distributed from 923 Generation And Fuel | 2017 |  | 0 | 0 | 0 | 0 | 0 | 0 | 0 | 0 | 0 | 0 | 0 | 0 | 0 | 0 | 0 | 0 | 0 | 0 | 0 | 0 | 0 | 0 | 0 | 10 | 0 | 0 | 0 | 0 | 0 | 0
498 | 24250 | 2018 | TX | Lewis Creek | 3457 | 1 | 1 | OP | ST | NG | 271.4 | 0.427 | 1014198 | 518441 | EIA-923 Generator File | 1970 | 2034 | 0 | 0 | 0 | 0 | 0 | 0 | 0 | 0 | 0 | 0 | 0 | 271.4 | 0 | 0 | 0 | 0 | 0 | 0 | 0 | 0 | 0 | 0 | 0 | 0 | 0 | 0 | 0 | 0 | 0 | 0
499 | 24251 | 2018 | TX | Lewis Creek | 3457 | 2 | 1 | OP | ST | NG | 271.4 | 0.413 | 982153 | 552153 | EIA-923 Generator File | 1971 | 2034 | 0 | 0 | 0 | 0 | 0 | 0 | 0 | 0 | 0 | 0 | 0 | 271.4 | 0 | 0 | 0 | 0 | 0 | 0 | 0 | 0 | 0 | 0 | 0 | 0 | 0 | 0 | 0 | 0 | 0 | 0
500 | 24252 | 2018 | TX | Lewisville | 794 | 1 | 0 | OP | HY | WAT | 2.8 | 0.196 | 4812 | 2045 | Distributed from 923 Generation And Fuel | 1992 |  | 0 | 0 | 0 | 0 | 0 | 0 | 0 | 0 | 0 | 0 | 0 | 0 | 0 | 0 | 0 | 0 | 0 | 0 | 0 | 0 | 0 | 0 | 0 | 0 | 2.8 | 0 | 0 | 0 | 0 | 0
501 | 24253 | 2018 | TX | Limestone | 298 | 1 | 1 | OP | ST | SUB | 893 | 0.609 | 4762578 | 2025171 | EIA-923 Generator File | 1985 |  | 0 | 0 | 0 | 0 | 0 | 0 | 0 | 0 | 0 | 0 | 0 | 0 | 0 | 0 | 0 | 0 | 0 | 0 | 0 | 0 | 0 | 0 | 893 | 0 | 0 | 0 | 0 | 0 | 0 | 0
502 | 24254 | 2018 | TX | Limestone | 298 | 2 | 1 | OP | ST | SUB | 956.8 | 0.571 | 4785785 | 2278528 | EIA-923 Generator File | 1986 |  | 0 | 0 | 0 | 0 | 0 | 0 | 0 | 0 | 0 | 0 | 0 | 0 | 0 | 0 | 0 | 0 | 0 | 0 | 0 | 0 | 0 | 0 | 956.8 | 0 | 0 | 0 | 0 | 0 | 0 | 0
503 | 24255 | 2018 | TX | Little Pringle I Wind Farm | 57263 | LP1 | 0 | OP | WT | WND | 10 | 0 | 0 | 0 | Distributed from 923 Generation And Fuel | 2010 |  | 0 | 0 | 0 | 0 | 0 | 0 | 0 | 0 | 0 | 0 | 0 | 0 | 0 | 0 | 0 | 0 | 0 | 0 | 0 | 0 | 0 | 0 | 0 | 0 | 0 | 0 | 0 | 0 | 0 | 10
504 | 24256 | 2018 | TX | Little Pringle II Wind Farm | 57264 | LP2 | 0 | OP | WT | WND | 10 | 0 | 0 | 0 | Distributed from 923 Generation And Fuel | 2010 |  | 0 | 0 | 0 | 0 | 0 | 0 | 0 | 0 | 0 | 0 | 0 | 0 | 0 | 0 | 0 | 0 | 0 | 0 | 0 | 0 | 0 | 0 | 0 | 0 | 0 | 0 | 0 | 0 | 0 | 10
505 | 24258 | 2018 | TX | Llano Estacado Wind Ranch | 55579 | EXIS | 0 | OP | WT | WND | 80 | 0.162 | 113650 | 45339 | Distributed from 923 Generation And Fuel | 2001 |  | 0 | 0 | 0 | 0 | 0 | 0 | 0 | 0 | 0 | 0 | 0 | 0 | 0 | 0 | 0 | 0 | 0 | 0 | 0 | 0 | 0 | 0 | 0 | 0 | 0 | 0 | 0 | 0 | 0 | 80
506 | 24260 | 2018 | TX | Logans Gap Wind LLC | 59442 | 1 | 0 | OP | WT | WND | 200.1 | 0.39 | 683265 | 239136 | Distributed from 923 Generation And Fuel | 2015 |  | 0 | 0 | 0 | 0 | 0 | 0 | 0 | 0 | 0 | 0 | 0 | 0 | 0 | 0 | 0 | 0 | 0 | 0 | 0 | 0 | 0 | 0 | 0 | 0 | 0 | 0 | 0 | 0 | 0 | 200.1
507 | 24261 | 2018 | TX | Lone Star | 3477 | 1 | 1 | OP | ST | NG | 40 | 0.017 | 5917 | 4606 | EIA-923 Generator File | 1954 |  | 0 | 0 | 0 | 0 | 0 | 0 | 0 | 0 | 0 | 0 | 0 | 40 | 0 | 0 | 0 | 0 | 0 | 0 | 0 | 0 | 0 | 0 | 0 | 0 | 0 | 0 | 0 | 0 | 0 | 0
508 | 24262 | 2018 | TX | Longhorn Wind | 58772 | GEN1 | 0 | OP | WT | WND | 200 | 0.449 | 786086 | 310172 | Distributed from 923 Generation And Fuel | 2015 |  | 0 | 0 | 0 | 0 | 0 | 0 | 0 | 0 | 0 | 0 | 0 | 0 | 0 | 0 | 0 | 0 | 0 | 0 | 0 | 0 | 0 | 0 | 0 | 0 | 0 | 0 | 0 | 0 | 0 | 200
509 | 24263 | 2018 | TX | Loraine Windpark Project LLC | 57303 | LWG1 | 0 | OP | WT | WND | 75 | 0.319 | 209358 | 83519.5 | Distributed from 923 Generation And Fuel | 2009 | 2029 | 0 | 0 | 0 | 0 | 0 | 0 | 0 | 0 | 0 | 0 | 0 | 0 | 0 | 0 | 0 | 0 | 0 | 0 | 0 | 0 | 0 | 0 | 0 | 0 | 0 | 0 | 0 | 0 | 0 | 75
510 | 24264 | 2018 | TX | Loraine Windpark Project LLC | 57303 | LWG2 | 0 | OP | WT | WND | 75 | 0.319 | 209358 | 83519.5 | Distributed from 923 Generation And Fuel | 2009 |  | 0 | 0 | 0 | 0 | 0 | 0 | 0 | 0 | 0 | 0 | 0 | 0 | 0 | 0 | 0 | 0 | 0 | 0 | 0 | 0 | 0 | 0 | 0 | 0 | 0 | 0 | 0 | 0 | 0 | 75
511 | 24265 | 2018 | TX | Lorenzo Wind | 59244 | FIBE1 | 0 | OP | WT | WND | 80 | 0.114 | 79714 | 4511 | Distributed from 923 Generation And Fuel | 2018 |  | 0 | 0 | 0 | 0 | 0 | 0 | 0 | 0 | 0 | 0 | 0 | 0 | 0 | 0 | 0 | 0 | 0 | 0 | 0 | 0 | 0 | 0 | 0 | 0 | 0 | 0 | 0 | 0 | 0 | 80
512 | 24266 | 2018 | TX | Los Vientos V Wind Power | 60059 | 1 | 0 | OP | WT | WND | 110 | 0.384 | 369643 | 147462 | Distributed from 923 Generation And Fuel | 2015 |  | 0 | 0 | 0 | 0 | 0 | 0 | 0 | 0 | 0 | 0 | 0 | 0 | 0 | 0 | 0 | 0 | 0 | 0 | 0 | 0 | 0 | 0 | 0 | 0 | 0 | 0 | 0 | 0 | 0 | 110
513 | 24267 | 2018 | TX | Los Vientos Wind 1A | 57751 | 1 | 0 | OP | WT | WND | 200 | 0.357 | 625455 | 236609 | Distributed from 923 Generation And Fuel | 2012 |  | 0 | 0 | 0 | 0 | 0 | 0 | 0 | 0 | 0 | 0 | 0 | 0 | 0 | 0 | 0 | 0 | 0 | 0 | 0 | 0 | 0 | 0 | 0 | 0 | 0 | 0 | 0 | 0 | 0 | 200
514 | 24268 | 2018 | TX | Los Vientos Wind 1B | 57752 | 1 | 0 | OP | WT | WND | 201.6 | 0.316 | 558407 | 215885 | Distributed from 923 Generation And Fuel | 2012 |  | 0 | 0 | 0 | 0 | 0 | 0 | 0 | 0 | 0 | 0 | 0 | 0 | 0 | 0 | 0 | 0 | 0 | 0 | 0 | 0 | 0 | 0 | 0 | 0 | 0 | 0 | 0 | 0 | 0 | 201.6
515 | 24269 | 2018 | TX | Los Vientos Windpower III | 59320 | GEN1 | 0 | OP | WT | WND | 200 | 0.399 | 699738 | 319105 | Distributed from 923 Generation And Fuel | 2015 |  | 0 | 0 | 0 | 0 | 0 | 0 | 0 | 0 | 0 | 0 | 0 | 0 | 0 | 0 | 0 | 0 | 0 | 0 | 0 | 0 | 0 | 0 | 0 | 0 | 0 | 0 | 0 | 0 | 0 | 200
516 | 24270 | 2018 | TX | Los Vientos Windpower IV | 59321 | GEN1 | 0 | OP | WT | WND | 200 | 0.416 | 728555 | 334441 | Distributed from 923 Generation And Fuel | 2016 |  | 0 | 0 | 0 | 0 | 0 | 0 | 0 | 0 | 0 | 0 | 0 | 0 | 0 | 0 | 0 | 0 | 0 | 0 | 0 | 0 | 0 | 0 | 0 | 0 | 0 | 0 | 0 | 0 | 0 | 200
517 | 24271 | 2018 | TX | Lost Pines 1 Power Project | 55154 | CTA | 0 | OP | CT | NG | 202.5 | 0.426 | 755879 | 418647 | EIA-923 Generator File | 2001 |  | 0 | 0 | 0 | 0 | 0 | 0 | 0 | 0 | 0 | 0 | 0 | 202.5 | 0 | 0 | 0 | 0 | 0 | 0 | 0 | 0 | 0 | 0 | 0 | 0 | 0 | 0 | 0 | 0 | 0 | 0
518 | 24272 | 2018 | TX | Lost Pines 1 Power Project | 55154 | CTB | 0 | OP | CT | NG | 202.5 | 0.411 | 729763 | 381476 | EIA-923 Generator File | 2001 |  | 0 | 0 | 0 | 0 | 0 | 0 | 0 | 0 | 0 | 0 | 0 | 202.5 | 0 | 0 | 0 | 0 | 0 | 0 | 0 | 0 | 0 | 0 | 0 | 0 | 0 | 0 | 0 | 0 | 0 | 0
519 | 24273 | 2018 | TX | Lost Pines 1 Power Project | 55154 | ST | 2 | OP | CA | NG | 204 | 0.467 | 834615 | 453808 | EIA-923 Generator File | 2001 |  | 0 | 0 | 0 | 0 | 0 | 0 | 0 | 0 | 0 | 0 | 0 | 204 | 0 | 0 | 0 | 0 | 0 | 0 | 0 | 0 | 0 | 0 | 0 | 0 | 0 | 0 | 0 | 0 | 0 | 0
520 | 24279 | 2018 | TX | Magic Valley Generating Station | 55123 | CTG1 | 0 | OP | CT | NG | 267 | 0.493 | 1153139 | 621427 | EIA-923 Generator File | 2002 |  | 0 | 0 | 0 | 0 | 0 | 0 | 0 | 0 | 0 | 0 | 0 | 267 | 0 | 0 | 0 | 0 | 0 | 0 | 0 | 0 | 0 | 0 | 0 | 0 | 0 | 0 | 0 | 0 | 0 | 0
521 | 24280 | 2018 | TX | Magic Valley Generating Station | 55123 | CTG2 | 0 | OP | CT | NG | 267 | 0.401 | 938250 | 550682 | EIA-923 Generator File | 2002 |  | 0 | 0 | 0 | 0 | 0 | 0 | 0 | 0 | 0 | 0 | 0 | 267 | 0 | 0 | 0 | 0 | 0 | 0 | 0 | 0 | 0 | 0 | 0 | 0 | 0 | 0 | 0 | 0 | 0 | 0
522 | 24281 | 2018 | TX | Magic Valley Generating Station | 55123 | STG | 2 | OP | CA | NG | 267 | 0.505 | 1180354 | 673217 | EIA-923 Generator File | 2002 |  | 0 | 0 | 0 | 0 | 0 | 0 | 0 | 0 | 0 | 0 | 0 | 267 | 0 | 0 | 0 | 0 | 0 | 0 | 0 | 0 | 0 | 0 | 0 | 0 | 0 | 0 | 0 | 0 | 0 | 0
523 | 24282 | 2018 | TX | Magic Valley Wind Farm I LLC | 57802 | MV1 | 0 | OP | WT | WND | 203 | 0.389 | 692151 | 267269 | Distributed from 923 Generation And Fuel | 2012 |  | 0 | 0 | 0 | 0 | 0 | 0 | 0 | 0 | 0 | 0 | 0 | 0 | 0 | 0 | 0 | 0 | 0 | 0 | 0 | 0 | 0 | 0 | 0 | 0 | 0 | 0 | 0 | 0 | 0 | 203
524 | 24284 | 2018 | TX | Majestic 1 Wind Farm | 56648 | 1 | 0 | OP | WT | WND | 79.5 | 0.468 | 325858 | 129995 | Distributed from 923 Generation And Fuel | 2009 |  | 0 | 0 | 0 | 0 | 0 | 0 | 0 | 0 | 0 | 0 | 0 | 0 | 0 | 0 | 0 | 0 | 0 | 0 | 0 | 0 | 0 | 0 | 0 | 0 | 0 | 0 | 0 | 0 | 0 | 79.5
525 | 24286 | 2018 | TX | Majestic II Wind | 58363 | WND1 | 0 | OP | WT | WND | 79.6 | 0.5 | 348322 | 138957 | Distributed from 923 Generation And Fuel | 2012 |  | 0 | 0 | 0 | 0 | 0 | 0 | 0 | 0 | 0 | 0 | 0 | 0 | 0 | 0 | 0 | 0 | 0 | 0 | 0 | 0 | 0 | 0 | 0 | 0 | 0 | 0 | 0 | 0 | 0 | 79.6
526 | 24287 | 2018 | TX | Major Oak Power | 7030 | 1 | 1 | OP | ST | LIG | 174.6 | 0.824 | 1261014 | 537014 | EIA-923 Generator File | 1990 |  | 0 | 0 | 0 | 0 | 0 | 0 | 0 | 0 | 174.6 | 0 | 0 | 0 | 0 | 0 | 0 | 0 | 0 | 0 | 0 | 0 | 0 | 0 | 0 | 0 | 0 | 0 | 0 | 0 | 0 | 0
527 | 24288 | 2018 | TX | Major Oak Power | 7030 | 2 | 1 | OP | ST | LIG | 174.6 | 0.782 | 1196765 | 559508 | EIA-923 Generator File | 1991 |  | 0 | 0 | 0 | 0 | 0 | 0 | 0 | 0 | 174.6 | 0 | 0 | 0 | 0 | 0 | 0 | 0 | 0 | 0 | 0 | 0 | 0 | 0 | 0 | 0 | 0 | 0 | 0 | 0 | 0 | 0
528 | 24290 | 2018 | TX | Marble Falls | 3599 | 1 | 0 | OP | HY | WAT | 19.8 | 0.048 | 8323.5 | 3537 | Distributed from 923 Generation And Fuel | 1951 |  | 0 | 0 | 0 | 0 | 0 | 0 | 0 | 0 | 0 | 0 | 0 | 0 | 0 | 0 | 0 | 0 | 0 | 0 | 0 | 0 | 0 | 0 | 0 | 0 | 19.8 | 0 | 0 | 0 | 0 | 0
529 | 24291 | 2018 | TX | Marble Falls | 3599 | 2 | 0 | OP | HY | WAT | 19.8 | 0.048 | 8323.5 | 3537 | Distributed from 923 Generation And Fuel | 1951 |  | 0 | 0 | 0 | 0 | 0 | 0 | 0 | 0 | 0 | 0 | 0 | 0 | 0 | 0 | 0 | 0 | 0 | 0 | 0 | 0 | 0 | 0 | 0 | 0 | 19.8 | 0 | 0 | 0 | 0 | 0
530 | 24292 | 2018 | TX | Mariah del Norte | 59005 | MAR1 | 0 | OP | WT | WND | 230.4 | 0.438 | 884793 | 352972 | Distributed from 923 Generation And Fuel | 2016 |  | 0 | 0 | 0 | 0 | 0 | 0 | 0 | 0 | 0 | 0 | 0 | 0 | 0 | 0 | 0 | 0 | 0 | 0 | 0 | 0 | 0 | 0 | 0 | 0 | 0 | 0 | 0 | 0 | 0 | 230.4
531 | 24295 | 2018 | TX | Marlin Solar | 61513 | GEN1 | 0 | OP | PV | SUN | 5.3 | 0.203 | 9402 | 4482 | Distributed from 923 Generation And Fuel | 2017 |  | 0 | 0 | 0 | 0 | 0 | 0 | 0 | 0 | 0 | 0 | 0 | 0 | 0 | 0 | 0 | 0 | 0 | 0 | 0 | 0 | 0 | 0 | 0 | 5.3 | 0 | 0 | 0 | 0 | 0 | 0
532 | 24296 | 2018 | TX | Marshall Ford | 3600 | 1 | 0 | OP | HY | WAT | 36 | 0.14 | 44062 | 18724 | Distributed from 923 Generation And Fuel | 1941 |  | 0 | 0 | 0 | 0 | 0 | 0 | 0 | 0 | 0 | 0 | 0 | 0 | 0 | 0 | 0 | 0 | 0 | 0 | 0 | 0 | 0 | 0 | 0 | 0 | 36 | 0 | 0 | 0 | 0 | 0
533 | 24297 | 2018 | TX | Marshall Ford | 3600 | 2 | 0 | OP | HY | WAT | 36 | 0.14 | 44062 | 18724 | Distributed from 923 Generation And Fuel | 1941 |  | 0 | 0 | 0 | 0 | 0 | 0 | 0 | 0 | 0 | 0 | 0 | 0 | 0 | 0 | 0 | 0 | 0 | 0 | 0 | 0 | 0 | 0 | 0 | 0 | 36 | 0 | 0 | 0 | 0 | 0
534 | 24298 | 2018 | TX | Marshall Ford | 3600 | 3 | 0 | OP | HY | WAT | 36 | 0.14 | 44062 | 18724 | Distributed from 923 Generation And Fuel | 1941 |  | 0 | 0 | 0 | 0 | 0 | 0 | 0 | 0 | 0 | 0 | 0 | 0 | 0 | 0 | 0 | 0 | 0 | 0 | 0 | 0 | 0 | 0 | 0 | 0 | 36 | 0 | 0 | 0 | 0 | 0
535 | 24299 | 2018 | TX | Martin Lake | 6146 | 1 | 1 | OP | ST | LIG | 793.2 | 0.687 | 4773413 | 2191249 | EIA-923 Generator File | 1977 |  | 0 | 0 | 0 | 0 | 0 | 0 | 0 | 0 | 793.2 | 0 | 0 | 0 | 0 | 0 | 0 | 0 | 0 | 0 | 0 | 0 | 0 | 0 | 0 | 0 | 0 | 0 | 0 | 0 | 0 | 0
536 | 24300 | 2018 | TX | Martin Lake | 6146 | 2 | 1 | OP | ST | LIG | 793.2 | 0.61 | 4240068 | 1851762 | EIA-923 Generator File | 1978 |  | 0 | 0 | 0 | 0 | 0 | 0 | 0 | 0 | 793.2 | 0 | 0 | 0 | 0 | 0 | 0 | 0 | 0 | 0 | 0 | 0 | 0 | 0 | 0 | 0 | 0 | 0 | 0 | 0 | 0 | 0
537 | 24301 | 2018 | TX | Martin Lake | 6146 | 3 | 1 | OP | ST | LIG | 793.2 | 0.725 | 5036323 | 2353184 | EIA-923 Generator File | 1979 |  | 0 | 0 | 0 | 0 | 0 | 0 | 0 | 0 | 793.2 | 0 | 0 | 0 | 0 | 0 | 0 | 0 | 0 | 0 | 0 | 0 | 0 | 0 | 0 | 0 | 0 | 0 | 0 | 0 | 0 | 0
538 | 24305 | 2018 | TX | McAdoo Wind Energy LLC | 56773 | 1 | 0 | OP | WT | WND | 150 | 0.435 | 571374 | 227939 | Distributed from 923 Generation And Fuel | 2008 |  | 0 | 0 | 0 | 0 | 0 | 0 | 0 | 0 | 0 | 0 | 0 | 0 | 0 | 0 | 0 | 0 | 0 | 0 | 0 | 0 | 0 | 0 | 0 | 0 | 0 | 0 | 0 | 0 | 0 | 150
539 | 24306 | 2018 | TX | Mesquite Creek LFGTE Project | 57167 | GEN1 | 0 | OP | IC | LFG | 1.6 | 0.89 | 12480 | 5007 | Distributed from 923 Generation And Fuel | 2010 |  | 0 | 0 | 0 | 0 | 0 | 0 | 0 | 1.6 | 0 | 0 | 0 | 0 | 0 | 0 | 0 | 0 | 0 | 0 | 0 | 0 | 0 | 0 | 0 | 0 | 0 | 0 | 0 | 0 | 0 | 0
540 | 24307 | 2018 | TX | Mesquite Creek LFGTE Project | 57167 | GEN2 | 0 | OP | IC | LFG | 1.6 | 0.89 | 12480 | 5007 | Distributed from 923 Generation And Fuel | 2010 |  | 0 | 0 | 0 | 0 | 0 | 0 | 0 | 1.6 | 0 | 0 | 0 | 0 | 0 | 0 | 0 | 0 | 0 | 0 | 0 | 0 | 0 | 0 | 0 | 0 | 0 | 0 | 0 | 0 | 0 | 0
541 | 24308 | 2018 | TX | Mesquite Creek Wind | 59332 | MSCRK | 0 | OP | WT | WND | 211.2 | 0.41 | 759132 | 309214 | Distributed from 923 Generation And Fuel | 2015 |  | 0 | 0 | 0 | 0 | 0 | 0 | 0 | 0 | 0 | 0 | 0 | 0 | 0 | 0 | 0 | 0 | 0 | 0 | 0 | 0 | 0 | 0 | 0 | 0 | 0 | 0 | 0 | 0 | 0 | 211.2
542 | 24310 | 2018 | TX | Mesquite Wind Power LLC | 56395 | 1 | 0 | OP | WT | WND | 200 | 0.281 | 492902 | 168316 | Distributed from 923 Generation And Fuel | 2007 |  | 0 | 0 | 0 | 0 | 0 | 0 | 0 | 0 | 0 | 0 | 0 | 0 | 0 | 0 | 0 | 0 | 0 | 0 | 0 | 0 | 0 | 0 | 0 | 0 | 0 | 0 | 0 | 0 | 0 | 200
543 | 24312 | 2018 | TX | Miami Wind Energy Center | 58765 | 1 | 0 | OP | WT | WND | 288.6 | 0.449 | 1136338 | 425102 | Distributed from 923 Generation And Fuel | 2014 |  | 0 | 0 | 0 | 0 | 0 | 0 | 0 | 0 | 0 | 0 | 0 | 0 | 0 | 0 | 0 | 0 | 0 | 0 | 0 | 0 | 0 | 0 | 0 | 0 | 0 | 0 | 0 | 0 | 0 | 288.6
544 | 24313 | 2018 | TX | Midlothian Energy Facility | 55091 | STK1 | 1 | OP | CS | NG | 289 | 0.327 | 828506 | 437829 | EIA-923 Generator File | 2000 |  | 0 | 0 | 0 | 0 | 0 | 0 | 0 | 0 | 0 | 0 | 0 | 289 | 0 | 0 | 0 | 0 | 0 | 0 | 0 | 0 | 0 | 0 | 0 | 0 | 0 | 0 | 0 | 0 | 0 | 0
545 | 24314 | 2018 | TX | Midlothian Energy Facility | 55091 | STK2 | 1 | OP | CS | NG | 289 | 0.316 | 798825 | 462426 | EIA-923 Generator File | 2000 |  | 0 | 0 | 0 | 0 | 0 | 0 | 0 | 0 | 0 | 0 | 0 | 289 | 0 | 0 | 0 | 0 | 0 | 0 | 0 | 0 | 0 | 0 | 0 | 0 | 0 | 0 | 0 | 0 | 0 | 0
546 | 24315 | 2018 | TX | Midlothian Energy Facility | 55091 | STK3 | 1 | OP | CS | NG | 289 | 0.326 | 824206 | 474841 | EIA-923 Generator File | 2000 |  | 0 | 0 | 0 | 0 | 0 | 0 | 0 | 0 | 0 | 0 | 0 | 289 | 0 | 0 | 0 | 0 | 0 | 0 | 0 | 0 | 0 | 0 | 0 | 0 | 0 | 0 | 0 | 0 | 0 | 0
547 | 24316 | 2018 | TX | Midlothian Energy Facility | 55091 | STK4 | 1 | OP | CS | NG | 289 | 0.397 | 1003799 | 593757 | EIA-923 Generator File | 2000 |  | 0 | 0 | 0 | 0 | 0 | 0 | 0 | 0 | 0 | 0 | 0 | 289 | 0 | 0 | 0 | 0 | 0 | 0 | 0 | 0 | 0 | 0 | 0 | 0 | 0 | 0 | 0 | 0 | 0 | 0
548 | 24317 | 2018 | TX | Midlothian Energy Facility | 55091 | STK5 | 1 | OP | CS | NG | 289 | 0.443 | 1121553 | 641047 | EIA-923 Generator File | 2001 |  | 0 | 0 | 0 | 0 | 0 | 0 | 0 | 0 | 0 | 0 | 0 | 289 | 0 | 0 | 0 | 0 | 0 | 0 | 0 | 0 | 0 | 0 | 0 | 0 | 0 | 0 | 0 | 0 | 0 | 0
549 | 24318 | 2018 | TX | Midlothian Energy Facility | 55091 | STK6 | 1 | OP | CS | NG | 289 | 0.38 | 962440 | 521659 | EIA-923 Generator File | 2001 |  | 0 | 0 | 0 | 0 | 0 | 0 | 0 | 0 | 0 | 0 | 0 | 289 | 0 | 0 | 0 | 0 | 0 | 0 | 0 | 0 | 0 | 0 | 0 | 0 | 0 | 0 | 0 | 0 | 0 | 0
550 | 24319 | 2018 | TX | Midway Solar - TX | 61368 | PV1 | 0 | OP | PV | SUN | 182 | 0.006 | 9399 | 0 | Distributed from 923 Generation And Fuel | 2018 |  | 0 | 0 | 0 | 0 | 0 | 0 | 0 | 0 | 0 | 0 | 0 | 0 | 0 | 0 | 0 | 0 | 0 | 0 | 0 | 0 | 0 | 0 | 0 | 182 | 0 | 0 | 0 | 0 | 0 | 0
551 | 24323 | 2018 | TX | Mont Belvieu Cogeneration Unit | 57322 | GT01 | 0 | OP | GT | NG | 15 | 0.681 | 89457 | 44983 | Distributed from 923 Generation And Fuel | 2009 |  | 0 | 0 | 0 | 0 | 0 | 0 | 0 | 0 | 0 | 0 | 0 | 15 | 0 | 0 | 0 | 0 | 0 | 0 | 0 | 0 | 0 | 0 | 0 | 0 | 0 | 0 | 0 | 0 | 0 | 0
552 | 24324 | 2018 | TX | Montana Power Station | 58562 | GT-1 | 0 | OP | GT | NG | 131.8 | 0.249 | 287242.75 | 144437.5 | Distributed from 923 Generation And Fuel | 2015 |  | 0 | 0 | 0 | 0 | 0 | 0 | 0 | 0 | 0 | 0 | 0 | 131.8 | 0 | 0 | 0 | 0 | 0 | 0 | 0 | 0 | 0 | 0 | 0 | 0 | 0 | 0 | 0 | 0 | 0 | 0
553 | 24325 | 2018 | TX | Montana Power Station | 58562 | GT-2 | 0 | OP | GT | NG | 131.8 | 0.249 | 287242.75 | 144437.5 | Distributed from 923 Generation And Fuel | 2015 |  | 0 | 0 | 0 | 0 | 0 | 0 | 0 | 0 | 0 | 0 | 0 | 131.8 | 0 | 0 | 0 | 0 | 0 | 0 | 0 | 0 | 0 | 0 | 0 | 0 | 0 | 0 | 0 | 0 | 0 | 0
554 | 24326 | 2018 | TX | Montana Power Station | 58562 | GT-3 | 0 | OP | GT | NG | 131.8 | 0.249 | 287242.75 | 144437.5 | Distributed from 923 Generation And Fuel | 2016 |  | 0 | 0 | 0 | 0 | 0 | 0 | 0 | 0 | 0 | 0 | 0 | 131.8 | 0 | 0 | 0 | 0 | 0 | 0 | 0 | 0 | 0 | 0 | 0 | 0 | 0 | 0 | 0 | 0 | 0 | 0
555 | 24327 | 2018 | TX | Montana Power Station | 58562 | GT-4 | 0 | OP | GT | NG | 131.8 | 0.249 | 287242.75 | 144437.5 | Distributed from 923 Generation And Fuel | 2016 |  | 0 | 0 | 0 | 0 | 0 | 0 | 0 | 0 | 0 | 0 | 0 | 131.8 | 0 | 0 | 0 | 0 | 0 | 0 | 0 | 0 | 0 | 0 | 0 | 0 | 0 | 0 | 0 | 0 | 0 | 0
556 | 24328 | 2018 | TX | Montana Solar Facility | 60300 | IMPV1 | 0 | OP | PV | SUN | 3 | 0.32 | 8417 | 4013 | Distributed from 923 Generation And Fuel | 2017 |  | 0 | 0 | 0 | 0 | 0 | 0 | 0 | 0 | 0 | 0 | 0 | 0 | 0 | 0 | 0 | 0 | 0 | 0 | 0 | 0 | 0 | 0 | 0 | 3 | 0 | 0 | 0 | 0 | 0 | 0
557 | 24338 | 2018 | TX | Morgan Creek | 3492 | CT1 | 0 | OP | GT | NG | 89.4 | 0.002 | 1518.5 | 748 | Distributed from 923 Generation And Fuel | 1988 |  | 0 | 0 | 0 | 0 | 0 | 0 | 0 | 0 | 0 | 0 | 0 | 89.4 | 0 | 0 | 0 | 0 | 0 | 0 | 0 | 0 | 0 | 0 | 0 | 0 | 0 | 0 | 0 | 0 | 0 | 0
558 | 24339 | 2018 | TX | Morgan Creek | 3492 | CT2 | 0 | OP | GT | NG | 89.4 | 0.002 | 1518.5 | 748 | Distributed from 923 Generation And Fuel | 1988 |  | 0 | 0 | 0 | 0 | 0 | 0 | 0 | 0 | 0 | 0 | 0 | 89.4 | 0 | 0 | 0 | 0 | 0 | 0 | 0 | 0 | 0 | 0 | 0 | 0 | 0 | 0 | 0 | 0 | 0 | 0
559 | 24340 | 2018 | TX | Morgan Creek | 3492 | CT3 | 0 | OP | GT | NG | 89.4 | 0.002 | 1518.5 | 748 | Distributed from 923 Generation And Fuel | 1988 |  | 0 | 0 | 0 | 0 | 0 | 0 | 0 | 0 | 0 | 0 | 0 | 89.4 | 0 | 0 | 0 | 0 | 0 | 0 | 0 | 0 | 0 | 0 | 0 | 0 | 0 | 0 | 0 | 0 | 0 | 0
560 | 24341 | 2018 | TX | Morgan Creek | 3492 | CT4 | 0 | OP | GT | NG | 89.4 | 0.002 | 1518.5 | 748 | Distributed from 923 Generation And Fuel | 1988 |  | 0 | 0 | 0 | 0 | 0 | 0 | 0 | 0 | 0 | 0 | 0 | 89.4 | 0 | 0 | 0 | 0 | 0 | 0 | 0 | 0 | 0 | 0 | 0 | 0 | 0 | 0 | 0 | 0 | 0 | 0
561 | 24342 | 2018 | TX | Morgan Creek | 3492 | CT5 | 0 | OP | GT | NG | 89.4 | 0.002 | 1518.5 | 748 | Distributed from 923 Generation And Fuel | 1988 |  | 0 | 0 | 0 | 0 | 0 | 0 | 0 | 0 | 0 | 0 | 0 | 89.4 | 0 | 0 | 0 | 0 | 0 | 0 | 0 | 0 | 0 | 0 | 0 | 0 | 0 | 0 | 0 | 0 | 0 | 0
562 | 24343 | 2018 | TX | Morgan Creek | 3492 | CT6 | 0 | OP | GT | NG | 89.4 | 0.002 | 1518.5 | 748 | Distributed from 923 Generation And Fuel | 1988 |  | 0 | 0 | 0 | 0 | 0 | 0 | 0 | 0 | 0 | 0 | 0 | 89.4 | 0 | 0 | 0 | 0 | 0 | 0 | 0 | 0 | 0 | 0 | 0 | 0 | 0 | 0 | 0 | 0 | 0 | 0
563 | 24350 | 2018 | TX | Motiva Enterprises Port Arthur Refinery | 50973 | GN31 | 10 | OP | CA | NG | 10 | 0.916 | 80211.24 | 30931.36 | EIA-923 Generator File | 1962 |  | 0 | 0 | 0 | 0 | 0 | 0 | 0 | 0 | 0 | 0 | 0 | 10 | 0 | 0 | 0 | 0 | 0 | 0 | 0 | 0 | 0 | 0 | 0 | 0 | 0 | 0 | 0 | 0 | 0 | 0
564 | 24351 | 2018 | TX | Motiva Enterprises Port Arthur Refinery | 50973 | GN32 | 10 | OP | CA | NG | 15.6 | 0.482 | 65875.61 | 24073.46 | EIA-923 Generator File | 1957 |  | 0 | 0 | 0 | 0 | 0 | 0 | 0 | 0 | 0 | 0 | 0 | 15.6 | 0 | 0 | 0 | 0 | 0 | 0 | 0 | 0 | 0 | 0 | 0 | 0 | 0 | 0 | 0 | 0 | 0 | 0
565 | 24352 | 2018 | TX | Motiva Enterprises Port Arthur Refinery | 50973 | GN33 | 9 | OP | CA | NG | 25.5 | 0.926 | 206892.27 | 82453.88 | EIA-923 Generator File | 1978 |  | 0 | 0 | 0 | 0 | 0 | 0 | 0 | 0 | 0 | 0 | 0 | 25.5 | 0 | 0 | 0 | 0 | 0 | 0 | 0 | 0 | 0 | 0 | 0 | 0 | 0 | 0 | 0 | 0 | 0 | 0
566 | 24353 | 2018 | TX | Motiva Enterprises Port Arthur Refinery | 50973 | GN34 | 1 | OP | GT | NG | 18.8 | 0.637 | 104888 | 42553 | Distributed from 923 Generation And Fuel | 1970 |  | 0 | 0 | 0 | 0 | 0 | 0 | 0 | 0 | 0 | 0 | 0 | 18.8 | 0 | 0 | 0 | 0 | 0 | 0 | 0 | 0 | 0 | 0 | 0 | 0 | 0 | 0 | 0 | 0 | 0 | 0
567 | 24354 | 2018 | TX | Motiva Enterprises Port Arthur Refinery | 50973 | GN35 | 0 | OP | CT | NG | 40.5 | 0.455 | 161270.26 | 73067.19 | EIA-923 Generator File | 1983 |  | 0 | 0 | 0 | 0 | 0 | 0 | 0 | 0 | 0 | 0 | 0 | 40.5 | 0 | 0 | 0 | 0 | 0 | 0 | 0 | 0 | 0 | 0 | 0 | 0 | 0 | 0 | 0 | 0 | 0 | 0
568 | 24355 | 2018 | TX | Motiva Enterprises Port Arthur Refinery | 50973 | GN41 | 0 | OP | CT | NG | 41.6 | 0.828 | 301609.86 | 123893.25 | EIA-923 Generator File | 2011 |  | 0 | 0 | 0 | 0 | 0 | 0 | 0 | 0 | 0 | 0 | 0 | 41.6 | 0 | 0 | 0 | 0 | 0 | 0 | 0 | 0 | 0 | 0 | 0 | 0 | 0 | 0 | 0 | 0 | 0 | 0
569 | 24356 | 2018 | TX | Motiva Enterprises Port Arthur Refinery | 50973 | GN42 | 0 | OP | CT | NG | 41.6 | 0.781 | 284516.52 | 105034.51 | EIA-923 Generator File | 2011 |  | 0 | 0 | 0 | 0 | 0 | 0 | 0 | 0 | 0 | 0 | 0 | 41.6 | 0 | 0 | 0 | 0 | 0 | 0 | 0 | 0 | 0 | 0 | 0 | 0 | 0 | 0 | 0 | 0 | 0 | 0
570 | 24357 | 2018 | TX | Motiva Enterprises Port Arthur Refinery | 50973 | GN43 | 0 | OP | CT | NG | 41.6 | 0.849 | 309492.08 | 125830.34 | EIA-923 Generator File | 2011 |  | 0 | 0 | 0 | 0 | 0 | 0 | 0 | 0 | 0 | 0 | 0 | 41.6 | 0 | 0 | 0 | 0 | 0 | 0 | 0 | 0 | 0 | 0 | 0 | 0 | 0 | 0 | 0 | 0 | 0 | 0
571 | 24358 | 2018 | TX | Motiva Enterprises Port Arthur Refinery | 50973 | GN44 | 0 | OP | CT | NG | 41.6 | 0.739 | 269429.14 | 108773.86 | EIA-923 Generator File | 2011 |  | 0 | 0 | 0 | 0 | 0 | 0 | 0 | 0 | 0 | 0 | 0 | 41.6 | 0 | 0 | 0 | 0 | 0 | 0 | 0 | 0 | 0 | 0 | 0 | 0 | 0 | 0 | 0 | 0 | 0 | 0
572 | 24361 | 2018 | TX | Mountain Creek | 3453 | 6 | 1 | OP | ST | NG | 135.7 | 0.018 | 20916 | 19278 | EIA-923 Generator File | 1956 |  | 0 | 0 | 0 | 0 | 0 | 0 | 0 | 0 | 0 | 0 | 0 | 135.7 | 0 | 0 | 0 | 0 | 0 | 0 | 0 | 0 | 0 | 0 | 0 | 0 | 0 | 0 | 0 | 0 | 0 | 0
573 | 24362 | 2018 | TX | Mountain Creek | 3453 | 7 | 1 | OP | ST | NG | 136 | 0.029 | 34970 | 31590 | EIA-923 Generator File | 1958 |  | 0 | 0 | 0 | 0 | 0 | 0 | 0 | 0 | 0 | 0 | 0 | 136 | 0 | 0 | 0 | 0 | 0 | 0 | 0 | 0 | 0 | 0 | 0 | 0 | 0 | 0 | 0 | 0 | 0 | 0
574 | 24363 | 2018 | TX | Mountain Creek | 3453 | 8 | 1 | OP | ST | NG | 580.5 | 0.069 | 352769 | 332775 | EIA-923 Generator File | 1967 |  | 0 | 0 | 0 | 0 | 0 | 0 | 0 | 0 | 0 | 0 | 0 | 580.5 | 0 | 0 | 0 | 0 | 0 | 0 | 0 | 0 | 0 | 0 | 0 | 0 | 0 | 0 | 0 | 0 | 0 | 0
575 | 24366 | 2018 | TX | Mustang Station | 55065 | GEN1 | 0 | OP | CT | NG | 174.2 | 0.49 | 747995 | 367649 | EIA-923 Generator File | 1999 |  | 0 | 0 | 0 | 0 | 0 | 0 | 0 | 0 | 0 | 0 | 0 | 174.2 | 0 | 0 | 0 | 0 | 0 | 0 | 0 | 0 | 0 | 0 | 0 | 0 | 0 | 0 | 0 | 0 | 0 | 0
576 | 24367 | 2018 | TX | Mustang Station | 55065 | GEN2 | 0 | OP | CT | NG | 174.2 | 0.441 | 673478 | 408858 | EIA-923 Generator File | 1999 |  | 0 | 0 | 0 | 0 | 0 | 0 | 0 | 0 | 0 | 0 | 0 | 174.2 | 0 | 0 | 0 | 0 | 0 | 0 | 0 | 0 | 0 | 0 | 0 | 0 | 0 | 0 | 0 | 0 | 0 | 0
577 | 24368 | 2018 | TX | Mustang Station | 55065 | GEN3 | 2 | OP | CA | NG | 172.6 | 0.439 | 664106 | 381240 | EIA-923 Generator File | 2000 |  | 0 | 0 | 0 | 0 | 0 | 0 | 0 | 0 | 0 | 0 | 0 | 172.6 | 0 | 0 | 0 | 0 | 0 | 0 | 0 | 0 | 0 | 0 | 0 | 0 | 0 | 0 | 0 | 0 | 0 | 0
578 | 24369 | 2018 | TX | Mustang Station Unit 4 | 56326 | GEN1 | 0 | OP | GT | NG | 170 | 0.191 | 283806.667 | 142709.667 | Distributed from 923 Generation And Fuel | 2006 |  | 0 | 0 | 0 | 0 | 0 | 0 | 0 | 0 | 0 | 0 | 0 | 170 | 0 | 0 | 0 | 0 | 0 | 0 | 0 | 0 | 0 | 0 | 0 | 0 | 0 | 0 | 0 | 0 | 0 | 0
579 | 24370 | 2018 | TX | Mustang Station Unit 4 | 56326 | GEN2 | 0 | OP | GT | NG | 170 | 0.191 | 283806.667 | 142709.667 | Distributed from 923 Generation And Fuel | 2007 |  | 0 | 0 | 0 | 0 | 0 | 0 | 0 | 0 | 0 | 0 | 0 | 170 | 0 | 0 | 0 | 0 | 0 | 0 | 0 | 0 | 0 | 0 | 0 | 0 | 0 | 0 | 0 | 0 | 0 | 0
580 | 24371 | 2018 | TX | Mustang Station Unit 4 | 56326 | GEN3 | 0 | OP | GT | NG | 170 | 0.191 | 283806.667 | 142709.667 | Distributed from 923 Generation And Fuel | 2013 |  | 0 | 0 | 0 | 0 | 0 | 0 | 0 | 0 | 0 | 0 | 0 | 170 | 0 | 0 | 0 | 0 | 0 | 0 | 0 | 0 | 0 | 0 | 0 | 0 | 0 | 0 | 0 | 0 | 0 | 0
581 | 24372 | 2018 | TX | Nacogdoches Power | 55708 | STG4 | 1 | OP | ST | WDS | 114 | 0.158 | 157673 | 124214 | EIA-923 Generator File | 2012 |  | 0 | 0 | 0 | 0 | 0 | 0 | 0 | 0 | 0 | 0 | 0 | 0 | 0 | 0 | 0 | 0 | 0 | 0 | 0 | 0 | 0 | 0 | 0 | 0 | 0 | 0 | 0 | 114 | 0 | 0
582 | 24379 | 2018 | TX | NAFTA Region Olefins Complex Cogen Fac | 55122 | UN1 | 0 | OP | GT | NG | 41.6 | 0.713 | 259990 | 130733.5 | Distributed from 923 Generation And Fuel | 2001 |  | 0 | 0 | 0 | 0 | 0 | 0 | 0 | 0 | 0 | 0 | 0 | 41.6 | 0 | 0 | 0 | 0 | 0 | 0 | 0 | 0 | 0 | 0 | 0 | 0 | 0 | 0 | 0 | 0 | 0 | 0
583 | 24380 | 2018 | TX | NAFTA Region Olefins Complex Cogen Fac | 55122 | UN2 | 0 | OP | GT | NG | 41.6 | 0.713 | 259990 | 130733.5 | Distributed from 923 Generation And Fuel | 2001 |  | 0 | 0 | 0 | 0 | 0 | 0 | 0 | 0 | 0 | 0 | 0 | 41.6 | 0 | 0 | 0 | 0 | 0 | 0 | 0 | 0 | 0 | 0 | 0 | 0 | 0 | 0 | 0 | 0 | 0 | 0
584 | 24381 | 2018 | TX | NASA Johnson Space Center CHP | 62762 | CTG-1 | 0 | OP | GT | NG | 5.6 | 0.551 | 27010.5 | 16056 | Distributed from 923 Generation And Fuel | 2018 |  | 0 | 0 | 0 | 0 | 0 | 0 | 0 | 0 | 0 | 0 | 0 | 5.6 | 0 | 0 | 0 | 0 | 0 | 0 | 0 | 0 | 0 | 0 | 0 | 0 | 0 | 0 | 0 | 0 | 0 | 0
585 | 24382 | 2018 | TX | NASA Johnson Space Center CHP | 62762 | CTG-2 | 0 | OP | GT | NG | 5.6 | 0.551 | 27010.5 | 16056 | Distributed from 923 Generation And Fuel | 2018 |  | 0 | 0 | 0 | 0 | 0 | 0 | 0 | 0 | 0 | 0 | 0 | 5.6 | 0 | 0 | 0 | 0 | 0 | 0 | 0 | 0 | 0 | 0 | 0 | 0 | 0 | 0 | 0 | 0 | 0 | 0
586 | 24383 | 2018 | TX | Nelson Gardens Landfill Gas to Energy | 59649 | UNIT1 | 0 | OP | IC | LFG | 1.1 | 0.518 | 4988 | 2001.25 | Distributed from 923 Generation And Fuel | 2014 |  | 0 | 0 | 0 | 0 | 0 | 0 | 0 | 1.1 | 0 | 0 | 0 | 0 | 0 | 0 | 0 | 0 | 0 | 0 | 0 | 0 | 0 | 0 | 0 | 0 | 0 | 0 | 0 | 0 | 0 | 0
587 | 24384 | 2018 | TX | Nelson Gardens Landfill Gas to Energy | 59649 | UNIT2 | 0 | OP | IC | LFG | 1.1 | 0.518 | 4988 | 2001.25 | Distributed from 923 Generation And Fuel | 2014 |  | 0 | 0 | 0 | 0 | 0 | 0 | 0 | 1.1 | 0 | 0 | 0 | 0 | 0 | 0 | 0 | 0 | 0 | 0 | 0 | 0 | 0 | 0 | 0 | 0 | 0 | 0 | 0 | 0 | 0 | 0
588 | 24385 | 2018 | TX | Nelson Gardens Landfill Gas to Energy | 59649 | UNIT3 | 0 | OP | IC | LFG | 1.1 | 0.518 | 4988 | 2001.25 | Distributed from 923 Generation And Fuel | 2014 |  | 0 | 0 | 0 | 0 | 0 | 0 | 0 | 1.1 | 0 | 0 | 0 | 0 | 0 | 0 | 0 | 0 | 0 | 0 | 0 | 0 | 0 | 0 | 0 | 0 | 0 | 0 | 0 | 0 | 0 | 0
589 | 24386 | 2018 | TX | Nelson Gardens Landfill Gas to Energy | 59649 | UNIT4 | 0 | OP | IC | LFG | 1.1 | 0.518 | 4988 | 2001.25 | Distributed from 923 Generation And Fuel | 2014 |  | 0 | 0 | 0 | 0 | 0 | 0 | 0 | 1.1 | 0 | 0 | 0 | 0 | 0 | 0 | 0 | 0 | 0 | 0 | 0 | 0 | 0 | 0 | 0 | 0 | 0 | 0 | 0 | 0 | 0 | 0
590 | 24388 | 2018 | TX | Newgulf Cogen | 50137 | GEN1 | 0 | OP | GT | NG | 101.9 | 0.022 | 19800 | 9956 | Distributed from 923 Generation And Fuel | 1984 |  | 0 | 0 | 0 | 0 | 0 | 0 | 0 | 0 | 0 | 0 | 0 | 101.9 | 0 | 0 | 0 | 0 | 0 | 0 | 0 | 0 | 0 | 0 | 0 | 0 | 0 | 0 | 0 | 0 | 0 | 0
591 | 24390 | 2018 | TX | Newman | 3456 | 1 | 1 | OP | ST | NG | 81.6 | 0.368 | 262956 | 150047 | EIA-923 Generator File | 1960 | 2022 | 0 | 0 | 0 | 0 | 0 | 0 | 0 | 0 | 0 | 0 | 0 | 81.6 | 0 | 0 | 0 | 0 | 0 | 0 | 0 | 0 | 0 | 0 | 0 | 0 | 0 | 0 | 0 | 0 | 0 | 0
592 | 24391 | 2018 | TX | Newman | 3456 | 2 | 1 | OP | ST | NG | 81.6 | 0.208 | 149034 | 47971 | EIA-923 Generator File | 1963 | 2022 | 0 | 0 | 0 | 0 | 0 | 0 | 0 | 0 | 0 | 0 | 0 | 81.6 | 0 | 0 | 0 | 0 | 0 | 0 | 0 | 0 | 0 | 0 | 0 | 0 | 0 | 0 | 0 | 0 | 0 | 0
593 | 24392 | 2018 | TX | Newman | 3456 | 3 | 1 | OP | ST | NG | 121.8 | 0.29 | 309365 | 173030 | EIA-923 Generator File | 1966 | 2026 | 0 | 0 | 0 | 0 | 0 | 0 | 0 | 0 | 0 | 0 | 0 | 121.8 | 0 | 0 | 0 | 0 | 0 | 0 | 0 | 0 | 0 | 0 | 0 | 0 | 0 | 0 | 0 | 0 | 0 | 0
594 | 24393 | 2018 | TX | Newman | 3456 | 4 | 2 | OP | CA | NG | 120 | 0.32 | 336584.6 | 156371 | EIA-923 Generator File | 1975 | 2026 | 0 | 0 | 0 | 0 | 0 | 0 | 0 | 0 | 0 | 0 | 0 | 120 | 0 | 0 | 0 | 0 | 0 | 0 | 0 | 0 | 0 | 0 | 0 | 0 | 0 | 0 | 0 | 0 | 0 | 0
595 | 24394 | 2018 | TX | Newman | 3456 | 5CA1 | 2 | OP | CA | NG | 134 | 0.467 | 548004.89 | 259039 | EIA-923 Generator File | 2011 |  | 0 | 0 | 0 | 0 | 0 | 0 | 0 | 0 | 0 | 0 | 0 | 134 | 0 | 0 | 0 | 0 | 0 | 0 | 0 | 0 | 0 | 0 | 0 | 0 | 0 | 0 | 0 | 0 | 0 | 0
596 | 24395 | 2018 | TX | Newman | 3456 | 5CT1 | 0 | OP | CT | NG | 86.5 | 0.545 | 413217.77 | 189248 | EIA-923 Generator File | 2009 |  | 0 | 0 | 0 | 0 | 0 | 0 | 0 | 0 | 0 | 0 | 0 | 86.5 | 0 | 0 | 0 | 0 | 0 | 0 | 0 | 0 | 0 | 0 | 0 | 0 | 0 | 0 | 0 | 0 | 0 | 0
597 | 24396 | 2018 | TX | Newman | 3456 | 5CT2 | 0 | OP | CT | NG | 86.5 | 0.589 | 446064.25 | 195596 | EIA-923 Generator File | 2009 |  | 0 | 0 | 0 | 0 | 0 | 0 | 0 | 0 | 0 | 0 | 0 | 86.5 | 0 | 0 | 0 | 0 | 0 | 0 | 0 | 0 | 0 | 0 | 0 | 0 | 0 | 0 | 0 | 0 | 0 | 0
598 | 24397 | 2018 | TX | Newman | 3456 | CT1 | 0 | OP | CT | NG | 85 | 0.417 | 310683.91 | 134386 | EIA-923 Generator File | 1975 | 2026 | 0 | 0 | 0 | 0 | 0 | 0 | 0 | 0 | 0 | 0 | 0 | 85 | 0 | 0 | 0 | 0 | 0 | 0 | 0 | 0 | 0 | 0 | 0 | 0 | 0 | 0 | 0 | 0 | 0 | 0
599 | 24398 | 2018 | TX | Newman | 3456 | CT2 | 0 | OP | CT | NG | 85 | 0.56 | 416621.01 | 196015 | EIA-923 Generator File | 1975 | 2026 | 0 | 0 | 0 | 0 | 0 | 0 | 0 | 0 | 0 | 0 | 0 | 85 | 0 | 0 | 0 | 0 | 0 | 0 | 0 | 0 | 0 | 0 | 0 | 0 | 0 | 0 | 0 | 0 | 0 | 0
600 | 24399 | 2018 | TX | Newman Solar | 59407 | NEW1 | 0 | OP | PV | SUN | 10.5 | 0.286 | 26326 | 12550 | Distributed from 923 Generation And Fuel | 2014 |  | 0 | 0 | 0 | 0 | 0 | 0 | 0 | 0 | 0 | 0 | 0 | 0 | 0 | 0 | 0 | 0 | 0 | 0 | 0 | 0 | 0 | 0 | 0 | 10.5 | 0 | 0 | 0 | 0 | 0 | 0
601 | 24400 | 2018 | TX | Nichols | 3484 | 1 | 1 | OP | ST | NG | 113.6 | 0.2 | 198956 | 112038 | EIA-923 Generator File | 1960 | 2022 | 0 | 0 | 0 | 0 | 0 | 0 | 0 | 0 | 0 | 0 | 0 | 113.6 | 0 | 0 | 0 | 0 | 0 | 0 | 0 | 0 | 0 | 0 | 0 | 0 | 0 | 0 | 0 | 0 | 0 | 0
602 | 24401 | 2018 | TX | Nichols | 3484 | 2 | 1 | OP | ST | NG | 113.6 | 0.25 | 248400 | 128735 | EIA-923 Generator File | 1962 | 2023 | 0 | 0 | 0 | 0 | 0 | 0 | 0 | 0 | 0 | 0 | 0 | 113.6 | 0 | 0 | 0 | 0 | 0 | 0 | 0 | 0 | 0 | 0 | 0 | 0 | 0 | 0 | 0 | 0 | 0 | 0
603 | 24402 | 2018 | TX | Nichols | 3484 | 3 | 1 | OP | ST | NG | 247.5 | 0.195 | 422450 | 208557 | EIA-923 Generator File | 1968 | 2030 | 0 | 0 | 0 | 0 | 0 | 0 | 0 | 0 | 0 | 0 | 0 | 247.5 | 0 | 0 | 0 | 0 | 0 | 0 | 0 | 0 | 0 | 0 | 0 | 0 | 0 | 0 | 0 | 0 | 0 | 0
604 | 24403 | 2018 | TX | Nolte | 3585 | 1 | 0 | OP | HY | WAT | 1.2 | 0.304 | 3193 | 1357 | Distributed from 923 Generation And Fuel | 1927 |  | 0 | 0 | 0 | 0 | 0 | 0 | 0 | 0 | 0 | 0 | 0 | 0 | 0 | 0 | 0 | 0 | 0 | 0 | 0 | 0 | 0 | 0 | 0 | 0 | 1.2 | 0 | 0 | 0 | 0 | 0
605 | 24404 | 2018 | TX | Nolte | 3585 | 2 | 0 | OP | HY | WAT | 1.2 | 0.304 | 3193 | 1357 | Distributed from 923 Generation And Fuel | 1927 |  | 0 | 0 | 0 | 0 | 0 | 0 | 0 | 0 | 0 | 0 | 0 | 0 | 0 | 0 | 0 | 0 | 0 | 0 | 0 | 0 | 0 | 0 | 0 | 0 | 1.2 | 0 | 0 | 0 | 0 | 0
606 | 24405 | 2018 | TX | North Gainesville Solar | 61514 | GEN1 | 0 | OP | PV | SUN | 5.2 | 0.203 | 9245 | 4407 | Distributed from 923 Generation And Fuel | 2017 |  | 0 | 0 | 0 | 0 | 0 | 0 | 0 | 0 | 0 | 0 | 0 | 0 | 0 | 0 | 0 | 0 | 0 | 0 | 0 | 0 | 0 | 0 | 0 | 5.2 | 0 | 0 | 0 | 0 | 0 | 0
607 | 24414 | 2018 | TX | Notrees Windpower | 56961 | BATT | 0 | OP | BA | MWH | 36 | -0.007 | -2183 | -1018 | Distributed from 923 Generation And Fuel | 2012 |  | 0 | 0 | 0 | 0 | 0 | 0 | 0 | 0 | 0 | 0 | 36 | 0 | 0 | 0 | 0 | 0 | 0 | 0 | 0 | 0 | 0 | 0 | 0 | 0 | 0 | 0 | 0 | 0 | 0 | 0
608 | 24415 | 2018 | TX | Notrees Windpower | 56961 | GE | 0 | OP | WT | WND | 60 | 0.299 | 156970.623 | 62682.492 | Distributed from 923 Generation And Fuel | 2009 |  | 0 | 0 | 0 | 0 | 0 | 0 | 0 | 0 | 0 | 0 | 0 | 0 | 0 | 0 | 0 | 0 | 0 | 0 | 0 | 0 | 0 | 0 | 0 | 0 | 0 | 0 | 0 | 0 | 0 | 60
609 | 24416 | 2018 | TX | Notrees Windpower | 56961 | VESTA | 0 | OP | WT | WND | 92.5 | 0.299 | 241996.377 | 96635.508 | Distributed from 923 Generation And Fuel | 2009 |  | 0 | 0 | 0 | 0 | 0 | 0 | 0 | 0 | 0 | 0 | 0 | 0 | 0 | 0 | 0 | 0 | 0 | 0 | 0 | 0 | 0 | 0 | 0 | 0 | 0 | 0 | 0 | 0 | 0 | 92.5
610 | 24417 | 2018 | TX | NRG Elbow Creek Energy Storage Project | 61362 | ECBS | 0 | OP | BA | MWH | 2 | 0 | 0 | 0 | Distributed from 923 Generation And Fuel | 2017 |  | 0 | 0 | 0 | 0 | 0 | 0 | 0 | 0 | 0 | 0 | 2 | 0 | 0 | 0 | 0 | 0 | 0 | 0 | 0 | 0 | 0 | 0 | 0 | 0 | 0 | 0 | 0 | 0 | 0 | 0
611 | 24418 | 2018 | TX | Nueces Bay | 3441 | 7 | 3 | OP | CA | NG | 351 | 0.044 | 133905 | 94257 | EIA-923 Generator File | 1972 |  | 0 | 0 | 0 | 0 | 0 | 0 | 0 | 0 | 0 | 0 | 0 | 351 | 0 | 0 | 0 | 0 | 0 | 0 | 0 | 0 | 0 | 0 | 0 | 0 | 0 | 0 | 0 | 0 | 0 | 0
612 | 24419 | 2018 | TX | Nueces Bay | 3441 | 8 | 0 | OP | CT | NG | 189.6 | 0.633 | 1051452 | 623539 | EIA-923 Generator File | 2010 |  | 0 | 0 | 0 | 0 | 0 | 0 | 0 | 0 | 0 | 0 | 0 | 189.6 | 0 | 0 | 0 | 0 | 0 | 0 | 0 | 0 | 0 | 0 | 0 | 0 | 0 | 0 | 0 | 0 | 0 | 0
613 | 24420 | 2018 | TX | Nueces Bay | 3441 | 9 | 0 | OP | CT | NG | 189.6 | 0.594 | 987182 | 582233 | EIA-923 Generator File | 2010 |  | 0 | 0 | 0 | 0 | 0 | 0 | 0 | 0 | 0 | 0 | 0 | 189.6 | 0 | 0 | 0 | 0 | 0 | 0 | 0 | 0 | 0 | 0 | 0 | 0 | 0 | 0 | 0 | 0 | 0 | 0
614 | 24423 | 2018 | TX | NWP Indian Mesa Wind Farm | 55747 | NWP2 | 0 | OP | WT | WND | 82.5 | 0.207 | 149851 | 59780 | Distributed from 923 Generation And Fuel | 2001 |  | 0 | 0 | 0 | 0 | 0 | 0 | 0 | 0 | 0 | 0 | 0 | 0 | 0 | 0 | 0 | 0 | 0 | 0 | 0 | 0 | 0 | 0 | 0 | 0 | 0 | 0 | 0 | 0 | 0 | 82.5
615 | 24424 | 2018 | TX | O W Sommers | 3611 | 1 | 1 | OP | ST | NG | 446 | 0.103 | 403765 | 371078 | EIA-923 Generator File | 1972 | 2026 | 0 | 0 | 0 | 0 | 0 | 0 | 0 | 0 | 0 | 0 | 0 | 446 | 0 | 0 | 0 | 0 | 0 | 0 | 0 | 0 | 0 | 0 | 0 | 0 | 0 | 0 | 0 | 0 | 0 | 0
616 | 24425 | 2018 | TX | O W Sommers | 3611 | 2 | 1 | OP | ST | NG | 446 | 0.13 | 508662 | 417887 | EIA-923 Generator File | 1974 | 2028 | 0 | 0 | 0 | 0 | 0 | 0 | 0 | 0 | 0 | 0 | 0 | 446 | 0 | 0 | 0 | 0 | 0 | 0 | 0 | 0 | 0 | 0 | 0 | 0 | 0 | 0 | 0 | 0 | 0 | 0
617 | 24426 | 2018 | TX | Oak Grove (TX) | 6180 | OG1 | 1 | OP | ST | LIG | 916.8 | 0.836 | 6710786 | 2981048 | EIA-923 Generator File | 2010 |  | 0 | 0 | 0 | 0 | 0 | 0 | 0 | 0 | 916.8 | 0 | 0 | 0 | 0 | 0 | 0 | 0 | 0 | 0 | 0 | 0 | 0 | 0 | 0 | 0 | 0 | 0 | 0 | 0 | 0 | 0
618 | 24427 | 2018 | TX | Oak Grove (TX) | 6180 | OG2 | 1 | OP | ST | LIG | 878.6 | 0.715 | 5505260 | 3001285 | EIA-923 Generator File | 2011 |  | 0 | 0 | 0 | 0 | 0 | 0 | 0 | 0 | 878.6 | 0 | 0 | 0 | 0 | 0 | 0 | 0 | 0 | 0 | 0 | 0 | 0 | 0 | 0 | 0 | 0 | 0 | 0 | 0 | 0 | 0
619 | 24432 | 2018 | TX | OCI Alamo 2, LLC | 58716 | 1 | 0 | OP | PV | SUN | 4.4 | 0.187 | 7207 | 3436 | Distributed from 923 Generation And Fuel | 2014 |  | 0 | 0 | 0 | 0 | 0 | 0 | 0 | 0 | 0 | 0 | 0 | 0 | 0 | 0 | 0 | 0 | 0 | 0 | 0 | 0 | 0 | 0 | 0 | 4.4 | 0 | 0 | 0 | 0 | 0 | 0
620 | 24433 | 2018 | TX | OCI Alamo 3 LLC | 59204 | OCIA3 | 0 | OP | PV | SUN | 5.5 | 0.219 | 10562 | 5035 | Distributed from 923 Generation And Fuel | 2015 |  | 0 | 0 | 0 | 0 | 0 | 0 | 0 | 0 | 0 | 0 | 0 | 0 | 0 | 0 | 0 | 0 | 0 | 0 | 0 | 0 | 0 | 0 | 0 | 5.5 | 0 | 0 | 0 | 0 | 0 | 0
621 | 24434 | 2018 | TX | OCI Alamo 4, LLC | 58717 | 1 | 0 | OP | PV | SUN | 39.6 | 0.187 | 64790 | 30887 | Distributed from 923 Generation And Fuel | 2014 |  | 0 | 0 | 0 | 0 | 0 | 0 | 0 | 0 | 0 | 0 | 0 | 0 | 0 | 0 | 0 | 0 | 0 | 0 | 0 | 0 | 0 | 0 | 0 | 39.6 | 0 | 0 | 0 | 0 | 0 | 0
622 | 24435 | 2018 | TX | OCI Alamo 5 LLC | 59205 | OCIA5 | 0 | OP | PV | SUN | 100 | 0.225 | 196766 | 93803 | Distributed from 923 Generation And Fuel | 2015 |  | 0 | 0 | 0 | 0 | 0 | 0 | 0 | 0 | 0 | 0 | 0 | 0 | 0 | 0 | 0 | 0 | 0 | 0 | 0 | 0 | 0 | 0 | 0 | 100 | 0 | 0 | 0 | 0 | 0 | 0
623 | 24436 | 2018 | TX | OCI Alamo 7 LLC | 59207 | OCIA7 | 0 | OP | PV | SUN | 100 | 0.324 | 284214 | 135491 | Distributed from 923 Generation And Fuel | 2016 |  | 0 | 0 | 0 | 0 | 0 | 0 | 0 | 0 | 0 | 0 | 0 | 0 | 0 | 0 | 0 | 0 | 0 | 0 | 0 | 0 | 0 | 0 | 0 | 100 | 0 | 0 | 0 | 0 | 0 | 0
624 | 24437 | 2018 | TX | OCI Alamo Solar I | 58537 | 1 | 0 | OP | PV | SUN | 40.7 | 0.178 | 63381 | 30215 | Distributed from 923 Generation And Fuel | 2013 |  | 0 | 0 | 0 | 0 | 0 | 0 | 0 | 0 | 0 | 0 | 0 | 0 | 0 | 0 | 0 | 0 | 0 | 0 | 0 | 0 | 0 | 0 | 0 | 40.7 | 0 | 0 | 0 | 0 | 0 | 0
625 | 24438 | 2018 | TX | OCI Alamo Solar I | 58537 | ASTRO | 0 | OP | BA | MWH | 1 | -0.023 | -203 | -88 | Distributed from 923 Generation And Fuel | 2016 |  | 0 | 0 | 0 | 0 | 0 | 0 | 0 | 0 | 0 | 0 | 1 | 0 | 0 | 0 | 0 | 0 | 0 | 0 | 0 | 0 | 0 | 0 | 0 | 0 | 0 | 0 | 0 | 0 | 0 | 0
626 | 24439 | 2018 | TX | Ocotillo Windpower | 56959 | OWF | 0 | OP | WT | WND | 58.8 | 0.256 | 131943 | 52636 | Distributed from 923 Generation And Fuel | 2008 |  | 0 | 0 | 0 | 0 | 0 | 0 | 0 | 0 | 0 | 0 | 0 | 0 | 0 | 0 | 0 | 0 | 0 | 0 | 0 | 0 | 0 | 0 | 0 | 0 | 0 | 0 | 0 | 0 | 0 | 58.8
627 | 24440 | 2018 | TX | Odessa-Ector Power Plant | 55215 | CTG1 | 0 | OP | CT | NG | 176 | 0.732 | 1128860 | 477498 | EIA-923 Generator File | 2001 |  | 0 | 0 | 0 | 0 | 0 | 0 | 0 | 0 | 0 | 0 | 0 | 176 | 0 | 0 | 0 | 0 | 0 | 0 | 0 | 0 | 0 | 0 | 0 | 0 | 0 | 0 | 0 | 0 | 0 | 0
628 | 24441 | 2018 | TX | Odessa-Ector Power Plant | 55215 | CTG2 | 0 | OP | CT | NG | 176 | 0.698 | 1076374 | 474658 | EIA-923 Generator File | 2001 |  | 0 | 0 | 0 | 0 | 0 | 0 | 0 | 0 | 0 | 0 | 0 | 176 | 0 | 0 | 0 | 0 | 0 | 0 | 0 | 0 | 0 | 0 | 0 | 0 | 0 | 0 | 0 | 0 | 0 | 0
629 | 24442 | 2018 | TX | Odessa-Ector Power Plant | 55215 | CTG3 | 0 | OP | CT | NG | 176 | 0.741 | 1141906 | 501685 | EIA-923 Generator File | 2001 |  | 0 | 0 | 0 | 0 | 0 | 0 | 0 | 0 | 0 | 0 | 0 | 176 | 0 | 0 | 0 | 0 | 0 | 0 | 0 | 0 | 0 | 0 | 0 | 0 | 0 | 0 | 0 | 0 | 0 | 0
630 | 24443 | 2018 | TX | Odessa-Ector Power Plant | 55215 | CTG4 | 0 | OP | CT | NG | 176 | 0.731 | 1127414 | 497190 | EIA-923 Generator File | 2001 |  | 0 | 0 | 0 | 0 | 0 | 0 | 0 | 0 | 0 | 0 | 0 | 176 | 0 | 0 | 0 | 0 | 0 | 0 | 0 | 0 | 0 | 0 | 0 | 0 | 0 | 0 | 0 | 0 | 0 | 0
631 | 24444 | 2018 | TX | Odessa-Ector Power Plant | 55215 | STG1 | 2 | OP | CA | NG | 224.4 | 0.74 | 1454467 | 649885 | EIA-923 Generator File | 2001 |  | 0 | 0 | 0 | 0 | 0 | 0 | 0 | 0 | 0 | 0 | 0 | 224.4 | 0 | 0 | 0 | 0 | 0 | 0 | 0 | 0 | 0 | 0 | 0 | 0 | 0 | 0 | 0 | 0 | 0 | 0
632 | 24445 | 2018 | TX | Odessa-Ector Power Plant | 55215 | STG2 | 2 | OP | CA | NG | 224.4 | 0.759 | 1491273 | 678826 | EIA-923 Generator File | 2001 |  | 0 | 0 | 0 | 0 | 0 | 0 | 0 | 0 | 0 | 0 | 0 | 224.4 | 0 | 0 | 0 | 0 | 0 | 0 | 0 | 0 | 0 | 0 | 0 | 0 | 0 | 0 | 0 | 0 | 0 | 0
633 | 24446 | 2018 | TX | Oklaunion | 127 | 1 | 1 | OP | ST | SUB | 720 | 0.526 | 3320056 | 1397798 | EIA-923 Generator File | 1986 |  | 0 | 0 | 0 | 0 | 0 | 0 | 0 | 0 | 0 | 0 | 0 | 0 | 0 | 0 | 0 | 0 | 0 | 0 | 0 | 0 | 0 | 0 | 720 | 0 | 0 | 0 | 0 | 0 | 0 | 0
634 | 24448 | 2018 | TX | Old Settler Wind | 60366 | OSWF | 0 | OP | WT | WND | 151.2 | 0.418 | 553064 | 218988 | Distributed from 923 Generation And Fuel | 2017 |  | 0 | 0 | 0 | 0 | 0 | 0 | 0 | 0 | 0 | 0 | 0 | 0 | 0 | 0 | 0 | 0 | 0 | 0 | 0 | 0 | 0 | 0 | 0 | 0 | 0 | 0 | 0 | 0 | 0 | 151.2
635 | 24449 | 2018 | TX | Optim Energy Altura Cogen LLC | 50815 | GEN1 | 0 | OP | CT | NG | 84.9 | 0.559 | 415833 | 177385 | EIA-923 Generator File | 1985 |  | 0 | 0 | 0 | 0 | 0 | 0 | 0 | 0 | 0 | 0 | 0 | 84.9 | 0 | 0 | 0 | 0 | 0 | 0 | 0 | 0 | 0 | 0 | 0 | 0 | 0 | 0 | 0 | 0 | 0 | 0
636 | 24450 | 2018 | TX | Optim Energy Altura Cogen LLC | 50815 | GEN2 | 0 | OP | CT | NG | 84.9 | 0.567 | 421838 | 176178 | EIA-923 Generator File | 1985 |  | 0 | 0 | 0 | 0 | 0 | 0 | 0 | 0 | 0 | 0 | 0 | 84.9 | 0 | 0 | 0 | 0 | 0 | 0 | 0 | 0 | 0 | 0 | 0 | 0 | 0 | 0 | 0 | 0 | 0 | 0
637 | 24451 | 2018 | TX | Optim Energy Altura Cogen LLC | 50815 | GEN3 | 0 | OP | CT | NG | 84.9 | 0.534 | 397154 | 174074 | EIA-923 Generator File | 1985 |  | 0 | 0 | 0 | 0 | 0 | 0 | 0 | 0 | 0 | 0 | 0 | 84.9 | 0 | 0 | 0 | 0 | 0 | 0 | 0 | 0 | 0 | 0 | 0 | 0 | 0 | 0 | 0 | 0 | 0 | 0
638 | 24452 | 2018 | TX | Optim Energy Altura Cogen LLC | 50815 | GEN4 | 0 | OP | CT | NG | 84.9 | 0.545 | 405121 | 176738 | EIA-923 Generator File | 1986 |  | 0 | 0 | 0 | 0 | 0 | 0 | 0 | 0 | 0 | 0 | 0 | 84.9 | 0 | 0 | 0 | 0 | 0 | 0 | 0 | 0 | 0 | 0 | 0 | 0 | 0 | 0 | 0 | 0 | 0 | 0
639 | 24453 | 2018 | TX | Optim Energy Altura Cogen LLC | 50815 | GEN5 | 0 | OP | CT | NG | 84.9 | 0.541 | 402004 | 177902 | EIA-923 Generator File | 1986 |  | 0 | 0 | 0 | 0 | 0 | 0 | 0 | 0 | 0 | 0 | 0 | 84.9 | 0 | 0 | 0 | 0 | 0 | 0 | 0 | 0 | 0 | 0 | 0 | 0 | 0 | 0 | 0 | 0 | 0 | 0
640 | 24454 | 2018 | TX | Optim Energy Altura Cogen LLC | 50815 | GEN6 | 2 | OP | CA | NG | 129.2 | 0.473 | 535782 | 250651 | EIA-923 Generator File | 1986 |  | 0 | 0 | 0 | 0 | 0 | 0 | 0 | 0 | 0 | 0 | 0 | 129.2 | 0 | 0 | 0 | 0 | 0 | 0 | 0 | 0 | 0 | 0 | 0 | 0 | 0 | 0 | 0 | 0 | 0 | 0
641 | 24455 | 2018 | TX | Optim Energy Altura Cogen LLC | 50815 | GEN7 | 0 | OP | CT | NG | 89.9 | 0.524 | 412343 | 175728 | EIA-923 Generator File | 1995 |  | 0 | 0 | 0 | 0 | 0 | 0 | 0 | 0 | 0 | 0 | 0 | 89.9 | 0 | 0 | 0 | 0 | 0 | 0 | 0 | 0 | 0 | 0 | 0 | 0 | 0 | 0 | 0 | 0 | 0 | 0
642 | 24456 | 2018 | TX | Oyster Creek Unit VIII | 54676 | G81 | 0 | OP | CT | NG | 99 | 0.684 | 592868 | 219881 | EIA-923 Generator File | 1994 |  | 0 | 0 | 0 | 0 | 0 | 0 | 0 | 0 | 0 | 0 | 0 | 99 | 0 | 0 | 0 | 0 | 0 | 0 | 0 | 0 | 0 | 0 | 0 | 0 | 0 | 0 | 0 | 0 | 0 | 0
643 | 24457 | 2018 | TX | Oyster Creek Unit VIII | 54676 | G82 | 0 | OP | CT | NG | 99 | 0.618 | 536377 | 224578 | EIA-923 Generator File | 1994 |  | 0 | 0 | 0 | 0 | 0 | 0 | 0 | 0 | 0 | 0 | 0 | 99 | 0 | 0 | 0 | 0 | 0 | 0 | 0 | 0 | 0 | 0 | 0 | 0 | 0 | 0 | 0 | 0 | 0 | 0
644 | 24458 | 2018 | TX | Oyster Creek Unit VIII | 54676 | G83 | 0 | OP | CT | NG | 99 | 0.622 | 539032 | 258071 | EIA-923 Generator File | 1994 |  | 0 | 0 | 0 | 0 | 0 | 0 | 0 | 0 | 0 | 0 | 0 | 99 | 0 | 0 | 0 | 0 | 0 | 0 | 0 | 0 | 0 | 0 | 0 | 0 | 0 | 0 | 0 | 0 | 0 | 0
645 | 24459 | 2018 | TX | Oyster Creek Unit VIII | 54676 | G84 | 3 | OP | CA | NG | 200.9 | 0.297 | 522277 | 248008 | EIA-923 Generator File | 1994 |  | 0 | 0 | 0 | 0 | 0 | 0 | 0 | 0 | 0 | 0 | 0 | 200.9 | 0 | 0 | 0 | 0 | 0 | 0 | 0 | 0 | 0 | 0 | 0 | 0 | 0 | 0 | 0 | 0 | 0 | 0
646 | 24469 | 2018 | TX | Palo Duro Wind | 59475 | GE1.7 | 0 | OP | WT | WND | 249.9 | 0.516 | 1128864 | 478358 | Distributed from 923 Generation And Fuel | 2014 |  | 0 | 0 | 0 | 0 | 0 | 0 | 0 | 0 | 0 | 0 | 0 | 0 | 0 | 0 | 0 | 0 | 0 | 0 | 0 | 0 | 0 | 0 | 0 | 0 | 0 | 0 | 0 | 0 | 0 | 249.9
647 | 24470 | 2018 | TX | Panda Sherman Power Station | 58005 | CTG-1 | 0 | OP | CT | NG | 232 | 0.51 | 1036098 | 567420 | EIA-923 Generator File | 2014 |  | 0 | 0 | 0 | 0 | 0 | 0 | 0 | 0 | 0 | 0 | 0 | 232 | 0 | 0 | 0 | 0 | 0 | 0 | 0 | 0 | 0 | 0 | 0 | 0 | 0 | 0 | 0 | 0 | 0 | 0
648 | 24471 | 2018 | TX | Panda Sherman Power Station | 58005 | CTG-2 | 0 | OP | CT | NG | 232 | 0.505 | 1026880 | 552401 | EIA-923 Generator File | 2014 |  | 0 | 0 | 0 | 0 | 0 | 0 | 0 | 0 | 0 | 0 | 0 | 232 | 0 | 0 | 0 | 0 | 0 | 0 | 0 | 0 | 0 | 0 | 0 | 0 | 0 | 0 | 0 | 0 | 0 | 0
649 | 24472 | 2018 | TX | Panda Sherman Power Station | 58005 | STG-1 | 2 | OP | CA | NG | 339.2 | 0.533 | 1582714 | 889951 | EIA-923 Generator File | 2014 |  | 0 | 0 | 0 | 0 | 0 | 0 | 0 | 0 | 0 | 0 | 0 | 339.2 | 0 | 0 | 0 | 0 | 0 | 0 | 0 | 0 | 0 | 0 | 0 | 0 | 0 | 0 | 0 | 0 | 0 | 0
650 | 24473 | 2018 | TX | Panda Temple Power Station | 58001 | CTG-1 | 0 | OP | CT | NG | 232 | 0.366 | 744503 | 523313 | EIA-923 Generator File | 2014 |  | 0 | 0 | 0 | 0 | 0 | 0 | 0 | 0 | 0 | 0 | 0 | 232 | 0 | 0 | 0 | 0 | 0 | 0 | 0 | 0 | 0 | 0 | 0 | 0 | 0 | 0 | 0 | 0 | 0 | 0
651 | 24474 | 2018 | TX | Panda Temple Power Station | 58001 | CTG-2 | 0 | OP | CT | NG | 232 | 0.356 | 724433 | 503063 | EIA-923 Generator File | 2014 |  | 0 | 0 | 0 | 0 | 0 | 0 | 0 | 0 | 0 | 0 | 0 | 232 | 0 | 0 | 0 | 0 | 0 | 0 | 0 | 0 | 0 | 0 | 0 | 0 | 0 | 0 | 0 | 0 | 0 | 0
652 | 24475 | 2018 | TX | Panda Temple Power Station | 58001 | CTG-3 | 0 | OP | CT | NG | 232 | 0.386 | 785155 | 472895 | EIA-923 Generator File | 2015 |  | 0 | 0 | 0 | 0 | 0 | 0 | 0 | 0 | 0 | 0 | 0 | 232 | 0 | 0 | 0 | 0 | 0 | 0 | 0 | 0 | 0 | 0 | 0 | 0 | 0 | 0 | 0 | 0 | 0 | 0
653 | 24476 | 2018 | TX | Panda Temple Power Station | 58001 | CTG-4 | 0 | OP | CT | NG | 232 | 0.384 | 780621 | 469755 | EIA-923 Generator File | 2015 |  | 0 | 0 | 0 | 0 | 0 | 0 | 0 | 0 | 0 | 0 | 0 | 232 | 0 | 0 | 0 | 0 | 0 | 0 | 0 | 0 | 0 | 0 | 0 | 0 | 0 | 0 | 0 | 0 | 0 | 0
654 | 24477 | 2018 | TX | Panda Temple Power Station | 58001 | STG-1 | 2 | OP | CA | NG | 339.2 | 0.399 | 1184324 | 851377 | EIA-923 Generator File | 2014 |  | 0 | 0 | 0 | 0 | 0 | 0 | 0 | 0 | 0 | 0 | 0 | 339.2 | 0 | 0 | 0 | 0 | 0 | 0 | 0 | 0 | 0 | 0 | 0 | 0 | 0 | 0 | 0 | 0 | 0 | 0
655 | 24478 | 2018 | TX | Panda Temple Power Station | 58001 | STG-2 | 2 | OP | CA | NG | 339.2 | 0.422 | 1253268 | 771417 | EIA-923 Generator File | 2015 |  | 0 | 0 | 0 | 0 | 0 | 0 | 0 | 0 | 0 | 0 | 0 | 339.2 | 0 | 0 | 0 | 0 | 0 | 0 | 0 | 0 | 0 | 0 | 0 | 0 | 0 | 0 | 0 | 0 | 0 | 0
656 | 24479 | 2018 | TX | Pantex | 58404 | 1 | 0 | OP | WT | WND | 11.5 | 0.5 | 50390 | 20801 | Distributed from 923 Generation And Fuel | 2014 |  | 0 | 0 | 0 | 0 | 0 | 0 | 0 | 0 | 0 | 0 | 0 | 0 | 0 | 0 | 0 | 0 | 0 | 0 | 0 | 0 | 0 | 0 | 0 | 0 | 0 | 0 | 0 | 0 | 0 | 11.5
657 | 24480 | 2018 | TX | Paris Energy Center | 50109 | GEN1 | 0 | OP | CT | NG | 87.8 | 0.208 | 159779 | 107455 | EIA-923 Generator File | 1989 |  | 0 | 0 | 0 | 0 | 0 | 0 | 0 | 0 | 0 | 0 | 0 | 87.8 | 0 | 0 | 0 | 0 | 0 | 0 | 0 | 0 | 0 | 0 | 0 | 0 | 0 | 0 | 0 | 0 | 0 | 0
658 | 24481 | 2018 | TX | Paris Energy Center | 50109 | GEN2 | 0 | OP | CT | NG | 87.8 | 0.201 | 154676 | 104116 | EIA-923 Generator File | 1989 |  | 0 | 0 | 0 | 0 | 0 | 0 | 0 | 0 | 0 | 0 | 0 | 87.8 | 0 | 0 | 0 | 0 | 0 | 0 | 0 | 0 | 0 | 0 | 0 | 0 | 0 | 0 | 0 | 0 | 0 | 0
659 | 24482 | 2018 | TX | Paris Energy Center | 50109 | GEN3 | 2 | OP | CA | NG | 90 | 0.187 | 147207 | 99359 | EIA-923 Generator File | 1989 |  | 0 | 0 | 0 | 0 | 0 | 0 | 0 | 0 | 0 | 0 | 0 | 90 | 0 | 0 | 0 | 0 | 0 | 0 | 0 | 0 | 0 | 0 | 0 | 0 | 0 | 0 | 0 | 0 | 0 | 0
660 | 24487 | 2018 | TX | Pasadena Cogeneration | 55047 | CTG1 | 0 | OP | CT | NG | 175 | 0.714 | 1093821 | 443964 | EIA-923 Generator File | 1998 |  | 0 | 0 | 0 | 0 | 0 | 0 | 0 | 0 | 0 | 0 | 0 | 175 | 0 | 0 | 0 | 0 | 0 | 0 | 0 | 0 | 0 | 0 | 0 | 0 | 0 | 0 | 0 | 0 | 0 | 0
661 | 24488 | 2018 | TX | Pasadena Cogeneration | 55047 | CTG2 | 0 | OP | CT | NG | 185 | 0.476 | 770756 | 461552 | EIA-923 Generator File | 2000 |  | 0 | 0 | 0 | 0 | 0 | 0 | 0 | 0 | 0 | 0 | 0 | 185 | 0 | 0 | 0 | 0 | 0 | 0 | 0 | 0 | 0 | 0 | 0 | 0 | 0 | 0 | 0 | 0 | 0 | 0
662 | 24489 | 2018 | TX | Pasadena Cogeneration | 55047 | CTG3 | 0 | OP | CT | NG | 185 | 0.479 | 775743 | 442035 | EIA-923 Generator File | 2000 |  | 0 | 0 | 0 | 0 | 0 | 0 | 0 | 0 | 0 | 0 | 0 | 185 | 0 | 0 | 0 | 0 | 0 | 0 | 0 | 0 | 0 | 0 | 0 | 0 | 0 | 0 | 0 | 0 | 0 | 0
663 | 24490 | 2018 | TX | Pasadena Cogeneration | 55047 | STG1 | 1 | OP | CA | NG | 85 | 0.65 | 484042 | 200259 | EIA-923 Generator File | 1998 |  | 0 | 0 | 0 | 0 | 0 | 0 | 0 | 0 | 0 | 0 | 0 | 85 | 0 | 0 | 0 | 0 | 0 | 0 | 0 | 0 | 0 | 0 | 0 | 0 | 0 | 0 | 0 | 0 | 0 | 0
664 | 24491 | 2018 | TX | Pasadena Cogeneration | 55047 | STG2 | 2 | OP | CA | NG | 185 | 0.514 | 832819 | 497894 | EIA-923 Generator File | 2000 |  | 0 | 0 | 0 | 0 | 0 | 0 | 0 | 0 | 0 | 0 | 0 | 185 | 0 | 0 | 0 | 0 | 0 | 0 | 0 | 0 | 0 | 0 | 0 | 0 | 0 | 0 | 0 | 0 | 0 | 0
665 | 24493 | 2018 | TX | Pattern Gulf Wind | 56661 | 1 | 0 | OP | WT | WND | 283.2 | 0.288 | 714176 | 327262 | Distributed from 923 Generation And Fuel | 2008 |  | 0 | 0 | 0 | 0 | 0 | 0 | 0 | 0 | 0 | 0 | 0 | 0 | 0 | 0 | 0 | 0 | 0 | 0 | 0 | 0 | 0 | 0 | 0 | 0 | 0 | 0 | 0 | 0 | 0 | 283.2
666 | 24494 | 2018 | TX | Pattern Panhandle Wind 2 LLC | 58720 | 1 | 0 | OP | WT | WND | 181.7 | 0.479 | 762506 | 304188 | Distributed from 923 Generation And Fuel | 2014 |  | 0 | 0 | 0 | 0 | 0 | 0 | 0 | 0 | 0 | 0 | 0 | 0 | 0 | 0 | 0 | 0 | 0 | 0 | 0 | 0 | 0 | 0 | 0 | 0 | 0 | 0 | 0 | 0 | 0 | 181.7
667 | 24495 | 2018 | TX | Pattern Panhandle Wind LLC | 58242 | 1 | 0 | OP | WT | WND | 218 | 0.4 | 764040 | 328691 | Distributed from 923 Generation And Fuel | 2014 |  | 0 | 0 | 0 | 0 | 0 | 0 | 0 | 0 | 0 | 0 | 0 | 0 | 0 | 0 | 0 | 0 | 0 | 0 | 0 | 0 | 0 | 0 | 0 | 0 | 0 | 0 | 0 | 0 | 0 | 218
668 | 24496 | 2018 | TX | Pearl Solar | 60682 | PEARL | 0 | OP | PV | SUN | 50 | 0.252 | 110398 | 54062 | Distributed from 923 Generation And Fuel | 2017 |  | 0 | 0 | 0 | 0 | 0 | 0 | 0 | 0 | 0 | 0 | 0 | 0 | 0 | 0 | 0 | 0 | 0 | 0 | 0 | 0 | 0 | 0 | 0 | 50 | 0 | 0 | 0 | 0 | 0 | 0
669 | 24497 | 2018 | TX | Pearsall | 3630 | 10A | 0 | OP | IC | NG | 8.4 | 0.155 | 11387.625 | 5726.167 | Distributed from 923 Generation And Fuel | 2010 |  | 0 | 0 | 0 | 0 | 0 | 0 | 0 | 0 | 0 | 0 | 0 | 8.4 | 0 | 0 | 0 | 0 | 0 | 0 | 0 | 0 | 0 | 0 | 0 | 0 | 0 | 0 | 0 | 0 | 0 | 0
670 | 24498 | 2018 | TX | Pearsall | 3630 | 11A | 0 | OP | IC | NG | 8.4 | 0.155 | 11387.625 | 5726.167 | Distributed from 923 Generation And Fuel | 2010 |  | 0 | 0 | 0 | 0 | 0 | 0 | 0 | 0 | 0 | 0 | 0 | 8.4 | 0 | 0 | 0 | 0 | 0 | 0 | 0 | 0 | 0 | 0 | 0 | 0 | 0 | 0 | 0 | 0 | 0 | 0
671 | 24499 | 2018 | TX | Pearsall | 3630 | 12A | 0 | OP | IC | NG | 8.4 | 0.155 | 11387.625 | 5726.167 | Distributed from 923 Generation And Fuel | 2010 |  | 0 | 0 | 0 | 0 | 0 | 0 | 0 | 0 | 0 | 0 | 0 | 8.4 | 0 | 0 | 0 | 0 | 0 | 0 | 0 | 0 | 0 | 0 | 0 | 0 | 0 | 0 | 0 | 0 | 0 | 0
672 | 24500 | 2018 | TX | Pearsall | 3630 | 13A | 0 | OP | IC | NG | 8.4 | 0.155 | 11387.625 | 5726.167 | Distributed from 923 Generation And Fuel | 2010 |  | 0 | 0 | 0 | 0 | 0 | 0 | 0 | 0 | 0 | 0 | 0 | 8.4 | 0 | 0 | 0 | 0 | 0 | 0 | 0 | 0 | 0 | 0 | 0 | 0 | 0 | 0 | 0 | 0 | 0 | 0
673 | 24501 | 2018 | TX | Pearsall | 3630 | 14A | 0 | OP | IC | NG | 8.4 | 0.155 | 11387.625 | 5726.167 | Distributed from 923 Generation And Fuel | 2010 |  | 0 | 0 | 0 | 0 | 0 | 0 | 0 | 0 | 0 | 0 | 0 | 8.4 | 0 | 0 | 0 | 0 | 0 | 0 | 0 | 0 | 0 | 0 | 0 | 0 | 0 | 0 | 0 | 0 | 0 | 0
674 | 24502 | 2018 | TX | Pearsall | 3630 | 15A | 0 | OP | IC | NG | 8.4 | 0.155 | 11387.625 | 5726.167 | Distributed from 923 Generation And Fuel | 2010 |  | 0 | 0 | 0 | 0 | 0 | 0 | 0 | 0 | 0 | 0 | 0 | 8.4 | 0 | 0 | 0 | 0 | 0 | 0 | 0 | 0 | 0 | 0 | 0 | 0 | 0 | 0 | 0 | 0 | 0 | 0
675 | 24503 | 2018 | TX | Pearsall | 3630 | 16A | 0 | OP | IC | NG | 8.4 | 0.155 | 11387.625 | 5726.167 | Distributed from 923 Generation And Fuel | 2010 |  | 0 | 0 | 0 | 0 | 0 | 0 | 0 | 0 | 0 | 0 | 0 | 8.4 | 0 | 0 | 0 | 0 | 0 | 0 | 0 | 0 | 0 | 0 | 0 | 0 | 0 | 0 | 0 | 0 | 0 | 0
676 | 24504 | 2018 | TX | Pearsall | 3630 | 17A | 0 | OP | IC | NG | 8.4 | 0.155 | 11387.625 | 5726.167 | Distributed from 923 Generation And Fuel | 2010 |  | 0 | 0 | 0 | 0 | 0 | 0 | 0 | 0 | 0 | 0 | 0 | 8.4 | 0 | 0 | 0 | 0 | 0 | 0 | 0 | 0 | 0 | 0 | 0 | 0 | 0 | 0 | 0 | 0 | 0 | 0
677 | 24505 | 2018 | TX | Pearsall | 3630 | 18A | 0 | OP | IC | NG | 8.4 | 0.155 | 11387.625 | 5726.167 | Distributed from 923 Generation And Fuel | 2010 |  | 0 | 0 | 0 | 0 | 0 | 0 | 0 | 0 | 0 | 0 | 0 | 8.4 | 0 | 0 | 0 | 0 | 0 | 0 | 0 | 0 | 0 | 0 | 0 | 0 | 0 | 0 | 0 | 0 | 0 | 0
678 | 24506 | 2018 | TX | Pearsall | 3630 | 19A | 0 | OP | IC | NG | 8.4 | 0.155 | 11387.625 | 5726.167 | Distributed from 923 Generation And Fuel | 2010 |  | 0 | 0 | 0 | 0 | 0 | 0 | 0 | 0 | 0 | 0 | 0 | 8.4 | 0 | 0 | 0 | 0 | 0 | 0 | 0 | 0 | 0 | 0 | 0 | 0 | 0 | 0 | 0 | 0 | 0 | 0
679 | 24507 | 2018 | TX | Pearsall | 3630 | 1A | 0 | OP | IC | NG | 8.4 | 0.155 | 11387.625 | 5726.167 | Distributed from 923 Generation And Fuel | 2010 |  | 0 | 0 | 0 | 0 | 0 | 0 | 0 | 0 | 0 | 0 | 0 | 8.4 | 0 | 0 | 0 | 0 | 0 | 0 | 0 | 0 | 0 | 0 | 0 | 0 | 0 | 0 | 0 | 0 | 0 | 0
680 | 24508 | 2018 | TX | Pearsall | 3630 | 20A | 0 | OP | IC | NG | 8.4 | 0.155 | 11387.625 | 5726.167 | Distributed from 923 Generation And Fuel | 2010 |  | 0 | 0 | 0 | 0 | 0 | 0 | 0 | 0 | 0 | 0 | 0 | 8.4 | 0 | 0 | 0 | 0 | 0 | 0 | 0 | 0 | 0 | 0 | 0 | 0 | 0 | 0 | 0 | 0 | 0 | 0
681 | 24509 | 2018 | TX | Pearsall | 3630 | 21A | 0 | OP | IC | NG | 8.4 | 0.155 | 11387.625 | 5726.167 | Distributed from 923 Generation And Fuel | 2010 |  | 0 | 0 | 0 | 0 | 0 | 0 | 0 | 0 | 0 | 0 | 0 | 8.4 | 0 | 0 | 0 | 0 | 0 | 0 | 0 | 0 | 0 | 0 | 0 | 0 | 0 | 0 | 0 | 0 | 0 | 0
682 | 24510 | 2018 | TX | Pearsall | 3630 | 22A | 0 | OP | IC | NG | 8.4 | 0.155 | 11387.625 | 5726.167 | Distributed from 923 Generation And Fuel | 2010 |  | 0 | 0 | 0 | 0 | 0 | 0 | 0 | 0 | 0 | 0 | 0 | 8.4 | 0 | 0 | 0 | 0 | 0 | 0 | 0 | 0 | 0 | 0 | 0 | 0 | 0 | 0 | 0 | 0 | 0 | 0
683 | 24511 | 2018 | TX | Pearsall | 3630 | 23A | 0 | OP | IC | NG | 8.4 | 0.155 | 11387.625 | 5726.167 | Distributed from 923 Generation And Fuel | 2010 |  | 0 | 0 | 0 | 0 | 0 | 0 | 0 | 0 | 0 | 0 | 0 | 8.4 | 0 | 0 | 0 | 0 | 0 | 0 | 0 | 0 | 0 | 0 | 0 | 0 | 0 | 0 | 0 | 0 | 0 | 0
684 | 24512 | 2018 | TX | Pearsall | 3630 | 24A | 0 | OP | IC | NG | 8.4 | 0.155 | 11387.625 | 5726.167 | Distributed from 923 Generation And Fuel | 2010 |  | 0 | 0 | 0 | 0 | 0 | 0 | 0 | 0 | 0 | 0 | 0 | 8.4 | 0 | 0 | 0 | 0 | 0 | 0 | 0 | 0 | 0 | 0 | 0 | 0 | 0 | 0 | 0 | 0 | 0 | 0
685 | 24513 | 2018 | TX | Pearsall | 3630 | 2A | 0 | OP | IC | NG | 8.4 | 0.155 | 11387.625 | 5726.167 | Distributed from 923 Generation And Fuel | 2010 |  | 0 | 0 | 0 | 0 | 0 | 0 | 0 | 0 | 0 | 0 | 0 | 8.4 | 0 | 0 | 0 | 0 | 0 | 0 | 0 | 0 | 0 | 0 | 0 | 0 | 0 | 0 | 0 | 0 | 0 | 0
686 | 24514 | 2018 | TX | Pearsall | 3630 | 3A | 0 | OP | IC | NG | 8.4 | 0.155 | 11387.625 | 5726.167 | Distributed from 923 Generation And Fuel | 2010 |  | 0 | 0 | 0 | 0 | 0 | 0 | 0 | 0 | 0 | 0 | 0 | 8.4 | 0 | 0 | 0 | 0 | 0 | 0 | 0 | 0 | 0 | 0 | 0 | 0 | 0 | 0 | 0 | 0 | 0 | 0
687 | 24515 | 2018 | TX | Pearsall | 3630 | 4A | 0 | OP | IC | NG | 8.4 | 0.155 | 11387.625 | 5726.167 | Distributed from 923 Generation And Fuel | 2010 |  | 0 | 0 | 0 | 0 | 0 | 0 | 0 | 0 | 0 | 0 | 0 | 8.4 | 0 | 0 | 0 | 0 | 0 | 0 | 0 | 0 | 0 | 0 | 0 | 0 | 0 | 0 | 0 | 0 | 0 | 0
688 | 24516 | 2018 | TX | Pearsall | 3630 | 5A | 0 | OP | IC | NG | 8.4 | 0.155 | 11387.625 | 5726.167 | Distributed from 923 Generation And Fuel | 2010 |  | 0 | 0 | 0 | 0 | 0 | 0 | 0 | 0 | 0 | 0 | 0 | 8.4 | 0 | 0 | 0 | 0 | 0 | 0 | 0 | 0 | 0 | 0 | 0 | 0 | 0 | 0 | 0 | 0 | 0 | 0
689 | 24517 | 2018 | TX | Pearsall | 3630 | 6A | 0 | OP | IC | NG | 8.4 | 0.155 | 11387.625 | 5726.167 | Distributed from 923 Generation And Fuel | 2010 |  | 0 | 0 | 0 | 0 | 0 | 0 | 0 | 0 | 0 | 0 | 0 | 8.4 | 0 | 0 | 0 | 0 | 0 | 0 | 0 | 0 | 0 | 0 | 0 | 0 | 0 | 0 | 0 | 0 | 0 | 0
690 | 24518 | 2018 | TX | Pearsall | 3630 | 7A | 0 | OP | IC | NG | 8.4 | 0.155 | 11387.625 | 5726.167 | Distributed from 923 Generation And Fuel | 2010 |  | 0 | 0 | 0 | 0 | 0 | 0 | 0 | 0 | 0 | 0 | 0 | 8.4 | 0 | 0 | 0 | 0 | 0 | 0 | 0 | 0 | 0 | 0 | 0 | 0 | 0 | 0 | 0 | 0 | 0 | 0
691 | 24519 | 2018 | TX | Pearsall | 3630 | 8A | 0 | OP | IC | NG | 8.4 | 0.155 | 11387.625 | 5726.167 | Distributed from 923 Generation And Fuel | 2010 |  | 0 | 0 | 0 | 0 | 0 | 0 | 0 | 0 | 0 | 0 | 0 | 8.4 | 0 | 0 | 0 | 0 | 0 | 0 | 0 | 0 | 0 | 0 | 0 | 0 | 0 | 0 | 0 | 0 | 0 | 0
692 | 24520 | 2018 | TX | Pearsall | 3630 | 9A | 0 | OP | IC | NG | 8.4 | 0.155 | 11387.625 | 5726.167 | Distributed from 923 Generation And Fuel | 2010 |  | 0 | 0 | 0 | 0 | 0 | 0 | 0 | 0 | 0 | 0 | 0 | 8.4 | 0 | 0 | 0 | 0 | 0 | 0 | 0 | 0 | 0 | 0 | 0 | 0 | 0 | 0 | 0 | 0 | 0 | 0
693 | 24526 | 2018 | TX | Penascal II Wind Project LLC | 57095 | 1 | 0 | OP | WT | WND | 201 | 0.297 | 522695 | 220276 | Distributed from 923 Generation And Fuel | 2010 |  | 0 | 0 | 0 | 0 | 0 | 0 | 0 | 0 | 0 | 0 | 0 | 0 | 0 | 0 | 0 | 0 | 0 | 0 | 0 | 0 | 0 | 0 | 0 | 0 | 0 | 0 | 0 | 0 | 0 | 201
694 | 24527 | 2018 | TX | Penascal Wind Power LLC | 56795 | 1 | 0 | OP | WT | WND | 201.6 | 0.326 | 576536 | 244322 | Distributed from 923 Generation And Fuel | 2009 |  | 0 | 0 | 0 | 0 | 0 | 0 | 0 | 0 | 0 | 0 | 0 | 0 | 0 | 0 | 0 | 0 | 0 | 0 | 0 | 0 | 0 | 0 | 0 | 0 | 0 | 0 | 0 | 0 | 0 | 201.6
695 | 24528 | 2018 | TX | Permian Basin | 3494 | CT1 | 0 | OP | GT | NG | 89.4 | 0.017 | 13305.8 | 6667.6 | Distributed from 923 Generation And Fuel | 1988 |  | 0 | 0 | 0 | 0 | 0 | 0 | 0 | 0 | 0 | 0 | 0 | 89.4 | 0 | 0 | 0 | 0 | 0 | 0 | 0 | 0 | 0 | 0 | 0 | 0 | 0 | 0 | 0 | 0 | 0 | 0
696 | 24529 | 2018 | TX | Permian Basin | 3494 | CT2 | 0 | OP | GT | NG | 89.4 | 0.017 | 13305.8 | 6667.6 | Distributed from 923 Generation And Fuel | 1988 |  | 0 | 0 | 0 | 0 | 0 | 0 | 0 | 0 | 0 | 0 | 0 | 89.4 | 0 | 0 | 0 | 0 | 0 | 0 | 0 | 0 | 0 | 0 | 0 | 0 | 0 | 0 | 0 | 0 | 0 | 0
697 | 24530 | 2018 | TX | Permian Basin | 3494 | CT3 | 0 | OP | GT | NG | 89.4 | 0.017 | 13305.8 | 6667.6 | Distributed from 923 Generation And Fuel | 1988 |  | 0 | 0 | 0 | 0 | 0 | 0 | 0 | 0 | 0 | 0 | 0 | 89.4 | 0 | 0 | 0 | 0 | 0 | 0 | 0 | 0 | 0 | 0 | 0 | 0 | 0 | 0 | 0 | 0 | 0 | 0
698 | 24531 | 2018 | TX | Permian Basin | 3494 | CT4 | 0 | OP | GT | NG | 89.4 | 0.017 | 13305.8 | 6667.6 | Distributed from 923 Generation And Fuel | 1990 |  | 0 | 0 | 0 | 0 | 0 | 0 | 0 | 0 | 0 | 0 | 0 | 89.4 | 0 | 0 | 0 | 0 | 0 | 0 | 0 | 0 | 0 | 0 | 0 | 0 | 0 | 0 | 0 | 0 | 0 | 0
699 | 24532 | 2018 | TX | Permian Basin | 3494 | CT5 | 0 | OP | GT | NG | 89.4 | 0.017 | 13305.8 | 6667.6 | Distributed from 923 Generation And Fuel | 1990 |  | 0 | 0 | 0 | 0 | 0 | 0 | 0 | 0 | 0 | 0 | 0 | 89.4 | 0 | 0 | 0 | 0 | 0 | 0 | 0 | 0 | 0 | 0 | 0 | 0 | 0 | 0 | 0 | 0 | 0 | 0
700 | 24537 | 2018 | TX | Phantom Solar | 60774 | GEN1 | 0 | OP | PV | SUN | 15.4 | 0.176 | 23798 | 11345 | Distributed from 923 Generation And Fuel | 2017 |  | 0 | 0 | 0 | 0 | 0 | 0 | 0 | 0 | 0 | 0 | 0 | 0 | 0 | 0 | 0 | 0 | 0 | 0 | 0 | 0 | 0 | 0 | 0 | 15.4 | 0 | 0 | 0 | 0 | 0 | 0
701 | 24540 | 2018 | TX | Phelps Dodge Refining | 54628 | 3001 | 0 | OP | GT | NG | 4.2 | 0.241 | 8868.214 | 4459.286 | Distributed from 923 Generation And Fuel | 1992 |  | 0 | 0 | 0 | 0 | 0 | 0 | 0 | 0 | 0 | 0 | 0 | 4.2 | 0 | 0 | 0 | 0 | 0 | 0 | 0 | 0 | 0 | 0 | 0 | 0 | 0 | 0 | 0 | 0 | 0 | 0
702 | 24541 | 2018 | TX | Phelps Dodge Refining | 54628 | 3002 | 0 | OP | GT | NG | 4.2 | 0.241 | 8868.214 | 4459.286 | Distributed from 923 Generation And Fuel | 1992 |  | 0 | 0 | 0 | 0 | 0 | 0 | 0 | 0 | 0 | 0 | 0 | 4.2 | 0 | 0 | 0 | 0 | 0 | 0 | 0 | 0 | 0 | 0 | 0 | 0 | 0 | 0 | 0 | 0 | 0 | 0
703 | 24542 | 2018 | TX | Phelps Dodge Refining | 54628 | 3003 | 0 | OP | GT | NG | 4.2 | 0.241 | 8868.214 | 4459.286 | Distributed from 923 Generation And Fuel | 1992 |  | 0 | 0 | 0 | 0 | 0 | 0 | 0 | 0 | 0 | 0 | 0 | 4.2 | 0 | 0 | 0 | 0 | 0 | 0 | 0 | 0 | 0 | 0 | 0 | 0 | 0 | 0 | 0 | 0 | 0 | 0
704 | 24547 | 2018 | TX | Pirkey | 7902 | 1 | 1 | OP | ST | LIG | 721 | 0.726 | 4585248 | 2236162 | EIA-923 Generator File | 1985 |  | 0 | 0 | 0 | 0 | 0 | 0 | 0 | 0 | 721 | 0 | 0 | 0 | 0 | 0 | 0 | 0 | 0 | 0 | 0 | 0 | 0 | 0 | 0 | 0 | 0 | 0 | 0 | 0 | 0 | 0
705 | 24548 | 2018 | TX | Plant X | 3485 | 1 | 1 | OP | ST | NG | 48 | 0.147 | 61764 | 36335 | EIA-923 Generator File | 1952 | 2019 | 0 | 0 | 0 | 0 | 0 | 0 | 0 | 0 | 0 | 0 | 0 | 48 | 0 | 0 | 0 | 0 | 0 | 0 | 0 | 0 | 0 | 0 | 0 | 0 | 0 | 0 | 0 | 0 | 0 | 0
706 | 24549 | 2018 | TX | Plant X | 3485 | 2 | 1 | OP | ST | NG | 98 | 0.256 | 220184 | 119576 | EIA-923 Generator File | 1953 | 2020 | 0 | 0 | 0 | 0 | 0 | 0 | 0 | 0 | 0 | 0 | 0 | 98 | 0 | 0 | 0 | 0 | 0 | 0 | 0 | 0 | 0 | 0 | 0 | 0 | 0 | 0 | 0 | 0 | 0 | 0
707 | 24550 | 2018 | TX | Plant X | 3485 | 3 | 1 | OP | ST | NG | 98 | 0.313 | 269089 | 134093 | EIA-923 Generator File | 1955 | 2024 | 0 | 0 | 0 | 0 | 0 | 0 | 0 | 0 | 0 | 0 | 0 | 98 | 0 | 0 | 0 | 0 | 0 | 0 | 0 | 0 | 0 | 0 | 0 | 0 | 0 | 0 | 0 | 0 | 0 | 0
708 | 24551 | 2018 | TX | Plant X | 3485 | 4 | 1 | OP | ST | NG | 190.4 | 0.402 | 670140 | 296483 | EIA-923 Generator File | 1964 | 2027 | 0 | 0 | 0 | 0 | 0 | 0 | 0 | 0 | 0 | 0 | 0 | 190.4 | 0 | 0 | 0 | 0 | 0 | 0 | 0 | 0 | 0 | 0 | 0 | 0 | 0 | 0 | 0 | 0 | 0 | 0
709 | 24552 | 2018 | TX | Pleasant Hill Wind Energy Project | 59417 | WT1 | 0 | OP | WT | WND | 20 | 0.312 | 54664 | 21807 | Distributed from 923 Generation And Fuel | 2015 |  | 0 | 0 | 0 | 0 | 0 | 0 | 0 | 0 | 0 | 0 | 0 | 0 | 0 | 0 | 0 | 0 | 0 | 0 | 0 | 0 | 0 | 0 | 0 | 0 | 0 | 0 | 0 | 0 | 0 | 20
710 | 24553 | 2018 | TX | Point Comfort Operations | 52069 | GEN1 | 6 | OP | ST | NG | 16 | 0 | 0 | 0 | EIA-923 Generator File | 1958 |  | 0 | 0 | 0 | 0 | 0 | 0 | 0 | 0 | 0 | 0 | 0 | 16 | 0 | 0 | 0 | 0 | 0 | 0 | 0 | 0 | 0 | 0 | 0 | 0 | 0 | 0 | 0 | 0 | 0 | 0
711 | 24554 | 2018 | TX | Point Comfort Operations | 52069 | GEN2 | 6 | OP | ST | NG | 16 | 0 | 0 | 0 | EIA-923 Generator File | 1958 |  | 0 | 0 | 0 | 0 | 0 | 0 | 0 | 0 | 0 | 0 | 0 | 16 | 0 | 0 | 0 | 0 | 0 | 0 | 0 | 0 | 0 | 0 | 0 | 0 | 0 | 0 | 0 | 0 | 0 | 0
712 | 24555 | 2018 | TX | Point Comfort Operations | 52069 | GEN3 | 6 | OP | ST | NG | 16 | 0 | 0 | 0 | EIA-923 Generator File | 1958 |  | 0 | 0 | 0 | 0 | 0 | 0 | 0 | 0 | 0 | 0 | 0 | 16 | 0 | 0 | 0 | 0 | 0 | 0 | 0 | 0 | 0 | 0 | 0 | 0 | 0 | 0 | 0 | 0 | 0 | 0
713 | 24556 | 2018 | TX | Point Comfort Operations | 52069 | GEN4 | 6 | OP | ST | NG | 15.1 | 0 | 0 | 0 | EIA-923 Generator File | 1970 |  | 0 | 0 | 0 | 0 | 0 | 0 | 0 | 0 | 0 | 0 | 0 | 15.1 | 0 | 0 | 0 | 0 | 0 | 0 | 0 | 0 | 0 | 0 | 0 | 0 | 0 | 0 | 0 | 0 | 0 | 0
714 | 24557 | 2018 | TX | Port Arthur Steam Energy | 58823 | STG | 0 | OP | ST | WH | 5 | -0.154 | -6743 | -1645 | Distributed from 923 Generation And Fuel | 2005 |  | 0 | 0 | 0 | 0 | 0 | 0 | 0 | 0 | 0 | 0 | 0 | 0 | 0 | 0 | 0 | 0 | 0 | 0 | 0 | 0 | 0 | 0 | 0 | 0 | 0 | 0 | 0 | 0 | 5 | 0
715 | 24558 | 2018 | TX | Port Arthur Texas Refinery | 10568 | GEN1 | 0 | OP | GT | NG | 38.4 | 0.788 | 264994 | 133250 | Distributed from 923 Generation And Fuel | 1988 |  | 0 | 0 | 0 | 0 | 0 | 0 | 0 | 0 | 0 | 0 | 0 | 38.4 | 0 | 0 | 0 | 0 | 0 | 0 | 0 | 0 | 0 | 0 | 0 | 0 | 0 | 0 | 0 | 0 | 0 | 0
716 | 24559 | 2018 | TX | Port Comfort Power LLC | 60459 | PC1 | 0 | OP | GT | NG | 60.5 | 0.044 | 23510 | 11822 | Distributed from 923 Generation And Fuel | 2017 |  | 0 | 0 | 0 | 0 | 0 | 0 | 0 | 0 | 0 | 0 | 0 | 60.5 | 0 | 0 | 0 | 0 | 0 | 0 | 0 | 0 | 0 | 0 | 0 | 0 | 0 | 0 | 0 | 0 | 0 | 0
717 | 24560 | 2018 | TX | Port Comfort Power LLC | 60459 | PC2 | 0 | OP | GT | NG | 60.5 | 0.044 | 23510 | 11822 | Distributed from 923 Generation And Fuel | 2017 |  | 0 | 0 | 0 | 0 | 0 | 0 | 0 | 0 | 0 | 0 | 0 | 60.5 | 0 | 0 | 0 | 0 | 0 | 0 | 0 | 0 | 0 | 0 | 0 | 0 | 0 | 0 | 0 | 0 | 0 | 0
718 | 24561 | 2018 | TX | Port Neches Plant | 54748 | G1 | 0 | OP | GT | NG | 38 | 0.536 | 178291 | 89652 | Distributed from 923 Generation And Fuel | 1994 |  | 0 | 0 | 0 | 0 | 0 | 0 | 0 | 0 | 0 | 0 | 0 | 38 | 0 | 0 | 0 | 0 | 0 | 0 | 0 | 0 | 0 | 0 | 0 | 0 | 0 | 0 | 0 | 0 | 0 | 0
719 | 24562 | 2018 | TX | Post Oak Wind LLC | 56483 | 1 | 0 | OP | WT | WND | 200 | 0.299 | 523856 | 182484 | Distributed from 923 Generation And Fuel | 2008 |  | 0 | 0 | 0 | 0 | 0 | 0 | 0 | 0 | 0 | 0 | 0 | 0 | 0 | 0 | 0 | 0 | 0 | 0 | 0 | 0 | 0 | 0 | 0 | 0 | 0 | 0 | 0 | 0 | 0 | 200
720 | 24563 | 2018 | TX | Post Wind Farm LP | 56457 | 1 | 0 | OP | WT | WND | 84 | 0.455 | 334664 | 133508 | Distributed from 923 Generation And Fuel | 2006 |  | 0 | 0 | 0 | 0 | 0 | 0 | 0 | 0 | 0 | 0 | 0 | 0 | 0 | 0 | 0 | 0 | 0 | 0 | 0 | 0 | 0 | 0 | 0 | 0 | 0 | 0 | 0 | 0 | 0 | 84
721 | 24564 | 2018 | TX | Power Island | 10154 | GEN1 | 0 | OP | GT | NG | 41 | 0.205 | 73593.546 | 37005.844 | Distributed from 923 Generation And Fuel | 1985 |  | 0 | 0 | 0 | 0 | 0 | 0 | 0 | 0 | 0 | 0 | 0 | 41 | 0 | 0 | 0 | 0 | 0 | 0 | 0 | 0 | 0 | 0 | 0 | 0 | 0 | 0 | 0 | 0 | 0 | 0
722 | 24573 | 2018 | TX | Power Station 4 | 52132 | GEN1 | 0 | OP | CT | NG | 78.2 | 0.525 | 359724 | 133298 | EIA-923 Generator File | 1986 |  | 0 | 0 | 0 | 0 | 0 | 0 | 0 | 0 | 0 | 0 | 0 | 78.2 | 0 | 0 | 0 | 0 | 0 | 0 | 0 | 0 | 0 | 0 | 0 | 0 | 0 | 0 | 0 | 0 | 0 | 0
723 | 24574 | 2018 | TX | Power Station 4 | 52132 | GEN2 | 0 | OP | CT | NG | 78.2 | 0.456 | 312450 | 122048 | EIA-923 Generator File | 1986 |  | 0 | 0 | 0 | 0 | 0 | 0 | 0 | 0 | 0 | 0 | 0 | 78.2 | 0 | 0 | 0 | 0 | 0 | 0 | 0 | 0 | 0 | 0 | 0 | 0 | 0 | 0 | 0 | 0 | 0 | 0
724 | 24576 | 2018 | TX | PowerFin Kingsbery | 61700 | PFPKB | 0 | OP | PV | SUN | 2.6 | 0.116 | 2646 | 1482 | Distributed from 923 Generation And Fuel | 2018 |  | 0 | 0 | 0 | 0 | 0 | 0 | 0 | 0 | 0 | 0 | 0 | 0 | 0 | 0 | 0 | 0 | 0 | 0 | 0 | 0 | 0 | 0 | 0 | 2.6 | 0 | 0 | 0 | 0 | 0 | 0
725 | 24577 | 2018 | TX | Powerlane Plant | 4195 | EP | 0 | OP | IC | NG | 8.4 | 0.141 | 10407.667 | 5233.333 | Distributed from 923 Generation And Fuel | 2010 |  | 0 | 0 | 0 | 0 | 0 | 0 | 0 | 0 | 0 | 0 | 0 | 8.4 | 0 | 0 | 0 | 0 | 0 | 0 | 0 | 0 | 0 | 0 | 0 | 0 | 0 | 0 | 0 | 0 | 0 | 0
726 | 24578 | 2018 | TX | Powerlane Plant | 4195 | EP2 | 0 | OP | IC | NG | 8.4 | 0.141 | 10407.667 | 5233.333 | Distributed from 923 Generation And Fuel | 2010 |  | 0 | 0 | 0 | 0 | 0 | 0 | 0 | 0 | 0 | 0 | 0 | 8.4 | 0 | 0 | 0 | 0 | 0 | 0 | 0 | 0 | 0 | 0 | 0 | 0 | 0 | 0 | 0 | 0 | 0 | 0
727 | 24579 | 2018 | TX | Powerlane Plant | 4195 | EP3 | 0 | OP | IC | NG | 8.4 | 0.141 | 10407.667 | 5233.333 | Distributed from 923 Generation And Fuel | 2010 |  | 0 | 0 | 0 | 0 | 0 | 0 | 0 | 0 | 0 | 0 | 0 | 8.4 | 0 | 0 | 0 | 0 | 0 | 0 | 0 | 0 | 0 | 0 | 0 | 0 | 0 | 0 | 0 | 0 | 0 | 0
728 | 24580 | 2018 | TX | Powerlane Plant | 4195 | ST1 | 1 | OP | ST | NG | 18.8 | 0.009 | 1488 | 1723 | EIA-923 Generator File | 1966 |  | 0 | 0 | 0 | 0 | 0 | 0 | 0 | 0 | 0 | 0 | 0 | 18.8 | 0 | 0 | 0 | 0 | 0 | 0 | 0 | 0 | 0 | 0 | 0 | 0 | 0 | 0 | 0 | 0 | 0 | 0
729 | 24581 | 2018 | TX | Powerlane Plant | 4195 | ST2 | 1 | OP | ST | NG | 25 | -0.003 | -659 | -140 | EIA-923 Generator File | 1967 |  | 0 | 0 | 0 | 0 | 0 | 0 | 0 | 0 | 0 | 0 | 0 | 25 | 0 | 0 | 0 | 0 | 0 | 0 | 0 | 0 | 0 | 0 | 0 | 0 | 0 | 0 | 0 | 0 | 0 | 0
730 | 24582 | 2018 | TX | Powerlane Plant | 4195 | ST3 | 1 | OP | ST | NG | 43.2 | 0 | -33 | 491 | EIA-923 Generator File | 1978 |  | 0 | 0 | 0 | 0 | 0 | 0 | 0 | 0 | 0 | 0 | 0 | 43.2 | 0 | 0 | 0 | 0 | 0 | 0 | 0 | 0 | 0 | 0 | 0 | 0 | 0 | 0 | 0 | 0 | 0 | 0
731 | 24585 | 2018 | TX | PRSI FCC Generator | 58069 | 55M1 | 0 | OP | ST | PC | 4.7 | 0.023 | 929.26 | 405.707 | EIA-923 Generator File | 1979 |  | 0 | 0 | 0 | 0 | 0 | 0 | 0 | 0 | 0 | 0 | 0 | 0 | 0 | 0 | 0 | 0 | 0 | 4.7 | 0 | 0 | 0 | 0 | 0 | 0 | 0 | 0 | 0 | 0 | 0 | 0
732 | 24586 | 2018 | TX | PYCO Industries, Inc. Wind Farm | 61848 | WT1 | 0 | OP | WT | WND | 10 | 0.115 | 10038 | 4004 | Distributed from 923 Generation And Fuel | 2008 |  | 0 | 0 | 0 | 0 | 0 | 0 | 0 | 0 | 0 | 0 | 0 | 0 | 0 | 0 | 0 | 0 | 0 | 0 | 0 | 0 | 0 | 0 | 0 | 0 | 0 | 0 | 0 | 0 | 0 | 10
733 | 24587 | 2018 | TX | Pyron Wind Farm LLC | 56981 | 1 | 0 | OP | WT | WND | 249 | 0.337 | 735042 | 289641 | Distributed from 923 Generation And Fuel | 2009 |  | 0 | 0 | 0 | 0 | 0 | 0 | 0 | 0 | 0 | 0 | 0 | 0 | 0 | 0 | 0 | 0 | 0 | 0 | 0 | 0 | 0 | 0 | 0 | 0 | 0 | 0 | 0 | 0 | 0 | 249
734 | 24588 | 2018 | TX | Pyron Wind Farm LLC | 56981 | PYRBT | 0 | OP | BA | MWH | 9.9 | -0.001 | -129 | 0 | Distributed from 923 Generation And Fuel | 2018 |  | 0 | 0 | 0 | 0 | 0 | 0 | 0 | 0 | 0 | 0 | 9.9 | 0 | 0 | 0 | 0 | 0 | 0 | 0 | 0 | 0 | 0 | 0 | 0 | 0 | 0 | 0 | 0 | 0 | 0 | 0
735 | 24589 | 2018 | TX | Quail Run Energy Center | 56349 | CT1A | 0 | OP | CT | NG | 90.6 | 0.28 | 222070 | 155246 | EIA-923 Generator File | 2007 |  | 0 | 0 | 0 | 0 | 0 | 0 | 0 | 0 | 0 | 0 | 0 | 90.6 | 0 | 0 | 0 | 0 | 0 | 0 | 0 | 0 | 0 | 0 | 0 | 0 | 0 | 0 | 0 | 0 | 0 | 0
736 | 24590 | 2018 | TX | Quail Run Energy Center | 56349 | CT1B | 0 | OP | CT | NG | 90.6 | 0.312 | 247741 | 143978 | EIA-923 Generator File | 2007 |  | 0 | 0 | 0 | 0 | 0 | 0 | 0 | 0 | 0 | 0 | 0 | 90.6 | 0 | 0 | 0 | 0 | 0 | 0 | 0 | 0 | 0 | 0 | 0 | 0 | 0 | 0 | 0 | 0 | 0 | 0
737 | 24591 | 2018 | TX | Quail Run Energy Center | 56349 | CT2A | 0 | OP | CT | NG | 86.5 | 0.36 | 272615 | 162409 | EIA-923 Generator File | 2002 |  | 0 | 0 | 0 | 0 | 0 | 0 | 0 | 0 | 0 | 0 | 0 | 86.5 | 0 | 0 | 0 | 0 | 0 | 0 | 0 | 0 | 0 | 0 | 0 | 0 | 0 | 0 | 0 | 0 | 0 | 0
738 | 24592 | 2018 | TX | Quail Run Energy Center | 56349 | CT2B | 0 | OP | CT | NG | 86.5 | 0.305 | 231417 | 138875 | EIA-923 Generator File | 2002 |  | 0 | 0 | 0 | 0 | 0 | 0 | 0 | 0 | 0 | 0 | 0 | 86.5 | 0 | 0 | 0 | 0 | 0 | 0 | 0 | 0 | 0 | 0 | 0 | 0 | 0 | 0 | 0 | 0 | 0 | 0
739 | 24593 | 2018 | TX | Quail Run Energy Center | 56349 | ST1 | 2 | OP | CA | NG | 98.1 | 0.292 | 250546 | 162063 | EIA-923 Generator File | 2007 |  | 0 | 0 | 0 | 0 | 0 | 0 | 0 | 0 | 0 | 0 | 0 | 98.1 | 0 | 0 | 0 | 0 | 0 | 0 | 0 | 0 | 0 | 0 | 0 | 0 | 0 | 0 | 0 | 0 | 0 | 0
740 | 24594 | 2018 | TX | Quail Run Energy Center | 56349 | ST2 | 2 | OP | CA | NG | 98.1 | 0.335 | 287808 | 176698 | EIA-923 Generator File | 2008 |  | 0 | 0 | 0 | 0 | 0 | 0 | 0 | 0 | 0 | 0 | 0 | 98.1 | 0 | 0 | 0 | 0 | 0 | 0 | 0 | 0 | 0 | 0 | 0 | 0 | 0 | 0 | 0 | 0 | 0 | 0
741 | 24595 | 2018 | TX | R W Miller | 3628 | 1 | 1 | OP | ST | NG | 66 | 0.041 | 23557 | 19184 | EIA-923 Generator File | 1968 |  | 0 | 0 | 0 | 0 | 0 | 0 | 0 | 0 | 0 | 0 | 0 | 66 | 0 | 0 | 0 | 0 | 0 | 0 | 0 | 0 | 0 | 0 | 0 | 0 | 0 | 0 | 0 | 0 | 0 | 0
742 | 24596 | 2018 | TX | R W Miller | 3628 | 2 | 1 | OP | ST | NG | 100 | 0.084 | 73662 | 61999 | EIA-923 Generator File | 1972 |  | 0 | 0 | 0 | 0 | 0 | 0 | 0 | 0 | 0 | 0 | 0 | 100 | 0 | 0 | 0 | 0 | 0 | 0 | 0 | 0 | 0 | 0 | 0 | 0 | 0 | 0 | 0 | 0 | 0 | 0
743 | 24597 | 2018 | TX | R W Miller | 3628 | 3 | 1 | OP | ST | NG | 200 | 0.117 | 204700 | 128895 | EIA-923 Generator File | 1975 |  | 0 | 0 | 0 | 0 | 0 | 0 | 0 | 0 | 0 | 0 | 0 | 200 | 0 | 0 | 0 | 0 | 0 | 0 | 0 | 0 | 0 | 0 | 0 | 0 | 0 | 0 | 0 | 0 | 0 | 0
744 | 24598 | 2018 | TX | R W Miller | 3628 | 4 | 0 | OP | GT | NG | 118.8 | 0.048 | 50071.5 | 35444 | Distributed from 923 Generation And Fuel | 1994 |  | 0 | 0 | 0 | 0 | 0 | 0 | 0 | 0 | 0 | 0 | 0 | 118.8 | 0 | 0 | 0 | 0 | 0 | 0 | 0 | 0 | 0 | 0 | 0 | 0 | 0 | 0 | 0 | 0 | 0 | 0
745 | 24599 | 2018 | TX | R W Miller | 3628 | 5 | 0 | OP | GT | NG | 118.8 | 0.048 | 50071.5 | 35444 | Distributed from 923 Generation And Fuel | 1994 |  | 0 | 0 | 0 | 0 | 0 | 0 | 0 | 0 | 0 | 0 | 0 | 118.8 | 0 | 0 | 0 | 0 | 0 | 0 | 0 | 0 | 0 | 0 | 0 | 0 | 0 | 0 | 0 | 0 | 0 | 0
746 | 24601 | 2018 | TX | Ralls Wind Farm | 57474 | 1 | 0 | OP | WT | WND | 10 | 0.296 | 25892 | 10329 | Distributed from 923 Generation And Fuel | 2011 |  | 0 | 0 | 0 | 0 | 0 | 0 | 0 | 0 | 0 | 0 | 0 | 0 | 0 | 0 | 0 | 0 | 0 | 0 | 0 | 0 | 0 | 0 | 0 | 0 | 0 | 0 | 0 | 0 | 0 | 10
747 | 24604 | 2018 | TX | Rattlesnake Den | 59943 | 1 | 0 | OP | WT | WND | 207.2 | 0.443 | 803971 | 328530 | Distributed from 923 Generation And Fuel | 2015 |  | 0 | 0 | 0 | 0 | 0 | 0 | 0 | 0 | 0 | 0 | 0 | 0 | 0 | 0 | 0 | 0 | 0 | 0 | 0 | 0 | 0 | 0 | 0 | 0 | 0 | 0 | 0 | 0 | 0 | 207.2
748 | 24605 | 2018 | TX | Rattlesnake Power, LLC | 60743 | WT1 | 0 | OP | WT | WND | 160 | 0.273 | 382076 | 215359 | Distributed from 923 Generation And Fuel | 2018 |  | 0 | 0 | 0 | 0 | 0 | 0 | 0 | 0 | 0 | 0 | 0 | 0 | 0 | 0 | 0 | 0 | 0 | 0 | 0 | 0 | 0 | 0 | 0 | 0 | 0 | 0 | 0 | 0 | 0 | 160
749 | 24606 | 2018 | TX | Ray Olinger | 3576 | 1 | 1 | OP | ST | NG | 75 | 0.014 | 9479 | 9120 | EIA-923 Generator File | 1967 |  | 0 | 0 | 0 | 0 | 0 | 0 | 0 | 0 | 0 | 0 | 0 | 75 | 0 | 0 | 0 | 0 | 0 | 0 | 0 | 0 | 0 | 0 | 0 | 0 | 0 | 0 | 0 | 0 | 0 | 0
750 | 24607 | 2018 | TX | Ray Olinger | 3576 | 2 | 1 | OP | ST | NG | 113.4 | 0.033 | 32557 | 30550 | EIA-923 Generator File | 1971 |  | 0 | 0 | 0 | 0 | 0 | 0 | 0 | 0 | 0 | 0 | 0 | 113.4 | 0 | 0 | 0 | 0 | 0 | 0 | 0 | 0 | 0 | 0 | 0 | 0 | 0 | 0 | 0 | 0 | 0 | 0
751 | 24608 | 2018 | TX | Ray Olinger | 3576 | 3 | 1 | OP | ST | NG | 156.6 | 0.019 | 26026 | 23331 | EIA-923 Generator File | 1976 |  | 0 | 0 | 0 | 0 | 0 | 0 | 0 | 0 | 0 | 0 | 0 | 156.6 | 0 | 0 | 0 | 0 | 0 | 0 | 0 | 0 | 0 | 0 | 0 | 0 | 0 | 0 | 0 | 0 | 0 | 0
752 | 24609 | 2018 | TX | Ray Olinger | 3576 | 4 | 0 | OP | GT | NG | 82.7 | 0.018 | 12885 | 6479 | Distributed from 923 Generation And Fuel | 2001 |  | 0 | 0 | 0 | 0 | 0 | 0 | 0 | 0 | 0 | 0 | 0 | 82.7 | 0 | 0 | 0 | 0 | 0 | 0 | 0 | 0 | 0 | 0 | 0 | 0 | 0 | 0 | 0 | 0 | 0 | 0
753 | 24619 | 2018 | TX | RE Roserock | 59994 | ROSEK | 0 | OP | PV | SUN | 160 | 0.18 | 252285 | 83893 | Distributed from 923 Generation And Fuel | 2016 |  | 0 | 0 | 0 | 0 | 0 | 0 | 0 | 0 | 0 | 0 | 0 | 0 | 0 | 0 | 0 | 0 | 0 | 0 | 0 | 0 | 0 | 0 | 0 | 160 | 0 | 0 | 0 | 0 | 0 | 0
754 | 24620 | 2018 | TX | Red Gate Power Plant | 59391 | ENG01 | 0 | OP | IC | NG | 18.7 | 0.189 | 30936.167 | 15441.25 | Distributed from 923 Generation And Fuel | 2016 |  | 0 | 0 | 0 | 0 | 0 | 0 | 0 | 0 | 0 | 0 | 0 | 18.7 | 0 | 0 | 0 | 0 | 0 | 0 | 0 | 0 | 0 | 0 | 0 | 0 | 0 | 0 | 0 | 0 | 0 | 0
755 | 24621 | 2018 | TX | Red Gate Power Plant | 59391 | ENG02 | 0 | OP | IC | NG | 18.7 | 0.189 | 30936.167 | 15441.25 | Distributed from 923 Generation And Fuel | 2016 |  | 0 | 0 | 0 | 0 | 0 | 0 | 0 | 0 | 0 | 0 | 0 | 18.7 | 0 | 0 | 0 | 0 | 0 | 0 | 0 | 0 | 0 | 0 | 0 | 0 | 0 | 0 | 0 | 0 | 0 | 0
756 | 24622 | 2018 | TX | Red Gate Power Plant | 59391 | ENG03 | 0 | OP | IC | NG | 18.7 | 0.189 | 30936.167 | 15441.25 | Distributed from 923 Generation And Fuel | 2016 |  | 0 | 0 | 0 | 0 | 0 | 0 | 0 | 0 | 0 | 0 | 0 | 18.7 | 0 | 0 | 0 | 0 | 0 | 0 | 0 | 0 | 0 | 0 | 0 | 0 | 0 | 0 | 0 | 0 | 0 | 0
757 | 24623 | 2018 | TX | Red Gate Power Plant | 59391 | ENG04 | 0 | OP | IC | NG | 18.7 | 0.189 | 30936.167 | 15441.25 | Distributed from 923 Generation And Fuel | 2016 |  | 0 | 0 | 0 | 0 | 0 | 0 | 0 | 0 | 0 | 0 | 0 | 18.7 | 0 | 0 | 0 | 0 | 0 | 0 | 0 | 0 | 0 | 0 | 0 | 0 | 0 | 0 | 0 | 0 | 0 | 0
758 | 24624 | 2018 | TX | Red Gate Power Plant | 59391 | ENG05 | 0 | OP | IC | NG | 18.7 | 0.189 | 30936.167 | 15441.25 | Distributed from 923 Generation And Fuel | 2016 |  | 0 | 0 | 0 | 0 | 0 | 0 | 0 | 0 | 0 | 0 | 0 | 18.7 | 0 | 0 | 0 | 0 | 0 | 0 | 0 | 0 | 0 | 0 | 0 | 0 | 0 | 0 | 0 | 0 | 0 | 0
759 | 24625 | 2018 | TX | Red Gate Power Plant | 59391 | ENG06 | 0 | OP | IC | NG | 18.7 | 0.189 | 30936.167 | 15441.25 | Distributed from 923 Generation And Fuel | 2016 |  | 0 | 0 | 0 | 0 | 0 | 0 | 0 | 0 | 0 | 0 | 0 | 18.7 | 0 | 0 | 0 | 0 | 0 | 0 | 0 | 0 | 0 | 0 | 0 | 0 | 0 | 0 | 0 | 0 | 0 | 0
760 | 24626 | 2018 | TX | Red Gate Power Plant | 59391 | ENG07 | 0 | OP | IC | NG | 18.7 | 0.189 | 30936.167 | 15441.25 | Distributed from 923 Generation And Fuel | 2016 |  | 0 | 0 | 0 | 0 | 0 | 0 | 0 | 0 | 0 | 0 | 0 | 18.7 | 0 | 0 | 0 | 0 | 0 | 0 | 0 | 0 | 0 | 0 | 0 | 0 | 0 | 0 | 0 | 0 | 0 | 0
761 | 24627 | 2018 | TX | Red Gate Power Plant | 59391 | ENG08 | 0 | OP | IC | NG | 18.7 | 0.189 | 30936.167 | 15441.25 | Distributed from 923 Generation And Fuel | 2016 |  | 0 | 0 | 0 | 0 | 0 | 0 | 0 | 0 | 0 | 0 | 0 | 18.7 | 0 | 0 | 0 | 0 | 0 | 0 | 0 | 0 | 0 | 0 | 0 | 0 | 0 | 0 | 0 | 0 | 0 | 0
762 | 24628 | 2018 | TX | Red Gate Power Plant | 59391 | ENG09 | 0 | OP | IC | NG | 18.7 | 0.189 | 30936.167 | 15441.25 | Distributed from 923 Generation And Fuel | 2016 |  | 0 | 0 | 0 | 0 | 0 | 0 | 0 | 0 | 0 | 0 | 0 | 18.7 | 0 | 0 | 0 | 0 | 0 | 0 | 0 | 0 | 0 | 0 | 0 | 0 | 0 | 0 | 0 | 0 | 0 | 0
763 | 24629 | 2018 | TX | Red Gate Power Plant | 59391 | ENG10 | 0 | OP | IC | NG | 18.7 | 0.189 | 30936.167 | 15441.25 | Distributed from 923 Generation And Fuel | 2016 |  | 0 | 0 | 0 | 0 | 0 | 0 | 0 | 0 | 0 | 0 | 0 | 18.7 | 0 | 0 | 0 | 0 | 0 | 0 | 0 | 0 | 0 | 0 | 0 | 0 | 0 | 0 | 0 | 0 | 0 | 0
764 | 24630 | 2018 | TX | Red Gate Power Plant | 59391 | ENG11 | 0 | OP | IC | NG | 18.7 | 0.189 | 30936.167 | 15441.25 | Distributed from 923 Generation And Fuel | 2016 |  | 0 | 0 | 0 | 0 | 0 | 0 | 0 | 0 | 0 | 0 | 0 | 18.7 | 0 | 0 | 0 | 0 | 0 | 0 | 0 | 0 | 0 | 0 | 0 | 0 | 0 | 0 | 0 | 0 | 0 | 0
765 | 24631 | 2018 | TX | Red Gate Power Plant | 59391 | ENG12 | 0 | OP | IC | NG | 18.7 | 0.189 | 30936.167 | 15441.25 | Distributed from 923 Generation And Fuel | 2016 |  | 0 | 0 | 0 | 0 | 0 | 0 | 0 | 0 | 0 | 0 | 0 | 18.7 | 0 | 0 | 0 | 0 | 0 | 0 | 0 | 0 | 0 | 0 | 0 | 0 | 0 | 0 | 0 | 0 | 0 | 0
766 | 24633 | 2018 | TX | Rentech Nitrogen Pasadena Cogeneration | 58870 | MG202 | 0 | OP | ST | WH | 15.4 | 0.609 | 82154 | 32991 | Distributed from 923 Generation And Fuel | 2015 |  | 0 | 0 | 0 | 0 | 0 | 0 | 0 | 0 | 0 | 0 | 0 | 0 | 0 | 0 | 0 | 0 | 0 | 0 | 0 | 0 | 0 | 0 | 0 | 0 | 0 | 0 | 0 | 0 | 15.4 | 0
767 | 24635 | 2018 | TX | Rice University | 50054 | GEN2 | 0 | OP | GT | NG | 3.8 | 0.477 | 15878.493 | 7984.406 | Distributed from 923 Generation And Fuel | 1989 |  | 0 | 0 | 0 | 0 | 0 | 0 | 0 | 0 | 0 | 0 | 0 | 3.8 | 0 | 0 | 0 | 0 | 0 | 0 | 0 | 0 | 0 | 0 | 0 | 0 | 0 | 0 | 0 | 0 | 0 | 0
768 | 24637 | 2018 | TX | Rio Grande Valley Sugar Growers | 54338 | GENA | 5 | OP | ST | AB | 2.5 | 0.01 | 225 | 10 | EIA-923 Generator File | 1973 |  | 2.5 | 0 | 0 | 0 | 0 | 0 | 0 | 0 | 0 | 0 | 0 | 0 | 0 | 0 | 0 | 0 | 0 | 0 | 0 | 0 | 0 | 0 | 0 | 0 | 0 | 0 | 0 | 0 | 0 | 0
769 | 24638 | 2018 | TX | Rio Grande Valley Sugar Growers | 54338 | GENB | 5 | OP | ST | AB | 2.5 | 0.014 | 304 | 17 | EIA-923 Generator File | 1973 |  | 2.5 | 0 | 0 | 0 | 0 | 0 | 0 | 0 | 0 | 0 | 0 | 0 | 0 | 0 | 0 | 0 | 0 | 0 | 0 | 0 | 0 | 0 | 0 | 0 | 0 | 0 | 0 | 0 | 0 | 0
770 | 24639 | 2018 | TX | Rio Grande Valley Sugar Growers | 54338 | GENC | 5 | OP | ST | AB | 2.5 | 0.008 | 182 | 0 | EIA-923 Generator File | 1995 |  | 2.5 | 0 | 0 | 0 | 0 | 0 | 0 | 0 | 0 | 0 | 0 | 0 | 0 | 0 | 0 | 0 | 0 | 0 | 0 | 0 | 0 | 0 | 0 | 0 | 0 | 0 | 0 | 0 | 0 | 0
771 | 24640 | 2018 | TX | Rio Grande Valley Sugar Growers | 54338 | GEND | 5 | OP | ST | AB | 16 | 0.012 | 1643 | 67 | EIA-923 Generator File | 2009 |  | 16 | 0 | 0 | 0 | 0 | 0 | 0 | 0 | 0 | 0 | 0 | 0 | 0 | 0 | 0 | 0 | 0 | 0 | 0 | 0 | 0 | 0 | 0 | 0 | 0 | 0 | 0 | 0 | 0 | 0
772 | 24641 | 2018 | TX | Rio Grande Valley Sugar Growers | 54338 | GENE | 0 | OP | IC | DFO | 1.4 | 0.003 | 32 | 2 | Distributed from 923 Generation And Fuel | 2011 |  | 0 | 0 | 0 | 0 | 1.4 | 0 | 0 | 0 | 0 | 0 | 0 | 0 | 0 | 0 | 0 | 0 | 0 | 0 | 0 | 0 | 0 | 0 | 0 | 0 | 0 | 0 | 0 | 0 | 0 | 0
773 | 24642 | 2018 | TX | Rio Nogales Power Project | 55137 | CTG1 | 0 | OP | CT | NG | 189 | 0.387 | 640465 | 435832 | EIA-923 Generator File | 2002 |  | 0 | 0 | 0 | 0 | 0 | 0 | 0 | 0 | 0 | 0 | 0 | 189 | 0 | 0 | 0 | 0 | 0 | 0 | 0 | 0 | 0 | 0 | 0 | 0 | 0 | 0 | 0 | 0 | 0 | 0
774 | 24643 | 2018 | TX | Rio Nogales Power Project | 55137 | CTG2 | 0 | OP | CT | NG | 189 | 0.381 | 630145 | 435497 | EIA-923 Generator File | 2002 |  | 0 | 0 | 0 | 0 | 0 | 0 | 0 | 0 | 0 | 0 | 0 | 189 | 0 | 0 | 0 | 0 | 0 | 0 | 0 | 0 | 0 | 0 | 0 | 0 | 0 | 0 | 0 | 0 | 0 | 0
775 | 24644 | 2018 | TX | Rio Nogales Power Project | 55137 | CTG3 | 0 | OP | CT | NG | 189 | 0.385 | 638195 | 427484 | EIA-923 Generator File | 2002 |  | 0 | 0 | 0 | 0 | 0 | 0 | 0 | 0 | 0 | 0 | 0 | 189 | 0 | 0 | 0 | 0 | 0 | 0 | 0 | 0 | 0 | 0 | 0 | 0 | 0 | 0 | 0 | 0 | 0 | 0
776 | 24645 | 2018 | TX | Rio Nogales Power Project | 55137 | STG1 | 3 | OP | CA | NG | 373.2 | 0.369 | 1207007 | 820275 | EIA-923 Generator File | 2002 |  | 0 | 0 | 0 | 0 | 0 | 0 | 0 | 0 | 0 | 0 | 0 | 373.2 | 0 | 0 | 0 | 0 | 0 | 0 | 0 | 0 | 0 | 0 | 0 | 0 | 0 | 0 | 0 | 0 | 0 | 0
777 | 24653 | 2018 | TX | Robert Mueller Energy Center | 56374 | CT1 | 0 | OP | GT | NG | 4.6 | 0.713 | 28748 | 14456 | Distributed from 923 Generation And Fuel | 2006 |  | 0 | 0 | 0 | 0 | 0 | 0 | 0 | 0 | 0 | 0 | 0 | 4.6 | 0 | 0 | 0 | 0 | 0 | 0 | 0 | 0 | 0 | 0 | 0 | 0 | 0 | 0 | 0 | 0 | 0 | 0
778 | 24655 | 2018 | TX | Rocksprings | 60217 | RKSP | 0 | OP | WT | WND | 149.3 | 0.387 | 506405 | 229289 | Distributed from 923 Generation And Fuel | 2017 |  | 0 | 0 | 0 | 0 | 0 | 0 | 0 | 0 | 0 | 0 | 0 | 0 | 0 | 0 | 0 | 0 | 0 | 0 | 0 | 0 | 0 | 0 | 0 | 0 | 0 | 0 | 0 | 0 | 0 | 149.3
779 | 24657 | 2018 | TX | Roscoe Wind Farm LLC | 56593 | RO1 | 0 | OP | WT | WND | 209 | 0.3 | 548935 | 207845 | Distributed from 923 Generation And Fuel | 2008 |  | 0 | 0 | 0 | 0 | 0 | 0 | 0 | 0 | 0 | 0 | 0 | 0 | 0 | 0 | 0 | 0 | 0 | 0 | 0 | 0 | 0 | 0 | 0 | 0 | 0 | 0 | 0 | 0 | 0 | 209
780 | 24658 | 2018 | TX | Route 66 Wind Plant | 58681 | RT661 | 0 | OP | WT | WND | 150 | 0.456 | 599421 | 239128 | Distributed from 923 Generation And Fuel | 2015 |  | 0 | 0 | 0 | 0 | 0 | 0 | 0 | 0 | 0 | 0 | 0 | 0 | 0 | 0 | 0 | 0 | 0 | 0 | 0 | 0 | 0 | 0 | 0 | 0 | 0 | 0 | 0 | 0 | 0 | 150
781 | 24659 | 2018 | TX | Sabine | 3459 | 1 | 1 | OP | ST | NG | 239.4 | 0.131 | 275643 | 240750 | EIA-923 Generator File | 1962 | 2022 | 0 | 0 | 0 | 0 | 0 | 0 | 0 | 0 | 0 | 0 | 0 | 239.4 | 0 | 0 | 0 | 0 | 0 | 0 | 0 | 0 | 0 | 0 | 0 | 0 | 0 | 0 | 0 | 0 | 0 | 0
782 | 24660 | 2018 | TX | Sabine | 3459 | 3 | 1 | OP | ST | NG | 473.4 | 0.271 | 1123750 | 673384 | EIA-923 Generator File | 1966 | 2026 | 0 | 0 | 0 | 0 | 0 | 0 | 0 | 0 | 0 | 0 | 0 | 473.4 | 0 | 0 | 0 | 0 | 0 | 0 | 0 | 0 | 0 | 0 | 0 | 0 | 0 | 0 | 0 | 0 | 0 | 0
783 | 24661 | 2018 | TX | Sabine | 3459 | 4 | 1 | OP | ST | NG | 591.6 | 0.337 | 1746741 | 746042 | EIA-923 Generator File | 1974 | 2026 | 0 | 0 | 0 | 0 | 0 | 0 | 0 | 0 | 0 | 0 | 0 | 591.6 | 0 | 0 | 0 | 0 | 0 | 0 | 0 | 0 | 0 | 0 | 0 | 0 | 0 | 0 | 0 | 0 | 0 | 0
784 | 24662 | 2018 | TX | Sabine | 3459 | 5 | 1 | OP | ST | NG | 507.4 | 0.235 | 1045376 | 639623 | EIA-923 Generator File | 1979 |  | 0 | 0 | 0 | 0 | 0 | 0 | 0 | 0 | 0 | 0 | 0 | 507.4 | 0 | 0 | 0 | 0 | 0 | 0 | 0 | 0 | 0 | 0 | 0 | 0 | 0 | 0 | 0 | 0 | 0 | 0
785 | 24664 | 2018 | TX | Sabine Cogen | 55104 | CTG1 | 0 | OP | CT | NG | 37.4 | 0.847 | 277397 | 111376 | EIA-923 Generator File | 2000 |  | 0 | 0 | 0 | 0 | 0 | 0 | 0 | 0 | 0 | 0 | 0 | 37.4 | 0 | 0 | 0 | 0 | 0 | 0 | 0 | 0 | 0 | 0 | 0 | 0 | 0 | 0 | 0 | 0 | 0 | 0
786 | 24665 | 2018 | TX | Sabine Cogen | 55104 | CTG2 | 0 | OP | CT | NG | 37.4 | 0.761 | 249435 | 90511 | EIA-923 Generator File | 2000 |  | 0 | 0 | 0 | 0 | 0 | 0 | 0 | 0 | 0 | 0 | 0 | 37.4 | 0 | 0 | 0 | 0 | 0 | 0 | 0 | 0 | 0 | 0 | 0 | 0 | 0 | 0 | 0 | 0 | 0 | 0
787 | 24668 | 2018 | TX | Salt Fork Wind Project, LLC | 60657 | GEN1 | 0 | OP | WT | WND | 174 | 0.492 | 750590 | 278476 | Distributed from 923 Generation And Fuel | 2016 |  | 0 | 0 | 0 | 0 | 0 | 0 | 0 | 0 | 0 | 0 | 0 | 0 | 0 | 0 | 0 | 0 | 0 | 0 | 0 | 0 | 0 | 0 | 0 | 0 | 0 | 0 | 0 | 0 | 0 | 174
788 | 24675 | 2018 | TX | Sam Rayburn | 3631 | 1 | 0 | OP | GT | NG | 11.2 | 0.002 | 165.5 | 83 | Distributed from 923 Generation And Fuel | 1963 |  | 0 | 0 | 0 | 0 | 0 | 0 | 0 | 0 | 0 | 0 | 0 | 11.2 | 0 | 0 | 0 | 0 | 0 | 0 | 0 | 0 | 0 | 0 | 0 | 0 | 0 | 0 | 0 | 0 | 0 | 0
789 | 24676 | 2018 | TX | Sam Rayburn | 3631 | 10 | 3 | OP | CA | NG | 42 | 0.123 | 45206 | 25337 | EIA-923 Generator File | 2003 |  | 0 | 0 | 0 | 0 | 0 | 0 | 0 | 0 | 0 | 0 | 0 | 42 | 0 | 0 | 0 | 0 | 0 | 0 | 0 | 0 | 0 | 0 | 0 | 0 | 0 | 0 | 0 | 0 | 0 | 0
790 | 24677 | 2018 | TX | Sam Rayburn | 3631 | 2 | 0 | OP | GT | NG | 11.2 | 0.002 | 165.5 | 83 | Distributed from 923 Generation And Fuel | 1963 |  | 0 | 0 | 0 | 0 | 0 | 0 | 0 | 0 | 0 | 0 | 0 | 11.2 | 0 | 0 | 0 | 0 | 0 | 0 | 0 | 0 | 0 | 0 | 0 | 0 | 0 | 0 | 0 | 0 | 0 | 0
791 | 24678 | 2018 | TX | Sam Rayburn | 3631 | 4 | 0 | OP | IC | DFO | 1.6 | 0.01 | 138.5 | 59.5 | Distributed from 923 Generation And Fuel | 1991 |  | 0 | 0 | 0 | 0 | 1.6 | 0 | 0 | 0 | 0 | 0 | 0 | 0 | 0 | 0 | 0 | 0 | 0 | 0 | 0 | 0 | 0 | 0 | 0 | 0 | 0 | 0 | 0 | 0 | 0 | 0
792 | 24679 | 2018 | TX | Sam Rayburn | 3631 | 5 | 0 | OP | IC | DFO | 1.6 | 0.01 | 138.5 | 59.5 | Distributed from 923 Generation And Fuel | 1991 |  | 0 | 0 | 0 | 0 | 1.6 | 0 | 0 | 0 | 0 | 0 | 0 | 0 | 0 | 0 | 0 | 0 | 0 | 0 | 0 | 0 | 0 | 0 | 0 | 0 | 0 | 0 | 0 | 0 | 0 | 0
793 | 24680 | 2018 | TX | Sam Rayburn | 3631 | 7 | 0 | OP | CT | NG | 49.2 | 0.133 | 57323 | 35477 | EIA-923 Generator File | 2003 |  | 0 | 0 | 0 | 0 | 0 | 0 | 0 | 0 | 0 | 0 | 0 | 49.2 | 0 | 0 | 0 | 0 | 0 | 0 | 0 | 0 | 0 | 0 | 0 | 0 | 0 | 0 | 0 | 0 | 0 | 0
794 | 24681 | 2018 | TX | Sam Rayburn | 3631 | 8 | 0 | OP | CT | NG | 49.2 | 0.138 | 59633 | 34697 | EIA-923 Generator File | 2003 |  | 0 | 0 | 0 | 0 | 0 | 0 | 0 | 0 | 0 | 0 | 0 | 49.2 | 0 | 0 | 0 | 0 | 0 | 0 | 0 | 0 | 0 | 0 | 0 | 0 | 0 | 0 | 0 | 0 | 0 | 0
795 | 24682 | 2018 | TX | Sam Rayburn | 3631 | 9 | 0 | OP | CT | NG | 49.2 | 0.141 | 60821 | 33315 | EIA-923 Generator File | 2003 |  | 0 | 0 | 0 | 0 | 0 | 0 | 0 | 0 | 0 | 0 | 0 | 49.2 | 0 | 0 | 0 | 0 | 0 | 0 | 0 | 0 | 0 | 0 | 0 | 0 | 0 | 0 | 0 | 0 | 0 | 0
796 | 24684 | 2018 | TX | Sam Rayburn Dam | 6413 | 1 | 0 | OP | HY | WAT | 26 | 0.249 | 56638 | 24068 | Distributed from 923 Generation And Fuel | 1965 |  | 0 | 0 | 0 | 0 | 0 | 0 | 0 | 0 | 0 | 0 | 0 | 0 | 0 | 0 | 0 | 0 | 0 | 0 | 0 | 0 | 0 | 0 | 0 | 0 | 26 | 0 | 0 | 0 | 0 | 0
797 | 24685 | 2018 | TX | Sam Rayburn Dam | 6413 | 2 | 0 | OP | HY | WAT | 26 | 0.249 | 56638 | 24068 | Distributed from 923 Generation And Fuel | 1965 |  | 0 | 0 | 0 | 0 | 0 | 0 | 0 | 0 | 0 | 0 | 0 | 0 | 0 | 0 | 0 | 0 | 0 | 0 | 0 | 0 | 0 | 0 | 0 | 0 | 26 | 0 | 0 | 0 | 0 | 0
798 | 24686 | 2018 | TX | San Jacinto County Peaking Facility | 56603 | SJC1 | 0 | OP | GT | NG | 85 | 0.101 | 75052.5 | 37739.5 | Distributed from 923 Generation And Fuel | 2001 |  | 0 | 0 | 0 | 0 | 0 | 0 | 0 | 0 | 0 | 0 | 0 | 85 | 0 | 0 | 0 | 0 | 0 | 0 | 0 | 0 | 0 | 0 | 0 | 0 | 0 | 0 | 0 | 0 | 0 | 0
799 | 24687 | 2018 | TX | San Jacinto County Peaking Facility | 56603 | SJC2 | 0 | OP | GT | NG | 85 | 0.101 | 75052.5 | 37739.5 | Distributed from 923 Generation And Fuel | 2001 |  | 0 | 0 | 0 | 0 | 0 | 0 | 0 | 0 | 0 | 0 | 0 | 85 | 0 | 0 | 0 | 0 | 0 | 0 | 0 | 0 | 0 | 0 | 0 | 0 | 0 | 0 | 0 | 0 | 0 | 0
800 | 24688 | 2018 | TX | San Jacinto Steam Electric Station | 7325 | 1 | 0 | OP | GT | NG | 88.2 | 0.688 | 531659.5 | 267340 | Distributed from 923 Generation And Fuel | 1995 |  | 0 | 0 | 0 | 0 | 0 | 0 | 0 | 0 | 0 | 0 | 0 | 88.2 | 0 | 0 | 0 | 0 | 0 | 0 | 0 | 0 | 0 | 0 | 0 | 0 | 0 | 0 | 0 | 0 | 0 | 0
801 | 24689 | 2018 | TX | San Jacinto Steam Electric Station | 7325 | 2 | 0 | OP | GT | NG | 88.2 | 0.688 | 531659.5 | 267340 | Distributed from 923 Generation And Fuel | 1995 |  | 0 | 0 | 0 | 0 | 0 | 0 | 0 | 0 | 0 | 0 | 0 | 88.2 | 0 | 0 | 0 | 0 | 0 | 0 | 0 | 0 | 0 | 0 | 0 | 0 | 0 | 0 | 0 | 0 | 0 | 0
802 | 24690 | 2018 | TX | San Miguel | 6183 | 1 | 1 | OP | ST | LIG | 410 | 0.699 | 2509410 | 1276913 | EIA-923 Generator File | 1982 |  | 0 | 0 | 0 | 0 | 0 | 0 | 0 | 0 | 410 | 0 | 0 | 0 | 0 | 0 | 0 | 0 | 0 | 0 | 0 | 0 | 0 | 0 | 0 | 0 | 0 | 0 | 0 | 0 | 0 | 0
803 | 24691 | 2018 | TX | San Roman Wind I, LLC | 59712 | SRWI | 0 | OP | WT | WND | 95.3 | 0.393 | 328354 | 127888 | Distributed from 923 Generation And Fuel | 2017 |  | 0 | 0 | 0 | 0 | 0 | 0 | 0 | 0 | 0 | 0 | 0 | 0 | 0 | 0 | 0 | 0 | 0 | 0 | 0 | 0 | 0 | 0 | 0 | 0 | 0 | 0 | 0 | 0 | 0 | 95.3
804 | 24692 | 2018 | TX | Sand Bluff Wind Farm | 56479 | 2 | 0 | OP | WT | WND | 90 | 0.26 | 204621 | 81630 | Distributed from 923 Generation And Fuel | 2007 |  | 0 | 0 | 0 | 0 | 0 | 0 | 0 | 0 | 0 | 0 | 0 | 0 | 0 | 0 | 0 | 0 | 0 | 0 | 0 | 0 | 0 | 0 | 0 | 0 | 0 | 0 | 0 | 0 | 0 | 90
805 | 24693 | 2018 | TX | Sand Hill | 7900 | 5A | 0 | OP | CT | NG | 198 | 0.49 | 850515 | 406832 | EIA-923 Generator File | 2004 |  | 0 | 0 | 0 | 0 | 0 | 0 | 0 | 0 | 0 | 0 | 0 | 198 | 0 | 0 | 0 | 0 | 0 | 0 | 0 | 0 | 0 | 0 | 0 | 0 | 0 | 0 | 0 | 0 | 0 | 0
806 | 24694 | 2018 | TX | Sand Hill | 7900 | 5C | 1 | OP | CA | NG | 190 | 0.306 | 509876 | 260124 | EIA-923 Generator File | 2004 |  | 0 | 0 | 0 | 0 | 0 | 0 | 0 | 0 | 0 | 0 | 0 | 190 | 0 | 0 | 0 | 0 | 0 | 0 | 0 | 0 | 0 | 0 | 0 | 0 | 0 | 0 | 0 | 0 | 0 | 0
807 | 24695 | 2018 | TX | Sand Hill | 7900 | SH1 | 0 | OP | GT | NG | 51.4 | 0.164 | 73895.833 | 44915.167 | Distributed from 923 Generation And Fuel | 2001 |  | 0 | 0 | 0 | 0 | 0 | 0 | 0 | 0 | 0 | 0 | 0 | 51.4 | 0 | 0 | 0 | 0 | 0 | 0 | 0 | 0 | 0 | 0 | 0 | 0 | 0 | 0 | 0 | 0 | 0 | 0
808 | 24696 | 2018 | TX | Sand Hill | 7900 | SH2 | 0 | OP | GT | NG | 51.4 | 0.164 | 73895.833 | 44915.167 | Distributed from 923 Generation And Fuel | 2001 |  | 0 | 0 | 0 | 0 | 0 | 0 | 0 | 0 | 0 | 0 | 0 | 51.4 | 0 | 0 | 0 | 0 | 0 | 0 | 0 | 0 | 0 | 0 | 0 | 0 | 0 | 0 | 0 | 0 | 0 | 0
809 | 24697 | 2018 | TX | Sand Hill | 7900 | SH3 | 0 | OP | GT | NG | 51.4 | 0.164 | 73895.833 | 44915.167 | Distributed from 923 Generation And Fuel | 2001 |  | 0 | 0 | 0 | 0 | 0 | 0 | 0 | 0 | 0 | 0 | 0 | 51.4 | 0 | 0 | 0 | 0 | 0 | 0 | 0 | 0 | 0 | 0 | 0 | 0 | 0 | 0 | 0 | 0 | 0 | 0
810 | 24698 | 2018 | TX | Sand Hill | 7900 | SH4 | 0 | OP | GT | NG | 51.4 | 0.164 | 73895.833 | 44915.167 | Distributed from 923 Generation And Fuel | 2001 |  | 0 | 0 | 0 | 0 | 0 | 0 | 0 | 0 | 0 | 0 | 0 | 51.4 | 0 | 0 | 0 | 0 | 0 | 0 | 0 | 0 | 0 | 0 | 0 | 0 | 0 | 0 | 0 | 0 | 0 | 0
811 | 24699 | 2018 | TX | Sand Hill | 7900 | SH6 | 0 | OP | GT | NG | 51.4 | 0.164 | 73895.833 | 44915.167 | Distributed from 923 Generation And Fuel | 2010 |  | 0 | 0 | 0 | 0 | 0 | 0 | 0 | 0 | 0 | 0 | 0 | 51.4 | 0 | 0 | 0 | 0 | 0 | 0 | 0 | 0 | 0 | 0 | 0 | 0 | 0 | 0 | 0 | 0 | 0 | 0
812 | 24700 | 2018 | TX | Sand Hill | 7900 | SH7 | 0 | OP | GT | NG | 51.4 | 0.164 | 73895.833 | 44915.167 | Distributed from 923 Generation And Fuel | 2010 |  | 0 | 0 | 0 | 0 | 0 | 0 | 0 | 0 | 0 | 0 | 0 | 51.4 | 0 | 0 | 0 | 0 | 0 | 0 | 0 | 0 | 0 | 0 | 0 | 0 | 0 | 0 | 0 | 0 | 0 | 0
813 | 24706 | 2018 | TX | Sandy Creek Energy Station | 56611 | S01 | 1 | OP | ST | SUB | 1008 | 0.733 | 6469237 | 3038249 | EIA-923 Generator File | 2013 |  | 0 | 0 | 0 | 0 | 0 | 0 | 0 | 0 | 0 | 0 | 0 | 0 | 0 | 0 | 0 | 0 | 0 | 0 | 0 | 0 | 0 | 0 | 1008 | 0 | 0 | 0 | 0 | 0 | 0 | 0
814 | 24708 | 2018 | TX | Santa Rita Wind Energy | 60987 | GEN1 | 0 | OP | WT | WND | 300 | 0.349 | 916139 | 538521 | Distributed from 923 Generation And Fuel | 2018 |  | 0 | 0 | 0 | 0 | 0 | 0 | 0 | 0 | 0 | 0 | 0 | 0 | 0 | 0 | 0 | 0 | 0 | 0 | 0 | 0 | 0 | 0 | 0 | 0 | 0 | 0 | 0 | 0 | 0 | 300
815 | 24709 | 2018 | TX | Scurry County Wind II | 56775 | 1 | 0 | OP | WT | WND | 120 | 0.292 | 306451 | 122253 | Distributed from 923 Generation And Fuel | 2007 |  | 0 | 0 | 0 | 0 | 0 | 0 | 0 | 0 | 0 | 0 | 0 | 0 | 0 | 0 | 0 | 0 | 0 | 0 | 0 | 0 | 0 | 0 | 0 | 0 | 0 | 0 | 0 | 0 | 0 | 120
816 | 24710 | 2018 | TX | Scurry County Wind LP | 56506 | SCW | 0 | OP | WT | WND | 130.5 | 0.269 | 307512 | 122676 | Distributed from 923 Generation And Fuel | 2007 |  | 0 | 0 | 0 | 0 | 0 | 0 | 0 | 0 | 0 | 0 | 0 | 0 | 0 | 0 | 0 | 0 | 0 | 0 | 0 | 0 | 0 | 0 | 0 | 0 | 0 | 0 | 0 | 0 | 0 | 130.5
817 | 24711 | 2018 | TX | Seadrift Coke LP | 10167 | GEN1 | 0 | OP | ST | PC | 7.6 | 0.042 | 2790.69 | 0 | EIA-923 Generator File | 1983 |  | 0 | 0 | 0 | 0 | 0 | 0 | 0 | 0 | 0 | 0 | 0 | 0 | 0 | 0 | 0 | 0 | 0 | 7.6 | 0 | 0 | 0 | 0 | 0 | 0 | 0 | 0 | 0 | 0 | 0 | 0
818 | 24716 | 2018 | TX | Security | 55556 | UNT2 | 0 | OP | IC | LFG | 1.7 | 0.685 | 10199.5 | 4092 | Distributed from 923 Generation And Fuel | 2003 |  | 0 | 0 | 0 | 0 | 0 | 0 | 0 | 1.7 | 0 | 0 | 0 | 0 | 0 | 0 | 0 | 0 | 0 | 0 | 0 | 0 | 0 | 0 | 0 | 0 | 0 | 0 | 0 | 0 | 0 | 0
819 | 24717 | 2018 | TX | Security | 55556 | UNT3 | 0 | OP | IC | LFG | 1.7 | 0.685 | 10199.5 | 4092 | Distributed from 923 Generation And Fuel | 2003 |  | 0 | 0 | 0 | 0 | 0 | 0 | 0 | 1.7 | 0 | 0 | 0 | 0 | 0 | 0 | 0 | 0 | 0 | 0 | 0 | 0 | 0 | 0 | 0 | 0 | 0 | 0 | 0 | 0 | 0 | 0
820 | 24719 | 2018 | TX | Senate Wind LLC | 57981 | GEN1 | 0 | OP | WT | WND | 150 | 0.369 | 484954 | 193464 | Distributed from 923 Generation And Fuel | 2012 |  | 0 | 0 | 0 | 0 | 0 | 0 | 0 | 0 | 0 | 0 | 0 | 0 | 0 | 0 | 0 | 0 | 0 | 0 | 0 | 0 | 0 | 0 | 0 | 0 | 0 | 0 | 0 | 0 | 0 | 150
821 | 24720 | 2018 | TX | Sendero | 59654 | 1 | 0 | OP | WT | WND | 78 | 0.456 | 311642 | 124324 | Distributed from 923 Generation And Fuel | 2015 |  | 0 | 0 | 0 | 0 | 0 | 0 | 0 | 0 | 0 | 0 | 0 | 0 | 0 | 0 | 0 | 0 | 0 | 0 | 0 | 0 | 0 | 0 | 0 | 0 | 0 | 0 | 0 | 0 | 0 | 78
822 | 24722 | 2018 | TX | Shannon Wind | 59034 | SHAN1 | 0 | OP | WT | WND | 204 | 0.387 | 692236 | 252696 | Distributed from 923 Generation And Fuel | 2015 |  | 0 | 0 | 0 | 0 | 0 | 0 | 0 | 0 | 0 | 0 | 0 | 0 | 0 | 0 | 0 | 0 | 0 | 0 | 0 | 0 | 0 | 0 | 0 | 0 | 0 | 0 | 0 | 0 | 0 | 204
823 | 24723 | 2018 | TX | Shell Deer Park | 50304 | GEN1 | 2 | OP | ST | PUR | 51 | 0.244 | 108801 | 49370.5 | Distributed from 923 Generation And Fuel | 1979 |  | 0 | 0 | 0 | 0 | 0 | 0 | 0 | 0 | 0 | 0 | 0 | 0 | 0 | 0 | 0 | 0 | 0 | 0 | 0 | 0 | 51 | 0 | 0 | 0 | 0 | 0 | 0 | 0 | 0 | 0
824 | 24724 | 2018 | TX | Shell Deer Park | 50304 | GEN2 | 2 | OP | ST | PUR | 51 | 0.244 | 108801 | 49370.5 | Distributed from 923 Generation And Fuel | 1979 |  | 0 | 0 | 0 | 0 | 0 | 0 | 0 | 0 | 0 | 0 | 0 | 0 | 0 | 0 | 0 | 0 | 0 | 0 | 0 | 0 | 51 | 0 | 0 | 0 | 0 | 0 | 0 | 0 | 0 | 0
825 | 24725 | 2018 | TX | Shell Deer Park | 50304 | GEN4 | 0 | OP | GT | PRG | 75 | 0.879 | 577713.5 | 255604 | Distributed from 923 Generation And Fuel | 1995 |  | 0 | 0 | 0 | 0 | 0 | 0 | 0 | 0 | 0 | 0 | 0 | 0 | 0 | 0 | 0 | 0 | 0 | 0 | 0 | 75 | 0 | 0 | 0 | 0 | 0 | 0 | 0 | 0 | 0 | 0
826 | 24726 | 2018 | TX | Shell Deer Park | 50304 | GEN5 | 0 | OP | GT | PRG | 75 | 0.879 | 577713.5 | 255604 | Distributed from 923 Generation And Fuel | 1995 |  | 0 | 0 | 0 | 0 | 0 | 0 | 0 | 0 | 0 | 0 | 0 | 0 | 0 | 0 | 0 | 0 | 0 | 0 | 0 | 75 | 0 | 0 | 0 | 0 | 0 | 0 | 0 | 0 | 0 | 0
827 | 24728 | 2018 | TX | Sherbino I Wind Farm | 56779 | 1 | 0 | OP | WT | WND | 150 | 0.279 | 366341 | 146145 | Distributed from 923 Generation And Fuel | 2008 |  | 0 | 0 | 0 | 0 | 0 | 0 | 0 | 0 | 0 | 0 | 0 | 0 | 0 | 0 | 0 | 0 | 0 | 0 | 0 | 0 | 0 | 0 | 0 | 0 | 0 | 0 | 0 | 0 | 0 | 150
828 | 24729 | 2018 | TX | Sherbino II | 57415 | 1 | 0 | OP | WT | WND | 145 | 0.237 | 301165 | 120144 | Distributed from 923 Generation And Fuel | 2011 |  | 0 | 0 | 0 | 0 | 0 | 0 | 0 | 0 | 0 | 0 | 0 | 0 | 0 | 0 | 0 | 0 | 0 | 0 | 0 | 0 | 0 | 0 | 0 | 0 | 0 | 0 | 0 | 0 | 0 | 145
829 | 24730 | 2018 | TX | Signal Hill Generating LLC | 50127 | GTA | 0 | OP | CT | NG | 20 | 0.029 | 5126 | 4871 | EIA-923 Generator File | 1987 |  | 0 | 0 | 0 | 0 | 0 | 0 | 0 | 0 | 0 | 0 | 0 | 20 | 0 | 0 | 0 | 0 | 0 | 0 | 0 | 0 | 0 | 0 | 0 | 0 | 0 | 0 | 0 | 0 | 0 | 0
830 | 24731 | 2018 | TX | Signal Hill Generating LLC | 50127 | GTB | 0 | OP | CT | NG | 20 | 0.029 | 5073 | 4797 | EIA-923 Generator File | 1987 |  | 0 | 0 | 0 | 0 | 0 | 0 | 0 | 0 | 0 | 0 | 0 | 20 | 0 | 0 | 0 | 0 | 0 | 0 | 0 | 0 | 0 | 0 | 0 | 0 | 0 | 0 | 0 | 0 | 0 | 0
831 | 24732 | 2018 | TX | Signal Hill Generating LLC | 50127 | GTC | 0 | OP | CT | NG | 20 | 0.027 | 4662 | 4419 | EIA-923 Generator File | 1987 |  | 0 | 0 | 0 | 0 | 0 | 0 | 0 | 0 | 0 | 0 | 0 | 20 | 0 | 0 | 0 | 0 | 0 | 0 | 0 | 0 | 0 | 0 | 0 | 0 | 0 | 0 | 0 | 0 | 0 | 0
832 | 24733 | 2018 | TX | Signal Hill Generating LLC | 50127 | STD | 3 | OP | CA | NG | 20 | 0.021 | 3695 | 3695 | EIA-923 Generator File | 1987 |  | 0 | 0 | 0 | 0 | 0 | 0 | 0 | 0 | 0 | 0 | 0 | 20 | 0 | 0 | 0 | 0 | 0 | 0 | 0 | 0 | 0 | 0 | 0 | 0 | 0 | 0 | 0 | 0 | 0 | 0
833 | 24734 | 2018 | TX | Silas Ray | 3559 | 10 | 0 | OP | GT | NG | 61 | 0.037 | 19953 | 10033 | Distributed from 923 Generation And Fuel | 2004 |  | 0 | 0 | 0 | 0 | 0 | 0 | 0 | 0 | 0 | 0 | 0 | 61 | 0 | 0 | 0 | 0 | 0 | 0 | 0 | 0 | 0 | 0 | 0 | 0 | 0 | 0 | 0 | 0 | 0 | 0
834 | 24735 | 2018 | TX | Silas Ray | 3559 | 6 | 1 | OP | CA | NG | 25 | 0.022 | 4758 | 2814 | EIA-923 Generator File | 1959 |  | 0 | 0 | 0 | 0 | 0 | 0 | 0 | 0 | 0 | 0 | 0 | 25 | 0 | 0 | 0 | 0 | 0 | 0 | 0 | 0 | 0 | 0 | 0 | 0 | 0 | 0 | 0 | 0 | 0 | 0
835 | 24736 | 2018 | TX | Silas Ray | 3559 | 9 | 0 | OP | CT | NG | 50 | 0.037 | 16200 | 9047 | EIA-923 Generator File | 1996 |  | 0 | 0 | 0 | 0 | 0 | 0 | 0 | 0 | 0 | 0 | 0 | 50 | 0 | 0 | 0 | 0 | 0 | 0 | 0 | 0 | 0 | 0 | 0 | 0 | 0 | 0 | 0 | 0 | 0 | 0
836 | 24746 | 2018 | TX | Silver Star I Wind Power Project | 56771 | 1 | 0 | OP | WT | WND | 60 | 0.243 | 127865 | 51009 | Distributed from 923 Generation And Fuel | 2008 |  | 0 | 0 | 0 | 0 | 0 | 0 | 0 | 0 | 0 | 0 | 0 | 0 | 0 | 0 | 0 | 0 | 0 | 0 | 0 | 0 | 0 | 0 | 0 | 0 | 0 | 0 | 0 | 0 | 0 | 60
837 | 24747 | 2018 | TX | Sim Gideon | 3601 | 1 | 1 | OP | ST | NG | 136 | 0.076 | 91010 | 74811 | EIA-923 Generator File | 1965 |  | 0 | 0 | 0 | 0 | 0 | 0 | 0 | 0 | 0 | 0 | 0 | 136 | 0 | 0 | 0 | 0 | 0 | 0 | 0 | 0 | 0 | 0 | 0 | 0 | 0 | 0 | 0 | 0 | 0 | 0
838 | 24748 | 2018 | TX | Sim Gideon | 3601 | 2 | 1 | OP | ST | NG | 136 | 0.083 | 99219 | 83619 | EIA-923 Generator File | 1968 |  | 0 | 0 | 0 | 0 | 0 | 0 | 0 | 0 | 0 | 0 | 0 | 136 | 0 | 0 | 0 | 0 | 0 | 0 | 0 | 0 | 0 | 0 | 0 | 0 | 0 | 0 | 0 | 0 | 0 | 0
839 | 24749 | 2018 | TX | Sim Gideon | 3601 | 3 | 1 | OP | ST | NG | 351 | 0.117 | 359967 | 283029 | EIA-923 Generator File | 1972 |  | 0 | 0 | 0 | 0 | 0 | 0 | 0 | 0 | 0 | 0 | 0 | 351 | 0 | 0 | 0 | 0 | 0 | 0 | 0 | 0 | 0 | 0 | 0 | 0 | 0 | 0 | 0 | 0 | 0 | 0
840 | 24754 | 2018 | TX | Sky Global Power One | 59938 | UNIT1 | 0 | OP | IC | NG | 8.5 | 0.103 | 7666.667 | 3855.167 | Distributed from 923 Generation And Fuel | 2016 |  | 0 | 0 | 0 | 0 | 0 | 0 | 0 | 0 | 0 | 0 | 0 | 8.5 | 0 | 0 | 0 | 0 | 0 | 0 | 0 | 0 | 0 | 0 | 0 | 0 | 0 | 0 | 0 | 0 | 0 | 0
841 | 24755 | 2018 | TX | Sky Global Power One | 59938 | UNIT2 | 0 | OP | IC | NG | 8.5 | 0.103 | 7666.667 | 3855.167 | Distributed from 923 Generation And Fuel | 2016 |  | 0 | 0 | 0 | 0 | 0 | 0 | 0 | 0 | 0 | 0 | 0 | 8.5 | 0 | 0 | 0 | 0 | 0 | 0 | 0 | 0 | 0 | 0 | 0 | 0 | 0 | 0 | 0 | 0 | 0 | 0
842 | 24756 | 2018 | TX | Sky Global Power One | 59938 | UNIT3 | 0 | OP | IC | NG | 8.5 | 0.103 | 7666.667 | 3855.167 | Distributed from 923 Generation And Fuel | 2016 |  | 0 | 0 | 0 | 0 | 0 | 0 | 0 | 0 | 0 | 0 | 0 | 8.5 | 0 | 0 | 0 | 0 | 0 | 0 | 0 | 0 | 0 | 0 | 0 | 0 | 0 | 0 | 0 | 0 | 0 | 0
843 | 24757 | 2018 | TX | Sky Global Power One | 59938 | UNIT4 | 0 | OP | IC | NG | 8.5 | 0.103 | 7666.667 | 3855.167 | Distributed from 923 Generation And Fuel | 2016 |  | 0 | 0 | 0 | 0 | 0 | 0 | 0 | 0 | 0 | 0 | 0 | 8.5 | 0 | 0 | 0 | 0 | 0 | 0 | 0 | 0 | 0 | 0 | 0 | 0 | 0 | 0 | 0 | 0 | 0 | 0
844 | 24758 | 2018 | TX | Sky Global Power One | 59938 | UNIT5 | 0 | OP | IC | NG | 8.5 | 0.103 | 7666.667 | 3855.167 | Distributed from 923 Generation And Fuel | 2016 |  | 0 | 0 | 0 | 0 | 0 | 0 | 0 | 0 | 0 | 0 | 0 | 8.5 | 0 | 0 | 0 | 0 | 0 | 0 | 0 | 0 | 0 | 0 | 0 | 0 | 0 | 0 | 0 | 0 | 0 | 0
845 | 24759 | 2018 | TX | Sky Global Power One | 59938 | UNIT6 | 0 | OP | IC | NG | 8.5 | 0.103 | 7666.667 | 3855.167 | Distributed from 923 Generation And Fuel | 2016 |  | 0 | 0 | 0 | 0 | 0 | 0 | 0 | 0 | 0 | 0 | 0 | 8.5 | 0 | 0 | 0 | 0 | 0 | 0 | 0 | 0 | 0 | 0 | 0 | 0 | 0 | 0 | 0 | 0 | 0 | 0
846 | 24760 | 2018 | TX | Skyline Gas Recovery | 56528 | GEN1 | 0 | OP | IC | LFG | 1.6 | 0.794 | 11126.75 | 4464 | Distributed from 923 Generation And Fuel | 2007 |  | 0 | 0 | 0 | 0 | 0 | 0 | 0 | 1.6 | 0 | 0 | 0 | 0 | 0 | 0 | 0 | 0 | 0 | 0 | 0 | 0 | 0 | 0 | 0 | 0 | 0 | 0 | 0 | 0 | 0 | 0
847 | 24761 | 2018 | TX | Skyline Gas Recovery | 56528 | GEN2 | 0 | OP | IC | LFG | 1.6 | 0.794 | 11126.75 | 4464 | Distributed from 923 Generation And Fuel | 2007 |  | 0 | 0 | 0 | 0 | 0 | 0 | 0 | 1.6 | 0 | 0 | 0 | 0 | 0 | 0 | 0 | 0 | 0 | 0 | 0 | 0 | 0 | 0 | 0 | 0 | 0 | 0 | 0 | 0 | 0 | 0
848 | 24762 | 2018 | TX | Skyline Gas Recovery | 56528 | GEN3 | 0 | OP | IC | LFG | 1.6 | 0.794 | 11126.75 | 4464 | Distributed from 923 Generation And Fuel | 2007 |  | 0 | 0 | 0 | 0 | 0 | 0 | 0 | 1.6 | 0 | 0 | 0 | 0 | 0 | 0 | 0 | 0 | 0 | 0 | 0 | 0 | 0 | 0 | 0 | 0 | 0 | 0 | 0 | 0 | 0 | 0
849 | 24763 | 2018 | TX | Skyline Gas Recovery | 56528 | GEN4 | 0 | OP | IC | LFG | 1.6 | 0.794 | 11126.75 | 4464 | Distributed from 923 Generation And Fuel | 2007 |  | 0 | 0 | 0 | 0 | 0 | 0 | 0 | 1.6 | 0 | 0 | 0 | 0 | 0 | 0 | 0 | 0 | 0 | 0 | 0 | 0 | 0 | 0 | 0 | 0 | 0 | 0 | 0 | 0 | 0 | 0
850 | 24764 | 2018 | TX | Snider Industries | 50141 | WGN1 | 0 | OP | ST | WDS | 5 | 0.356 | 15584 | 6515.009 | EIA-923 Generator File | 1983 |  | 0 | 0 | 0 | 0 | 0 | 0 | 0 | 0 | 0 | 0 | 0 | 0 | 0 | 0 | 0 | 0 | 0 | 0 | 0 | 0 | 0 | 0 | 0 | 0 | 0 | 0 | 0 | 5 | 0 | 0
851 | 24765 | 2018 | TX | Snyder Wind Farm | 56602 | SNY1 | 0 | OP | WT | WND | 63 | 0.279 | 153705 | 61318 | Distributed from 923 Generation And Fuel | 2007 |  | 0 | 0 | 0 | 0 | 0 | 0 | 0 | 0 | 0 | 0 | 0 | 0 | 0 | 0 | 0 | 0 | 0 | 0 | 0 | 0 | 0 | 0 | 0 | 0 | 0 | 0 | 0 | 0 | 0 | 63
852 | 24766 | 2018 | TX | SolaireHolman Solar Project | 60989 | PV1 | 0 | OP | PV | SUN | 50 | 0.242 | 106012 | 49502 | Distributed from 923 Generation And Fuel | 2017 |  | 0 | 0 | 0 | 0 | 0 | 0 | 0 | 0 | 0 | 0 | 0 | 0 | 0 | 0 | 0 | 0 | 0 | 0 | 0 | 0 | 0 | 0 | 0 | 50 | 0 | 0 | 0 | 0 | 0 | 0
853 | 24768 | 2018 | TX | South Plains II | 60087 | SPII | 0 | OP | WT | WND | 300 | 0.439 | 1154432 | 447962 | Distributed from 923 Generation And Fuel | 2016 |  | 0 | 0 | 0 | 0 | 0 | 0 | 0 | 0 | 0 | 0 | 0 | 0 | 0 | 0 | 0 | 0 | 0 | 0 | 0 | 0 | 0 | 0 | 0 | 0 | 0 | 0 | 0 | 0 | 0 | 300
854 | 24769 | 2018 | TX | South Plains Wind Phase I | 59384 | 1 | 0 | OP | WT | WND | 200 | 0.471 | 825730 | 327451 | Distributed from 923 Generation And Fuel | 2015 |  | 0 | 0 | 0 | 0 | 0 | 0 | 0 | 0 | 0 | 0 | 0 | 0 | 0 | 0 | 0 | 0 | 0 | 0 | 0 | 0 | 0 | 0 | 0 | 0 | 0 | 0 | 0 | 0 | 0 | 200
855 | 24770 | 2018 | TX | South Texas Project | 6251 | 1 | 1 | OP | ST | NUC | 1354.3 | 0.872 | 10343816 | 4763553.5 | Distributed from 923 Generation And Fuel | 1988 |  | 0 | 0 | 0 | 0 | 0 | 0 | 0 | 0 | 0 | 0 | 0 | 0 | 1354.3 | 0 | 0 | 0 | 0 | 0 | 0 | 0 | 0 | 0 | 0 | 0 | 0 | 0 | 0 | 0 | 0 | 0
856 | 24771 | 2018 | TX | South Texas Project | 6251 | 2 | 1 | OP | ST | NUC | 1354.3 | 0.872 | 10343816 | 4763553.5 | Distributed from 923 Generation And Fuel | 1989 |  | 0 | 0 | 0 | 0 | 0 | 0 | 0 | 0 | 0 | 0 | 0 | 0 | 1354.3 | 0 | 0 | 0 | 0 | 0 | 0 | 0 | 0 | 0 | 0 | 0 | 0 | 0 | 0 | 0 | 0 | 0
857 | 24772 | 2018 | TX | South Trent Wind Farm | 56649 | 1 | 0 | OP | WT | WND | 101.2 | 0.355 | 314914 | 125629 | Distributed from 923 Generation And Fuel | 2009 |  | 0 | 0 | 0 | 0 | 0 | 0 | 0 | 0 | 0 | 0 | 0 | 0 | 0 | 0 | 0 | 0 | 0 | 0 | 0 | 0 | 0 | 0 | 0 | 0 | 0 | 0 | 0 | 0 | 0 | 101.2
858 | 24773 | 2018 | TX | Spencer | 4266 | 4 | 1 | OP | ST | NG | 61.1 | 0.01 | 5415 | 5415 | EIA-923 Generator File | 1966 |  | 0 | 0 | 0 | 0 | 0 | 0 | 0 | 0 | 0 | 0 | 0 | 61.1 | 0 | 0 | 0 | 0 | 0 | 0 | 0 | 0 | 0 | 0 | 0 | 0 | 0 | 0 | 0 | 0 | 0 | 0
859 | 24774 | 2018 | TX | Spencer | 4266 | 5 | 1 | OP | ST | NG | 65.4 | 0.007 | 3962 | 3962 | EIA-923 Generator File | 1973 |  | 0 | 0 | 0 | 0 | 0 | 0 | 0 | 0 | 0 | 0 | 0 | 65.4 | 0 | 0 | 0 | 0 | 0 | 0 | 0 | 0 | 0 | 0 | 0 | 0 | 0 | 0 | 0 | 0 | 0 | 0
860 | 24778 | 2018 | TX | Spinning Spur Wind II | 58774 | GEN1 | 0 | OP | WT | WND | 161 | 0.406 | 573097 | 228627 | Distributed from 923 Generation And Fuel | 2014 |  | 0 | 0 | 0 | 0 | 0 | 0 | 0 | 0 | 0 | 0 | 0 | 0 | 0 | 0 | 0 | 0 | 0 | 0 | 0 | 0 | 0 | 0 | 0 | 0 | 0 | 0 | 0 | 0 | 0 | 161
861 | 24779 | 2018 | TX | Spinning Spur Wind III | 58775 | GEN1 | 0 | OP | WT | WND | 194 | 0.497 | 845262 | 337202 | Distributed from 923 Generation And Fuel | 2015 |  | 0 | 0 | 0 | 0 | 0 | 0 | 0 | 0 | 0 | 0 | 0 | 0 | 0 | 0 | 0 | 0 | 0 | 0 | 0 | 0 | 0 | 0 | 0 | 0 | 0 | 0 | 0 | 0 | 0 | 194
862 | 24780 | 2018 | TX | Spinning Spur Wind LLC | 57973 | GEN1 | 0 | OP | WT | WND | 161 | 0.513 | 723423 | 288596 | Distributed from 923 Generation And Fuel | 2012 |  | 0 | 0 | 0 | 0 | 0 | 0 | 0 | 0 | 0 | 0 | 0 | 0 | 0 | 0 | 0 | 0 | 0 | 0 | 0 | 0 | 0 | 0 | 0 | 0 | 0 | 0 | 0 | 0 | 0 | 161
863 | 24781 | 2018 | TX | SRW Cogen Limited Partnership | 55120 | GEN1 | 0 | OP | CT | NG | 89.9 | 0.322 | 253912 | 87291 | EIA-923 Generator File | 1987 |  | 0 | 0 | 0 | 0 | 0 | 0 | 0 | 0 | 0 | 0 | 0 | 89.9 | 0 | 0 | 0 | 0 | 0 | 0 | 0 | 0 | 0 | 0 | 0 | 0 | 0 | 0 | 0 | 0 | 0 | 0
864 | 24783 | 2018 | TX | SRW Cogen Limited Partnership | 55120 | GT1A | 0 | OP | CT | NG | 180 | 0.682 | 1075496 | 436189 | EIA-923 Generator File | 2001 |  | 0 | 0 | 0 | 0 | 0 | 0 | 0 | 0 | 0 | 0 | 0 | 180 | 0 | 0 | 0 | 0 | 0 | 0 | 0 | 0 | 0 | 0 | 0 | 0 | 0 | 0 | 0 | 0 | 0 | 0
865 | 24784 | 2018 | TX | SRW Cogen Limited Partnership | 55120 | GT1B | 0 | OP | CT | NG | 180 | 0.776 | 1223521 | 533588 | EIA-923 Generator File | 2001 |  | 0 | 0 | 0 | 0 | 0 | 0 | 0 | 0 | 0 | 0 | 0 | 180 | 0 | 0 | 0 | 0 | 0 | 0 | 0 | 0 | 0 | 0 | 0 | 0 | 0 | 0 | 0 | 0 | 0 | 0
866 | 24785 | 2018 | TX | SRW Cogen Limited Partnership | 55120 | ST1A | 2 | OP | CA | NG | 145 | 0.388 | 493470 | 223361 | EIA-923 Generator File | 2001 |  | 0 | 0 | 0 | 0 | 0 | 0 | 0 | 0 | 0 | 0 | 0 | 145 | 0 | 0 | 0 | 0 | 0 | 0 | 0 | 0 | 0 | 0 | 0 | 0 | 0 | 0 | 0 | 0 | 0 | 0
867 | 24788 | 2018 | TX | Stanton Wind Energy LLC | 56644 | 1 | 0 | OP | WT | WND | 120 | 0.31 | 325833 | 129985 | Distributed from 923 Generation And Fuel | 2008 |  | 0 | 0 | 0 | 0 | 0 | 0 | 0 | 0 | 0 | 0 | 0 | 0 | 0 | 0 | 0 | 0 | 0 | 0 | 0 | 0 | 0 | 0 | 0 | 0 | 0 | 0 | 0 | 0 | 0 | 120
868 | 24795 | 2018 | TX | Stella Wind Farm | 59063 | WT1 | 0 | OP | WT | WND | 201 | 0.03 | 53607 | 0 | Distributed from 923 Generation And Fuel | 2018 |  | 0 | 0 | 0 | 0 | 0 | 0 | 0 | 0 | 0 | 0 | 0 | 0 | 0 | 0 | 0 | 0 | 0 | 0 | 0 | 0 | 0 | 0 | 0 | 0 | 0 | 0 | 0 | 0 | 0 | 201
869 | 24797 | 2018 | TX | Stephens Ranch Wind Energy LLC | 57983 | 1 | 0 | OP | WT | WND | 211 | 0.404 | 745929.332 | 290108.165 | Distributed from 923 Generation And Fuel | 2014 |  | 0 | 0 | 0 | 0 | 0 | 0 | 0 | 0 | 0 | 0 | 0 | 0 | 0 | 0 | 0 | 0 | 0 | 0 | 0 | 0 | 0 | 0 | 0 | 0 | 0 | 0 | 0 | 0 | 0 | 211
870 | 24798 | 2018 | TX | Stephens Ranch Wind Energy LLC | 57983 | 2 | 0 | OP | WT | WND | 165 | 0.404 | 583309.668 | 226861.835 | Distributed from 923 Generation And Fuel | 2015 |  | 0 | 0 | 0 | 0 | 0 | 0 | 0 | 0 | 0 | 0 | 0 | 0 | 0 | 0 | 0 | 0 | 0 | 0 | 0 | 0 | 0 | 0 | 0 | 0 | 0 | 0 | 0 | 0 | 0 | 165
871 | 24799 | 2018 | TX | Sterling Solar (TX) | 61871 | GEN1 | 0 | OP | PV | SUN | 10 | 0.011 | 977 | 0 | Distributed from 923 Generation And Fuel | 2018 |  | 0 | 0 | 0 | 0 | 0 | 0 | 0 | 0 | 0 | 0 | 0 | 0 | 0 | 0 | 0 | 0 | 0 | 0 | 0 | 0 | 0 | 0 | 0 | 10 | 0 | 0 | 0 | 0 | 0 | 0
872 | 24800 | 2018 | TX | Stryker Creek | 3504 | D1 | 0 | OP | IC | DFO | 2 | 0.001 | 20.6 | 8.8 | Distributed from 923 Generation And Fuel | 1966 |  | 0 | 0 | 0 | 0 | 2 | 0 | 0 | 0 | 0 | 0 | 0 | 0 | 0 | 0 | 0 | 0 | 0 | 0 | 0 | 0 | 0 | 0 | 0 | 0 | 0 | 0 | 0 | 0 | 0 | 0
873 | 24801 | 2018 | TX | Stryker Creek | 3504 | D2 | 0 | OP | IC | DFO | 2 | 0.001 | 20.6 | 8.8 | Distributed from 923 Generation And Fuel | 1966 |  | 0 | 0 | 0 | 0 | 2 | 0 | 0 | 0 | 0 | 0 | 0 | 0 | 0 | 0 | 0 | 0 | 0 | 0 | 0 | 0 | 0 | 0 | 0 | 0 | 0 | 0 | 0 | 0 | 0 | 0
874 | 24802 | 2018 | TX | Stryker Creek | 3504 | D3 | 0 | OP | IC | DFO | 2 | 0.001 | 20.6 | 8.8 | Distributed from 923 Generation And Fuel | 1966 |  | 0 | 0 | 0 | 0 | 2 | 0 | 0 | 0 | 0 | 0 | 0 | 0 | 0 | 0 | 0 | 0 | 0 | 0 | 0 | 0 | 0 | 0 | 0 | 0 | 0 | 0 | 0 | 0 | 0 | 0
875 | 24803 | 2018 | TX | Stryker Creek | 3504 | D4 | 0 | OP | IC | DFO | 2 | 0.001 | 20.6 | 8.8 | Distributed from 923 Generation And Fuel | 1966 |  | 0 | 0 | 0 | 0 | 2 | 0 | 0 | 0 | 0 | 0 | 0 | 0 | 0 | 0 | 0 | 0 | 0 | 0 | 0 | 0 | 0 | 0 | 0 | 0 | 0 | 0 | 0 | 0 | 0 | 0
876 | 24804 | 2018 | TX | Stryker Creek | 3504 | D5 | 0 | OP | IC | DFO | 2 | 0.001 | 20.6 | 8.8 | Distributed from 923 Generation And Fuel | 1966 |  | 0 | 0 | 0 | 0 | 2 | 0 | 0 | 0 | 0 | 0 | 0 | 0 | 0 | 0 | 0 | 0 | 0 | 0 | 0 | 0 | 0 | 0 | 0 | 0 | 0 | 0 | 0 | 0 | 0 | 0
877 | 24805 | 2018 | TX | Stryker Creek | 3504 | ST1 | 1 | OP | ST | NG | 176.8 | 0.013 | 19652 | 14867 | EIA-923 Generator File | 1958 |  | 0 | 0 | 0 | 0 | 0 | 0 | 0 | 0 | 0 | 0 | 0 | 176.8 | 0 | 0 | 0 | 0 | 0 | 0 | 0 | 0 | 0 | 0 | 0 | 0 | 0 | 0 | 0 | 0 | 0 | 0
878 | 24806 | 2018 | TX | Stryker Creek | 3504 | ST2 | 1 | OP | ST | NG | 526.6 | 0.021 | 95375 | 61555 | EIA-923 Generator File | 1965 |  | 0 | 0 | 0 | 0 | 0 | 0 | 0 | 0 | 0 | 0 | 0 | 526.6 | 0 | 0 | 0 | 0 | 0 | 0 | 0 | 0 | 0 | 0 | 0 | 0 | 0 | 0 | 0 | 0 | 0 | 0
879 | 24807 | 2018 | TX | SunE CPS1 LLC | 58068 | 1 | 0 | OP | PV | SUN | 10 | 0.186 | 16254 | 7749 | Distributed from 923 Generation And Fuel | 2012 |  | 0 | 0 | 0 | 0 | 0 | 0 | 0 | 0 | 0 | 0 | 0 | 0 | 0 | 0 | 0 | 0 | 0 | 0 | 0 | 0 | 0 | 0 | 0 | 10 | 0 | 0 | 0 | 0 | 0 | 0
880 | 24808 | 2018 | TX | SunE CPS2 LLC | 58027 | 1 | 0 | OP | PV | SUN | 10 | 0.191 | 16734 | 7977 | Distributed from 923 Generation And Fuel | 2012 |  | 0 | 0 | 0 | 0 | 0 | 0 | 0 | 0 | 0 | 0 | 0 | 0 | 0 | 0 | 0 | 0 | 0 | 0 | 0 | 0 | 0 | 0 | 0 | 10 | 0 | 0 | 0 | 0 | 0 | 0
881 | 24809 | 2018 | TX | SunE CPS3 LLC | 58009 | 1 | 0 | OP | PV | SUN | 5.6 | 0.177 | 8676.302 | 4136.075 | Distributed from 923 Generation And Fuel | 2012 |  | 0 | 0 | 0 | 0 | 0 | 0 | 0 | 0 | 0 | 0 | 0 | 0 | 0 | 0 | 0 | 0 | 0 | 0 | 0 | 0 | 0 | 0 | 0 | 5.6 | 0 | 0 | 0 | 0 | 0 | 0
882 | 24810 | 2018 | TX | SunE CPS3 LLC | 58009 | 2 | 0 | OP | PV | SUN | 5 | 0.177 | 7746.698 | 3692.925 | Distributed from 923 Generation And Fuel | 2012 |  | 0 | 0 | 0 | 0 | 0 | 0 | 0 | 0 | 0 | 0 | 0 | 0 | 0 | 0 | 0 | 0 | 0 | 0 | 0 | 0 | 0 | 0 | 0 | 5 | 0 | 0 | 0 | 0 | 0 | 0
883 | 24811 | 2018 | TX | Sunray Wind I | 57326 | WND1 | 0 | OP | WT | WND | 49.5 | 0.389 | 168644 | 67277 | Distributed from 923 Generation And Fuel | 2009 |  | 0 | 0 | 0 | 0 | 0 | 0 | 0 | 0 | 0 | 0 | 0 | 0 | 0 | 0 | 0 | 0 | 0 | 0 | 0 | 0 | 0 | 0 | 0 | 0 | 0 | 0 | 0 | 0 | 0 | 49.5
884 | 24812 | 2018 | TX | Suzlon Project VIII LLC | 57741 | SP111 | 0 | OP | WT | WND | 2.1 | 0.273 | 5017.5 | 2001.5 | Distributed from 923 Generation And Fuel | 2015 |  | 0 | 0 | 0 | 0 | 0 | 0 | 0 | 0 | 0 | 0 | 0 | 0 | 0 | 0 | 0 | 0 | 0 | 0 | 0 | 0 | 0 | 0 | 0 | 0 | 0 | 0 | 0 | 0 | 0 | 2.1
885 | 24813 | 2018 | TX | Suzlon Project VIII LLC | 57741 | SP97 | 0 | OP | WT | WND | 2.1 | 0.273 | 5017.5 | 2001.5 | Distributed from 923 Generation And Fuel | 2011 |  | 0 | 0 | 0 | 0 | 0 | 0 | 0 | 0 | 0 | 0 | 0 | 0 | 0 | 0 | 0 | 0 | 0 | 0 | 0 | 0 | 0 | 0 | 0 | 0 | 0 | 0 | 0 | 0 | 0 | 2.1
886 | 24816 | 2018 | TX | Sweeny Cogen Facility | 55015 | GEN1 | 0 | OP | GT | NG | 143 | 0.567 | 709661 | 287224.75 | Distributed from 923 Generation And Fuel | 1997 |  | 0 | 0 | 0 | 0 | 0 | 0 | 0 | 0 | 0 | 0 | 0 | 143 | 0 | 0 | 0 | 0 | 0 | 0 | 0 | 0 | 0 | 0 | 0 | 0 | 0 | 0 | 0 | 0 | 0 | 0
887 | 24817 | 2018 | TX | Sweeny Cogen Facility | 55015 | GEN2 | 0 | OP | GT | NG | 143 | 0.567 | 709661 | 287224.75 | Distributed from 923 Generation And Fuel | 1997 |  | 0 | 0 | 0 | 0 | 0 | 0 | 0 | 0 | 0 | 0 | 0 | 143 | 0 | 0 | 0 | 0 | 0 | 0 | 0 | 0 | 0 | 0 | 0 | 0 | 0 | 0 | 0 | 0 | 0 | 0
888 | 24818 | 2018 | TX | Sweeny Cogen Facility | 55015 | GEN3 | 0 | OP | GT | NG | 143 | 0.567 | 709661 | 287224.75 | Distributed from 923 Generation And Fuel | 1997 |  | 0 | 0 | 0 | 0 | 0 | 0 | 0 | 0 | 0 | 0 | 0 | 143 | 0 | 0 | 0 | 0 | 0 | 0 | 0 | 0 | 0 | 0 | 0 | 0 | 0 | 0 | 0 | 0 | 0 | 0
889 | 24819 | 2018 | TX | Sweeny Cogen Facility | 55015 | GEN4 | 0 | OP | GT | NG | 143 | 0.567 | 709661 | 287224.75 | Distributed from 923 Generation And Fuel | 2000 |  | 0 | 0 | 0 | 0 | 0 | 0 | 0 | 0 | 0 | 0 | 0 | 143 | 0 | 0 | 0 | 0 | 0 | 0 | 0 | 0 | 0 | 0 | 0 | 0 | 0 | 0 | 0 | 0 | 0 | 0
890 | 24820 | 2018 | TX | Sweetwater Wind 1 LLC | 56211 | SW1 | 0 | OP | WT | WND | 37.5 | 0.431 | 141733 | 56542 | Distributed from 923 Generation And Fuel | 2003 |  | 0 | 0 | 0 | 0 | 0 | 0 | 0 | 0 | 0 | 0 | 0 | 0 | 0 | 0 | 0 | 0 | 0 | 0 | 0 | 0 | 0 | 0 | 0 | 0 | 0 | 0 | 0 | 0 | 0 | 37.5
891 | 24821 | 2018 | TX | Sweetwater Wind 2 LLC | 56212 | SW2 | 0 | OP | WT | WND | 98.8 | 0.423 | 366172 | 146078 | Distributed from 923 Generation And Fuel | 2005 |  | 0 | 0 | 0 | 0 | 0 | 0 | 0 | 0 | 0 | 0 | 0 | 0 | 0 | 0 | 0 | 0 | 0 | 0 | 0 | 0 | 0 | 0 | 0 | 0 | 0 | 0 | 0 | 0 | 0 | 98.8
892 | 24822 | 2018 | TX | Sweetwater Wind 3 LLC | 56311 | SW3 | 0 | OP | WT | WND | 135 | 0.365 | 431476 | 172130 | Distributed from 923 Generation And Fuel | 2005 |  | 0 | 0 | 0 | 0 | 0 | 0 | 0 | 0 | 0 | 0 | 0 | 0 | 0 | 0 | 0 | 0 | 0 | 0 | 0 | 0 | 0 | 0 | 0 | 0 | 0 | 0 | 0 | 0 | 0 | 135
893 | 24823 | 2018 | TX | Sweetwater Wind 4 LLC | 56337 | SW4 | 0 | OP | WT | WND | 241 | 0.329 | 694820 | 245626 | Distributed from 923 Generation And Fuel | 2007 |  | 0 | 0 | 0 | 0 | 0 | 0 | 0 | 0 | 0 | 0 | 0 | 0 | 0 | 0 | 0 | 0 | 0 | 0 | 0 | 0 | 0 | 0 | 0 | 0 | 0 | 0 | 0 | 0 | 0 | 241
894 | 24824 | 2018 | TX | Sweetwater Wind 5 | 56372 | SW5 | 0 | OP | WT | WND | 80.5 | 0.306 | 215556 | 85992 | Distributed from 923 Generation And Fuel | 2007 |  | 0 | 0 | 0 | 0 | 0 | 0 | 0 | 0 | 0 | 0 | 0 | 0 | 0 | 0 | 0 | 0 | 0 | 0 | 0 | 0 | 0 | 0 | 0 | 0 | 0 | 0 | 0 | 0 | 0 | 80.5
895 | 24827 | 2018 | TX | T H Wharton | 3469 | 3 | 4 | OP | CA | NG | 113.1 | 0.064 | 63560 | 52260 | EIA-923 Generator File | 1974 |  | 0 | 0 | 0 | 0 | 0 | 0 | 0 | 0 | 0 | 0 | 0 | 113.1 | 0 | 0 | 0 | 0 | 0 | 0 | 0 | 0 | 0 | 0 | 0 | 0 | 0 | 0 | 0 | 0 | 0 | 0
896 | 24828 | 2018 | TX | T H Wharton | 3469 | 31 | 0 | OP | CT | NG | 54 | 0.086 | 40578 | 33436 | EIA-923 Generator File | 1972 |  | 0 | 0 | 0 | 0 | 0 | 0 | 0 | 0 | 0 | 0 | 0 | 54 | 0 | 0 | 0 | 0 | 0 | 0 | 0 | 0 | 0 | 0 | 0 | 0 | 0 | 0 | 0 | 0 | 0 | 0
897 | 24829 | 2018 | TX | T H Wharton | 3469 | 32 | 0 | OP | CT | NG | 54 | 0.09 | 42699 | 35243 | EIA-923 Generator File | 1972 |  | 0 | 0 | 0 | 0 | 0 | 0 | 0 | 0 | 0 | 0 | 0 | 54 | 0 | 0 | 0 | 0 | 0 | 0 | 0 | 0 | 0 | 0 | 0 | 0 | 0 | 0 | 0 | 0 | 0 | 0
898 | 24830 | 2018 | TX | T H Wharton | 3469 | 33 | 0 | OP | CT | NG | 54 | 0.096 | 45177 | 34342 | EIA-923 Generator File | 1972 |  | 0 | 0 | 0 | 0 | 0 | 0 | 0 | 0 | 0 | 0 | 0 | 54 | 0 | 0 | 0 | 0 | 0 | 0 | 0 | 0 | 0 | 0 | 0 | 0 | 0 | 0 | 0 | 0 | 0 | 0
899 | 24831 | 2018 | TX | T H Wharton | 3469 | 34 | 0 | OP | CT | NG | 54 | 0.077 | 36341 | 26305 | EIA-923 Generator File | 1972 |  | 0 | 0 | 0 | 0 | 0 | 0 | 0 | 0 | 0 | 0 | 0 | 54 | 0 | 0 | 0 | 0 | 0 | 0 | 0 | 0 | 0 | 0 | 0 | 0 | 0 | 0 | 0 | 0 | 0 | 0
900 | 24832 | 2018 | TX | T H Wharton | 3469 | 4 | 4 | OP | CA | NG | 113.1 | 0.081 | 80154 | 55962 | EIA-923 Generator File | 1974 |  | 0 | 0 | 0 | 0 | 0 | 0 | 0 | 0 | 0 | 0 | 0 | 113.1 | 0 | 0 | 0 | 0 | 0 | 0 | 0 | 0 | 0 | 0 | 0 | 0 | 0 | 0 | 0 | 0 | 0 | 0
901 | 24833 | 2018 | TX | T H Wharton | 3469 | 41 | 0 | OP | CT | NG | 54 | 0.112 | 52816 | 35355 | EIA-923 Generator File | 1972 |  | 0 | 0 | 0 | 0 | 0 | 0 | 0 | 0 | 0 | 0 | 0 | 54 | 0 | 0 | 0 | 0 | 0 | 0 | 0 | 0 | 0 | 0 | 0 | 0 | 0 | 0 | 0 | 0 | 0 | 0
902 | 24834 | 2018 | TX | T H Wharton | 3469 | 42 | 0 | OP | CT | NG | 54 | 0.095 | 44825 | 31628 | EIA-923 Generator File | 1972 |  | 0 | 0 | 0 | 0 | 0 | 0 | 0 | 0 | 0 | 0 | 0 | 54 | 0 | 0 | 0 | 0 | 0 | 0 | 0 | 0 | 0 | 0 | 0 | 0 | 0 | 0 | 0 | 0 | 0 | 0
903 | 24835 | 2018 | TX | T H Wharton | 3469 | 43 | 0 | OP | CT | NG | 56.7 | 0.1 | 49671 | 31976 | EIA-923 Generator File | 1974 |  | 0 | 0 | 0 | 0 | 0 | 0 | 0 | 0 | 0 | 0 | 0 | 56.7 | 0 | 0 | 0 | 0 | 0 | 0 | 0 | 0 | 0 | 0 | 0 | 0 | 0 | 0 | 0 | 0 | 0 | 0
904 | 24836 | 2018 | TX | T H Wharton | 3469 | 44 | 0 | OP | CT | NG | 56.7 | 0.115 | 56907 | 37611 | EIA-923 Generator File | 1974 |  | 0 | 0 | 0 | 0 | 0 | 0 | 0 | 0 | 0 | 0 | 0 | 56.7 | 0 | 0 | 0 | 0 | 0 | 0 | 0 | 0 | 0 | 0 | 0 | 0 | 0 | 0 | 0 | 0 | 0 | 0
905 | 24837 | 2018 | TX | T H Wharton | 3469 | 51 | 0 | OP | GT | NG | 85 | 0.013 | 9646.361 | 7091.032 | Distributed from 923 Generation And Fuel | 1975 |  | 0 | 0 | 0 | 0 | 0 | 0 | 0 | 0 | 0 | 0 | 0 | 85 | 0 | 0 | 0 | 0 | 0 | 0 | 0 | 0 | 0 | 0 | 0 | 0 | 0 | 0 | 0 | 0 | 0 | 0
906 | 24838 | 2018 | TX | T H Wharton | 3469 | 52 | 0 | OP | GT | NG | 85 | 0.013 | 9646.361 | 7091.032 | Distributed from 923 Generation And Fuel | 1975 |  | 0 | 0 | 0 | 0 | 0 | 0 | 0 | 0 | 0 | 0 | 0 | 85 | 0 | 0 | 0 | 0 | 0 | 0 | 0 | 0 | 0 | 0 | 0 | 0 | 0 | 0 | 0 | 0 | 0 | 0
907 | 24839 | 2018 | TX | T H Wharton | 3469 | 53 | 0 | OP | GT | NG | 85 | 0.013 | 9646.361 | 7091.032 | Distributed from 923 Generation And Fuel | 1975 |  | 0 | 0 | 0 | 0 | 0 | 0 | 0 | 0 | 0 | 0 | 0 | 85 | 0 | 0 | 0 | 0 | 0 | 0 | 0 | 0 | 0 | 0 | 0 | 0 | 0 | 0 | 0 | 0 | 0 | 0
908 | 24840 | 2018 | TX | T H Wharton | 3469 | 54 | 0 | OP | GT | NG | 85 | 0.013 | 9646.361 | 7091.032 | Distributed from 923 Generation And Fuel | 1975 |  | 0 | 0 | 0 | 0 | 0 | 0 | 0 | 0 | 0 | 0 | 0 | 85 | 0 | 0 | 0 | 0 | 0 | 0 | 0 | 0 | 0 | 0 | 0 | 0 | 0 | 0 | 0 | 0 | 0 | 0
909 | 24841 | 2018 | TX | T H Wharton | 3469 | 55 | 0 | OP | GT | NG | 85 | 0.013 | 9646.361 | 7091.032 | Distributed from 923 Generation And Fuel | 1975 |  | 0 | 0 | 0 | 0 | 0 | 0 | 0 | 0 | 0 | 0 | 0 | 85 | 0 | 0 | 0 | 0 | 0 | 0 | 0 | 0 | 0 | 0 | 0 | 0 | 0 | 0 | 0 | 0 | 0 | 0
910 | 24842 | 2018 | TX | T H Wharton | 3469 | 56 | 0 | OP | GT | NG | 85 | 0.013 | 9646.361 | 7091.032 | Distributed from 923 Generation And Fuel | 1975 |  | 0 | 0 | 0 | 0 | 0 | 0 | 0 | 0 | 0 | 0 | 0 | 85 | 0 | 0 | 0 | 0 | 0 | 0 | 0 | 0 | 0 | 0 | 0 | 0 | 0 | 0 | 0 | 0 | 0 | 0
911 | 24843 | 2018 | TX | T H Wharton | 3469 | GT1 | 0 | OP | GT | NG | 16.3 | 0.013 | 1849.832 | 1359.81 | Distributed from 923 Generation And Fuel | 1967 |  | 0 | 0 | 0 | 0 | 0 | 0 | 0 | 0 | 0 | 0 | 0 | 16.3 | 0 | 0 | 0 | 0 | 0 | 0 | 0 | 0 | 0 | 0 | 0 | 0 | 0 | 0 | 0 | 0 | 0 | 0
912 | 24845 | 2018 | TX | Tahoka Wind | 61921 | TAH | 0 | OP | WT | WND | 300 | 0.017 | 45387 | 0 | Distributed from 923 Generation And Fuel | 2018 |  | 0 | 0 | 0 | 0 | 0 | 0 | 0 | 0 | 0 | 0 | 0 | 0 | 0 | 0 | 0 | 0 | 0 | 0 | 0 | 0 | 0 | 0 | 0 | 0 | 0 | 0 | 0 | 0 | 0 | 300
913 | 24847 | 2018 | TX | TECO CHP-1 | 57504 | CHP1 | 0 | OP | GT | NG | 48 | 0.177 | 74235 | 37328 | Distributed from 923 Generation And Fuel | 2010 |  | 0 | 0 | 0 | 0 | 0 | 0 | 0 | 0 | 0 | 0 | 0 | 48 | 0 | 0 | 0 | 0 | 0 | 0 | 0 | 0 | 0 | 0 | 0 | 0 | 0 | 0 | 0 | 0 | 0 | 0
914 | 24848 | 2018 | TX | Tenaska Frontier Generation Station | 55062 | GTG1 | 0 | OP | CT | NG | 183.2 | 0.406 | 652190 | 363696 | EIA-923 Generator File | 2000 |  | 0 | 0 | 0 | 0 | 0 | 0 | 0 | 0 | 0 | 0 | 0 | 183.2 | 0 | 0 | 0 | 0 | 0 | 0 | 0 | 0 | 0 | 0 | 0 | 0 | 0 | 0 | 0 | 0 | 0 | 0
915 | 24849 | 2018 | TX | Tenaska Frontier Generation Station | 55062 | GTG2 | 0 | OP | CT | NG | 183.2 | 0.417 | 668693 | 381724 | EIA-923 Generator File | 2000 |  | 0 | 0 | 0 | 0 | 0 | 0 | 0 | 0 | 0 | 0 | 0 | 183.2 | 0 | 0 | 0 | 0 | 0 | 0 | 0 | 0 | 0 | 0 | 0 | 0 | 0 | 0 | 0 | 0 | 0 | 0
916 | 24850 | 2018 | TX | Tenaska Frontier Generation Station | 55062 | GTG3 | 0 | OP | CT | NG | 183.2 | 0.489 | 785069 | 374976 | EIA-923 Generator File | 2000 |  | 0 | 0 | 0 | 0 | 0 | 0 | 0 | 0 | 0 | 0 | 0 | 183.2 | 0 | 0 | 0 | 0 | 0 | 0 | 0 | 0 | 0 | 0 | 0 | 0 | 0 | 0 | 0 | 0 | 0 | 0
917 | 24851 | 2018 | TX | Tenaska Frontier Generation Station | 55062 | STG1 | 3 | OP | CA | NG | 390.1 | 0.427 | 1460258 | 863753 | EIA-923 Generator File | 2000 |  | 0 | 0 | 0 | 0 | 0 | 0 | 0 | 0 | 0 | 0 | 0 | 390.1 | 0 | 0 | 0 | 0 | 0 | 0 | 0 | 0 | 0 | 0 | 0 | 0 | 0 | 0 | 0 | 0 | 0 | 0
918 | 24852 | 2018 | TX | Tenaska Gateway Generating Station | 55132 | GTG1 | 0 | OP | CT | NG | 183.2 | 0.338 | 542938 | 355428 | EIA-923 Generator File | 2001 |  | 0 | 0 | 0 | 0 | 0 | 0 | 0 | 0 | 0 | 0 | 0 | 183.2 | 0 | 0 | 0 | 0 | 0 | 0 | 0 | 0 | 0 | 0 | 0 | 0 | 0 | 0 | 0 | 0 | 0 | 0
919 | 24853 | 2018 | TX | Tenaska Gateway Generating Station | 55132 | GTG2 | 0 | OP | CT | NG | 183.2 | 0.372 | 596569 | 362408 | EIA-923 Generator File | 2001 |  | 0 | 0 | 0 | 0 | 0 | 0 | 0 | 0 | 0 | 0 | 0 | 183.2 | 0 | 0 | 0 | 0 | 0 | 0 | 0 | 0 | 0 | 0 | 0 | 0 | 0 | 0 | 0 | 0 | 0 | 0
920 | 24854 | 2018 | TX | Tenaska Gateway Generating Station | 55132 | GTG3 | 0 | OP | CT | NG | 183.2 | 0.348 | 558534 | 372287 | EIA-923 Generator File | 2001 |  | 0 | 0 | 0 | 0 | 0 | 0 | 0 | 0 | 0 | 0 | 0 | 183.2 | 0 | 0 | 0 | 0 | 0 | 0 | 0 | 0 | 0 | 0 | 0 | 0 | 0 | 0 | 0 | 0 | 0 | 0
921 | 24855 | 2018 | TX | Tenaska Gateway Generating Station | 55132 | STG1 | 3 | OP | CA | NG | 390 | 0.353 | 1207387 | 811799 | EIA-923 Generator File | 2001 |  | 0 | 0 | 0 | 0 | 0 | 0 | 0 | 0 | 0 | 0 | 0 | 390 | 0 | 0 | 0 | 0 | 0 | 0 | 0 | 0 | 0 | 0 | 0 | 0 | 0 | 0 | 0 | 0 | 0 | 0
922 | 24856 | 2018 | TX | Tenet Hospital | 50241 | 9541 | 0 | OP | IC | DFO | 2.1 | 0 | 6.5 | 5.5 | Distributed from 923 Generation And Fuel | 1987 |  | 0 | 0 | 0 | 0 | 2.1 | 0 | 0 | 0 | 0 | 0 | 0 | 0 | 0 | 0 | 0 | 0 | 0 | 0 | 0 | 0 | 0 | 0 | 0 | 0 | 0 | 0 | 0 | 0 | 0 | 0
923 | 24858 | 2018 | TX | Tessman Road | 56113 | 1 | 0 | OP | IC | LFG | 1.4 | 0.584 | 7161.571 | 2873.143 | Distributed from 923 Generation And Fuel | 2003 |  | 0 | 0 | 0 | 0 | 0 | 0 | 0 | 1.4 | 0 | 0 | 0 | 0 | 0 | 0 | 0 | 0 | 0 | 0 | 0 | 0 | 0 | 0 | 0 | 0 | 0 | 0 | 0 | 0 | 0 | 0
924 | 24859 | 2018 | TX | Tessman Road | 56113 | 2 | 0 | OP | IC | LFG | 1.4 | 0.584 | 7161.571 | 2873.143 | Distributed from 923 Generation And Fuel | 2003 |  | 0 | 0 | 0 | 0 | 0 | 0 | 0 | 1.4 | 0 | 0 | 0 | 0 | 0 | 0 | 0 | 0 | 0 | 0 | 0 | 0 | 0 | 0 | 0 | 0 | 0 | 0 | 0 | 0 | 0 | 0
925 | 24860 | 2018 | TX | Tessman Road | 56113 | 3 | 0 | OP | IC | LFG | 1.4 | 0.584 | 7161.571 | 2873.143 | Distributed from 923 Generation And Fuel | 2003 |  | 0 | 0 | 0 | 0 | 0 | 0 | 0 | 1.4 | 0 | 0 | 0 | 0 | 0 | 0 | 0 | 0 | 0 | 0 | 0 | 0 | 0 | 0 | 0 | 0 | 0 | 0 | 0 | 0 | 0 | 0
926 | 24861 | 2018 | TX | Tessman Road | 56113 | 4 | 0 | OP | IC | LFG | 1.4 | 0.584 | 7161.571 | 2873.143 | Distributed from 923 Generation And Fuel | 2003 |  | 0 | 0 | 0 | 0 | 0 | 0 | 0 | 1.4 | 0 | 0 | 0 | 0 | 0 | 0 | 0 | 0 | 0 | 0 | 0 | 0 | 0 | 0 | 0 | 0 | 0 | 0 | 0 | 0 | 0 | 0
927 | 24862 | 2018 | TX | Tessman Road | 56113 | 5 | 0 | OP | IC | LFG | 1.4 | 0.584 | 7161.571 | 2873.143 | Distributed from 923 Generation And Fuel | 2003 |  | 0 | 0 | 0 | 0 | 0 | 0 | 0 | 1.4 | 0 | 0 | 0 | 0 | 0 | 0 | 0 | 0 | 0 | 0 | 0 | 0 | 0 | 0 | 0 | 0 | 0 | 0 | 0 | 0 | 0 | 0
928 | 24863 | 2018 | TX | Tessman Road | 56113 | 6 | 0 | OP | IC | LFG | 1.4 | 0.584 | 7161.571 | 2873.143 | Distributed from 923 Generation And Fuel | 2003 |  | 0 | 0 | 0 | 0 | 0 | 0 | 0 | 1.4 | 0 | 0 | 0 | 0 | 0 | 0 | 0 | 0 | 0 | 0 | 0 | 0 | 0 | 0 | 0 | 0 | 0 | 0 | 0 | 0 | 0 | 0
929 | 24864 | 2018 | TX | Tessman Road | 56113 | 7 | 0 | OP | IC | LFG | 1.4 | 0.584 | 7161.571 | 2873.143 | Distributed from 923 Generation And Fuel | 2015 |  | 0 | 0 | 0 | 0 | 0 | 0 | 0 | 1.4 | 0 | 0 | 0 | 0 | 0 | 0 | 0 | 0 | 0 | 0 | 0 | 0 | 0 | 0 | 0 | 0 | 0 | 0 | 0 | 0 | 0 | 0
930 | 24865 | 2018 | TX | Texas City Plant Union Carbide | 50153 | STG | 0 | OP | ST | PUR | 45 | 0.13 | 51439 | 22739 | Distributed from 923 Generation And Fuel | 1996 |  | 0 | 0 | 0 | 0 | 0 | 0 | 0 | 0 | 0 | 0 | 0 | 0 | 0 | 0 | 0 | 0 | 0 | 0 | 0 | 0 | 45 | 0 | 0 | 0 | 0 | 0 | 0 | 0 | 0 | 0
931 | 24867 | 2018 | TX | Texas City Power Plant | 52088 | GEN1 | 3 | OP | CA | NG | 141 | 0.104 | 128607 | 80348 | EIA-923 Generator File | 1987 |  | 0 | 0 | 0 | 0 | 0 | 0 | 0 | 0 | 0 | 0 | 0 | 141 | 0 | 0 | 0 | 0 | 0 | 0 | 0 | 0 | 0 | 0 | 0 | 0 | 0 | 0 | 0 | 0 | 0 | 0
932 | 24868 | 2018 | TX | Texas City Power Plant | 52088 | GEN2 | 0 | OP | CT | NG | 103 | 0.113 | 101824 | 46978 | EIA-923 Generator File | 1987 |  | 0 | 0 | 0 | 0 | 0 | 0 | 0 | 0 | 0 | 0 | 0 | 103 | 0 | 0 | 0 | 0 | 0 | 0 | 0 | 0 | 0 | 0 | 0 | 0 | 0 | 0 | 0 | 0 | 0 | 0
933 | 24869 | 2018 | TX | Texas City Power Plant | 52088 | GEN3 | 0 | OP | CT | NG | 103 | 0.463 | 417316 | 206266 | EIA-923 Generator File | 1987 |  | 0 | 0 | 0 | 0 | 0 | 0 | 0 | 0 | 0 | 0 | 0 | 103 | 0 | 0 | 0 | 0 | 0 | 0 | 0 | 0 | 0 | 0 | 0 | 0 | 0 | 0 | 0 | 0 | 0 | 0
934 | 24870 | 2018 | TX | Texas City Power Plant | 52088 | GEN4 | 0 | OP | CT | NG | 103 | 0.341 | 307362 | 116689 | EIA-923 Generator File | 1987 |  | 0 | 0 | 0 | 0 | 0 | 0 | 0 | 0 | 0 | 0 | 0 | 103 | 0 | 0 | 0 | 0 | 0 | 0 | 0 | 0 | 0 | 0 | 0 | 0 | 0 | 0 | 0 | 0 | 0 | 0
935 | 24872 | 2018 | TX | Texas Petrochemicals | 50229 | TG2 | 1 | OP | ST | NG | 35 | 0.757 | 232244 | 95510 | EIA-923 Generator File | 1972 |  | 0 | 0 | 0 | 0 | 0 | 0 | 0 | 0 | 0 | 0 | 0 | 35 | 0 | 0 | 0 | 0 | 0 | 0 | 0 | 0 | 0 | 0 | 0 | 0 | 0 | 0 | 0 | 0 | 0 | 0
936 | 24877 | 2018 | TX | The Methodist Hospital, Gas Turbine | 59381 | GT-1 | 0 | OP | GT | NG | 5 | 0.649 | 28434 | 14298 | Distributed from 923 Generation And Fuel | 2010 |  | 0 | 0 | 0 | 0 | 0 | 0 | 0 | 0 | 0 | 0 | 0 | 5 | 0 | 0 | 0 | 0 | 0 | 0 | 0 | 0 | 0 | 0 | 0 | 0 | 0 | 0 | 0 | 0 | 0 | 0
937 | 24878 | 2018 | TX | Thomas C Ferguson | 4937 | CT-1 | 0 | OP | CT | NG | 185.3 | 0.597 | 969388 | 466835 | EIA-923 Generator File | 2014 |  | 0 | 0 | 0 | 0 | 0 | 0 | 0 | 0 | 0 | 0 | 0 | 185.3 | 0 | 0 | 0 | 0 | 0 | 0 | 0 | 0 | 0 | 0 | 0 | 0 | 0 | 0 | 0 | 0 | 0 | 0
938 | 24879 | 2018 | TX | Thomas C Ferguson | 4937 | CT-2 | 0 | OP | CT | NG | 185.3 | 0.596 | 967342 | 481620 | EIA-923 Generator File | 2014 |  | 0 | 0 | 0 | 0 | 0 | 0 | 0 | 0 | 0 | 0 | 0 | 185.3 | 0 | 0 | 0 | 0 | 0 | 0 | 0 | 0 | 0 | 0 | 0 | 0 | 0 | 0 | 0 | 0 | 0 | 0
939 | 24880 | 2018 | TX | Thomas C Ferguson | 4937 | STG | 2 | OP | CA | NG | 204 | 0.643 | 1149410 | 556821 | EIA-923 Generator File | 2014 |  | 0 | 0 | 0 | 0 | 0 | 0 | 0 | 0 | 0 | 0 | 0 | 204 | 0 | 0 | 0 | 0 | 0 | 0 | 0 | 0 | 0 | 0 | 0 | 0 | 0 | 0 | 0 | 0 | 0 | 0
940 | 24882 | 2018 | TX | Ticona Polymers Inc | 10243 | GEN5 | 0 | OP | GT | NG | 44.2 | 0.531 | 205450 | 103309 | Distributed from 923 Generation And Fuel | 1989 |  | 0 | 0 | 0 | 0 | 0 | 0 | 0 | 0 | 0 | 0 | 0 | 44.2 | 0 | 0 | 0 | 0 | 0 | 0 | 0 | 0 | 0 | 0 | 0 | 0 | 0 | 0 | 0 | 0 | 0 | 0
941 | 24887 | 2018 | TX | Toledo Bend | 6595 | 1 | 0 | OP | HY | WAT | 40.5 | 0.287 | 101986.5 | 43338.5 | Distributed from 923 Generation And Fuel | 1969 |  | 0 | 0 | 0 | 0 | 0 | 0 | 0 | 0 | 0 | 0 | 0 | 0 | 0 | 0 | 0 | 0 | 0 | 0 | 0 | 0 | 0 | 0 | 0 | 0 | 40.5 | 0 | 0 | 0 | 0 | 0
942 | 24888 | 2018 | TX | Toledo Bend | 6595 | 2 | 0 | OP | HY | WAT | 40.5 | 0.287 | 101986.5 | 43338.5 | Distributed from 923 Generation And Fuel | 1969 |  | 0 | 0 | 0 | 0 | 0 | 0 | 0 | 0 | 0 | 0 | 0 | 0 | 0 | 0 | 0 | 0 | 0 | 0 | 0 | 0 | 0 | 0 | 0 | 0 | 40.5 | 0 | 0 | 0 | 0 | 0
943 | 24889 | 2018 | TX | Tolk | 6194 | 1 | 1 | OP | ST | SUB | 567.9 | 0.42 | 2089156 | 990445 | EIA-923 Generator File | 1982 | 2037 | 0 | 0 | 0 | 0 | 0 | 0 | 0 | 0 | 0 | 0 | 0 | 0 | 0 | 0 | 0 | 0 | 0 | 0 | 0 | 0 | 0 | 0 | 567.9 | 0 | 0 | 0 | 0 | 0 | 0 | 0
944 | 24890 | 2018 | TX | Tolk | 6194 | 2 | 1 | OP | ST | SUB | 567.9 | 0.346 | 1720904 | 876596 | EIA-923 Generator File | 1985 | 2037 | 0 | 0 | 0 | 0 | 0 | 0 | 0 | 0 | 0 | 0 | 0 | 0 | 0 | 0 | 0 | 0 | 0 | 0 | 0 | 0 | 0 | 0 | 567.9 | 0 | 0 | 0 | 0 | 0 | 0 | 0
945 | 24892 | 2018 | TX | Toyota HQ Plan | 61895 | TOYHQ | 0 | OP | PV | SUN | 7.7 | 0.157 | 10611 | 5059 | Distributed from 923 Generation And Fuel | 2017 |  | 0 | 0 | 0 | 0 | 0 | 0 | 0 | 0 | 0 | 0 | 0 | 0 | 0 | 0 | 0 | 0 | 0 | 0 | 0 | 0 | 0 | 0 | 0 | 7.7 | 0 | 0 | 0 | 0 | 0 | 0
946 | 24893 | 2018 | TX | TP 4 | 3586 | 1 | 0 | OP | HY | WAT | 2.4 | 0.367 | 7709 | 3276 | Distributed from 923 Generation And Fuel | 1932 |  | 0 | 0 | 0 | 0 | 0 | 0 | 0 | 0 | 0 | 0 | 0 | 0 | 0 | 0 | 0 | 0 | 0 | 0 | 0 | 0 | 0 | 0 | 0 | 0 | 2.4 | 0 | 0 | 0 | 0 | 0
947 | 24896 | 2018 | TX | Trent Wind Farm LP | 55968 | WTG1 | 0 | OP | WT | WND | 152 | 0.275 | 366325 | 146139 | Distributed from 923 Generation And Fuel | 2001 |  | 0 | 0 | 0 | 0 | 0 | 0 | 0 | 0 | 0 | 0 | 0 | 0 | 0 | 0 | 0 | 0 | 0 | 0 | 0 | 0 | 0 | 0 | 0 | 0 | 0 | 0 | 0 | 0 | 0 | 152
948 | 24897 | 2018 | TX | Trinidad (TX) | 3507 | 6 | 1 | OP | ST | NG | 239.3 | 0.019 | 40262 | 31521 | EIA-923 Generator File | 1965 |  | 0 | 0 | 0 | 0 | 0 | 0 | 0 | 0 | 0 | 0 | 0 | 239.3 | 0 | 0 | 0 | 0 | 0 | 0 | 0 | 0 | 0 | 0 | 0 | 0 | 0 | 0 | 0 | 0 | 0 | 0
949 | 24898 | 2018 | TX | Trinidad (TX) | 3507 | D1 | 0 | OP | IC | DFO | 2 | 0 | 1.5 | 0 | Distributed from 923 Generation And Fuel | 1966 |  | 0 | 0 | 0 | 0 | 2 | 0 | 0 | 0 | 0 | 0 | 0 | 0 | 0 | 0 | 0 | 0 | 0 | 0 | 0 | 0 | 0 | 0 | 0 | 0 | 0 | 0 | 0 | 0 | 0 | 0
950 | 24899 | 2018 | TX | Trinidad (TX) | 3507 | D2 | 0 | OP | IC | DFO | 2 | 0 | 1.5 | 0 | Distributed from 923 Generation And Fuel | 1966 |  | 0 | 0 | 0 | 0 | 2 | 0 | 0 | 0 | 0 | 0 | 0 | 0 | 0 | 0 | 0 | 0 | 0 | 0 | 0 | 0 | 0 | 0 | 0 | 0 | 0 | 0 | 0 | 0 | 0 | 0
951 | 24900 | 2018 | TX | Trinity Hills | 57520 | 1 | 0 | OP | WT | WND | 225 | 0.265 | 522869 | 190980 | Distributed from 923 Generation And Fuel | 2011 |  | 0 | 0 | 0 | 0 | 0 | 0 | 0 | 0 | 0 | 0 | 0 | 0 | 0 | 0 | 0 | 0 | 0 | 0 | 0 | 0 | 0 | 0 | 0 | 0 | 0 | 0 | 0 | 0 | 0 | 225
952 | 24902 | 2018 | TX | Turkey Track Wind Energy LLC | 56774 | 1 | 0 | OP | WT | WND | 169.5 | 0.333 | 494971 | 197460 | Distributed from 923 Generation And Fuel | 2008 |  | 0 | 0 | 0 | 0 | 0 | 0 | 0 | 0 | 0 | 0 | 0 | 0 | 0 | 0 | 0 | 0 | 0 | 0 | 0 | 0 | 0 | 0 | 0 | 0 | 0 | 0 | 0 | 0 | 0 | 169.5
953 | 24903 | 2018 | TX | TX Hereford Wind | 58773 | GEN1 | 0 | OP | WT | WND | 200 | 0.448 | 784380 | 304566 | Distributed from 923 Generation And Fuel | 2014 |  | 0 | 0 | 0 | 0 | 0 | 0 | 0 | 0 | 0 | 0 | 0 | 0 | 0 | 0 | 0 | 0 | 0 | 0 | 0 | 0 | 0 | 0 | 0 | 0 | 0 | 0 | 0 | 0 | 0 | 200
954 | 24904 | 2018 | TX | TX Jumbo Road Wind | 59621 | JRWND | 0 | OP | WT | WND | 299.7 | 0.392 | 1028254 | 393053 | Distributed from 923 Generation And Fuel | 2015 |  | 0 | 0 | 0 | 0 | 0 | 0 | 0 | 0 | 0 | 0 | 0 | 0 | 0 | 0 | 0 | 0 | 0 | 0 | 0 | 0 | 0 | 0 | 0 | 0 | 0 | 0 | 0 | 0 | 0 | 299.7
955 | 24911 | 2018 | TX | Ty Cooke | 3602 | GT2 | 0 | OP | GT | NG | 18.5 | 0.026 | 4188.765 | 2106.259 | Distributed from 923 Generation And Fuel | 1971 |  | 0 | 0 | 0 | 0 | 0 | 0 | 0 | 0 | 0 | 0 | 0 | 18.5 | 0 | 0 | 0 | 0 | 0 | 0 | 0 | 0 | 0 | 0 | 0 | 0 | 0 | 0 | 0 | 0 | 0 | 0
956 | 24914 | 2018 | TX | Tyler Bluff Wind Project, LLC | 60502 | GEN1 | 0 | OP | WT | WND | 125.6 | 0.36 | 396150 | 143492 | Distributed from 923 Generation And Fuel | 2016 |  | 0 | 0 | 0 | 0 | 0 | 0 | 0 | 0 | 0 | 0 | 0 | 0 | 0 | 0 | 0 | 0 | 0 | 0 | 0 | 0 | 0 | 0 | 0 | 0 | 0 | 0 | 0 | 0 | 0 | 125.6
957 | 24915 | 2018 | TX | UL Advanced Wind Turbine Test Facility | 61589 | MT-1 | 0 | OP | WT | WND | 0.1 | 0.094 | 81.971 | 37.114 | Distributed from 923 Generation And Fuel | 2016 |  | 0 | 0 | 0 | 0 | 0 | 0 | 0 | 0 | 0 | 0 | 0 | 0 | 0 | 0 | 0 | 0 | 0 | 0 | 0 | 0 | 0 | 0 | 0 | 0 | 0 | 0 | 0 | 0 | 0 | 0.1
958 | 24916 | 2018 | TX | UL Advanced Wind Turbine Test Facility | 61589 | UT-1 | 0 | OP | WT | WND | 3.4 | 0.094 | 2787.029 | 1261.886 | Distributed from 923 Generation And Fuel | 2018 |  | 0 | 0 | 0 | 0 | 0 | 0 | 0 | 0 | 0 | 0 | 0 | 0 | 0 | 0 | 0 | 0 | 0 | 0 | 0 | 0 | 0 | 0 | 0 | 0 | 0 | 0 | 0 | 0 | 0 | 3.4
959 | 24917 | 2018 | TX | Union Carbide Seadrift Cogen | 50150 | GE10 | 3 | OP | CA | NG | 15 | 0.554 | 72840.21 | 36256.66 | EIA-923 Generator File | 1964 |  | 0 | 0 | 0 | 0 | 0 | 0 | 0 | 0 | 0 | 0 | 0 | 15 | 0 | 0 | 0 | 0 | 0 | 0 | 0 | 0 | 0 | 0 | 0 | 0 | 0 | 0 | 0 | 0 | 0 | 0
960 | 24918 | 2018 | TX | Union Carbide Seadrift Cogen | 50150 | GE11 | 0 | OP | CT | NG | 35 | 0.591 | 181178.54 | 102856.86 | EIA-923 Generator File | 2000 |  | 0 | 0 | 0 | 0 | 0 | 0 | 0 | 0 | 0 | 0 | 0 | 35 | 0 | 0 | 0 | 0 | 0 | 0 | 0 | 0 | 0 | 0 | 0 | 0 | 0 | 0 | 0 | 0 | 0 | 0
961 | 24919 | 2018 | TX | Union Carbide Seadrift Cogen | 50150 | GEN5 | 3 | OP | CA | NG | 15 | 0.601 | 78943.45 | 40672.1 | EIA-923 Generator File | 1987 |  | 0 | 0 | 0 | 0 | 0 | 0 | 0 | 0 | 0 | 0 | 0 | 15 | 0 | 0 | 0 | 0 | 0 | 0 | 0 | 0 | 0 | 0 | 0 | 0 | 0 | 0 | 0 | 0 | 0 | 0
962 | 24920 | 2018 | TX | Union Carbide Seadrift Cogen | 50150 | GEN6 | 0 | OP | CT | NG | 35 | 0.673 | 206435.4 | 57590.84 | EIA-923 Generator File | 1987 |  | 0 | 0 | 0 | 0 | 0 | 0 | 0 | 0 | 0 | 0 | 0 | 35 | 0 | 0 | 0 | 0 | 0 | 0 | 0 | 0 | 0 | 0 | 0 | 0 | 0 | 0 | 0 | 0 | 0 | 0
963 | 24921 | 2018 | TX | Union Carbide Seadrift Cogen | 50150 | GEN7 | 2 | OP | CA | NG | 6 | 0.178 | 9374.08 | 7127.56 | EIA-923 Generator File | 1987 |  | 0 | 0 | 0 | 0 | 0 | 0 | 0 | 0 | 0 | 0 | 0 | 6 | 0 | 0 | 0 | 0 | 0 | 0 | 0 | 0 | 0 | 0 | 0 | 0 | 0 | 0 | 0 | 0 | 0 | 0
964 | 24922 | 2018 | TX | Union Carbide Seadrift Cogen | 50150 | GEN8 | 0 | OP | CT | NG | 35 | 0.687 | 210695.64 | 105021.9 | EIA-923 Generator File | 1987 |  | 0 | 0 | 0 | 0 | 0 | 0 | 0 | 0 | 0 | 0 | 0 | 35 | 0 | 0 | 0 | 0 | 0 | 0 | 0 | 0 | 0 | 0 | 0 | 0 | 0 | 0 | 0 | 0 | 0 | 0
965 | 24923 | 2018 | TX | Union Carbide Seadrift Cogen | 50150 | GEN9 | 3 | OP | CA | NG | 15 | 0.417 | 54859.32 | 34008.2 | EIA-923 Generator File | 1987 |  | 0 | 0 | 0 | 0 | 0 | 0 | 0 | 0 | 0 | 0 | 0 | 15 | 0 | 0 | 0 | 0 | 0 | 0 | 0 | 0 | 0 | 0 | 0 | 0 | 0 | 0 | 0 | 0 | 0 | 0
966 | 24929 | 2018 | TX | Upton County Solar | 60581 | UCTX | 0 | OP | PV | SUN | 150 | 0.303 | 397803 | 200492 | Distributed from 923 Generation And Fuel | 2017 |  | 0 | 0 | 0 | 0 | 0 | 0 | 0 | 0 | 0 | 0 | 0 | 0 | 0 | 0 | 0 | 0 | 0 | 0 | 0 | 0 | 0 | 0 | 0 | 150 | 0 | 0 | 0 | 0 | 0 | 0
967 | 24930 | 2018 | TX | V H Braunig | 3612 | 1 | 1 | OP | ST | NG | 225 | 0.039 | 76562 | 76599 | EIA-923 Generator File | 1966 | 2024 | 0 | 0 | 0 | 0 | 0 | 0 | 0 | 0 | 0 | 0 | 0 | 225 | 0 | 0 | 0 | 0 | 0 | 0 | 0 | 0 | 0 | 0 | 0 | 0 | 0 | 0 | 0 | 0 | 0 | 0
968 | 24931 | 2018 | TX | V H Braunig | 3612 | 2 | 1 | OP | ST | NG | 252 | 0.024 | 52631 | 54291 | EIA-923 Generator File | 1968 | 2024 | 0 | 0 | 0 | 0 | 0 | 0 | 0 | 0 | 0 | 0 | 0 | 252 | 0 | 0 | 0 | 0 | 0 | 0 | 0 | 0 | 0 | 0 | 0 | 0 | 0 | 0 | 0 | 0 | 0 | 0
969 | 24932 | 2018 | TX | V H Braunig | 3612 | 3 | 1 | OP | ST | NG | 417 | 0.078 | 284190 | 257187 | EIA-923 Generator File | 1970 | 2024 | 0 | 0 | 0 | 0 | 0 | 0 | 0 | 0 | 0 | 0 | 0 | 417 | 0 | 0 | 0 | 0 | 0 | 0 | 0 | 0 | 0 | 0 | 0 | 0 | 0 | 0 | 0 | 0 | 0 | 0
970 | 24933 | 2018 | TX | V H Braunig | 3612 | 5 | 0 | OP | GT | NG | 61 | 0.077 | 40931.75 | 20755 | Distributed from 923 Generation And Fuel | 2010 |  | 0 | 0 | 0 | 0 | 0 | 0 | 0 | 0 | 0 | 0 | 0 | 61 | 0 | 0 | 0 | 0 | 0 | 0 | 0 | 0 | 0 | 0 | 0 | 0 | 0 | 0 | 0 | 0 | 0 | 0
971 | 24934 | 2018 | TX | V H Braunig | 3612 | 6 | 0 | OP | GT | NG | 61 | 0.077 | 40931.75 | 20755 | Distributed from 923 Generation And Fuel | 2010 |  | 0 | 0 | 0 | 0 | 0 | 0 | 0 | 0 | 0 | 0 | 0 | 61 | 0 | 0 | 0 | 0 | 0 | 0 | 0 | 0 | 0 | 0 | 0 | 0 | 0 | 0 | 0 | 0 | 0 | 0
972 | 24935 | 2018 | TX | V H Braunig | 3612 | 7 | 0 | OP | GT | NG | 61 | 0.077 | 40931.75 | 20755 | Distributed from 923 Generation And Fuel | 2010 |  | 0 | 0 | 0 | 0 | 0 | 0 | 0 | 0 | 0 | 0 | 0 | 61 | 0 | 0 | 0 | 0 | 0 | 0 | 0 | 0 | 0 | 0 | 0 | 0 | 0 | 0 | 0 | 0 | 0 | 0
973 | 24936 | 2018 | TX | V H Braunig | 3612 | 8 | 0 | OP | GT | NG | 61 | 0.077 | 40931.75 | 20755 | Distributed from 923 Generation And Fuel | 2010 |  | 0 | 0 | 0 | 0 | 0 | 0 | 0 | 0 | 0 | 0 | 0 | 61 | 0 | 0 | 0 | 0 | 0 | 0 | 0 | 0 | 0 | 0 | 0 | 0 | 0 | 0 | 0 | 0 | 0 | 0
974 | 24937 | 2018 | TX | V H Braunig | 3612 | 1 | 0 | OP | CT | NG | 187.5 | 0.631 | 1036733 | 480826 | EIA-923 Generator File | 2000 |  | 0 | 0 | 0 | 0 | 0 | 0 | 0 | 0 | 0 | 0 | 0 | 187.5 | 0 | 0 | 0 | 0 | 0 | 0 | 0 | 0 | 0 | 0 | 0 | 0 | 0 | 0 | 0 | 0 | 0 | 0
975 | 24938 | 2018 | TX | V H Braunig | 3612 | 2 | 0 | OP | CT | NG | 187.5 | 0.603 | 989770 | 492107 | EIA-923 Generator File | 2000 |  | 0 | 0 | 0 | 0 | 0 | 0 | 0 | 0 | 0 | 0 | 0 | 187.5 | 0 | 0 | 0 | 0 | 0 | 0 | 0 | 0 | 0 | 0 | 0 | 0 | 0 | 0 | 0 | 0 | 0 | 0
976 | 24939 | 2018 | TX | V H Braunig | 3612 | 3 | 2 | OP | CA | NG | 200 | 0.675 | 1183194 | 569153 | EIA-923 Generator File | 2000 |  | 0 | 0 | 0 | 0 | 0 | 0 | 0 | 0 | 0 | 0 | 0 | 200 | 0 | 0 | 0 | 0 | 0 | 0 | 0 | 0 | 0 | 0 | 0 | 0 | 0 | 0 | 0 | 0 | 0 | 0
977 | 24942 | 2018 | TX | Valero Refinery Corpus Christi West | 50121 | PRU | 1 | OP | ST | WH | 12 | 0 | 18 | 11 | Distributed from 923 Generation And Fuel | 1983 |  | 0 | 0 | 0 | 0 | 0 | 0 | 0 | 0 | 0 | 0 | 0 | 0 | 0 | 0 | 0 | 0 | 0 | 0 | 0 | 0 | 0 | 0 | 0 | 0 | 0 | 0 | 0 | 0 | 12 | 0
978 | 24943 | 2018 | TX | Valero Refinery Corpus Christi West | 50121 | TG1 | 1 | OP | ST | PC | 28.6 | 0.321 | 80388 | 28963 | EIA-923 Generator File | 1983 |  | 0 | 0 | 0 | 0 | 0 | 0 | 0 | 0 | 0 | 0 | 0 | 0 | 0 | 0 | 0 | 0 | 0 | 28.6 | 0 | 0 | 0 | 0 | 0 | 0 | 0 | 0 | 0 | 0 | 0 | 0
979 | 24944 | 2018 | TX | Valero Refinery Corpus Christi West | 50121 | TG2 | 1 | OP | ST | PC | 28.6 | 0.326 | 81737 | 45822 | EIA-923 Generator File | 1983 |  | 0 | 0 | 0 | 0 | 0 | 0 | 0 | 0 | 0 | 0 | 0 | 0 | 0 | 0 | 0 | 0 | 0 | 28.6 | 0 | 0 | 0 | 0 | 0 | 0 | 0 | 0 | 0 | 0 | 0 | 0
980 | 24949 | 2018 | TX | Victoria | 3443 | 5 | 1 | OP | CA | NG | 180 | 0.25 | 394300 | 261704 | EIA-923 Generator File | 1963 |  | 0 | 0 | 0 | 0 | 0 | 0 | 0 | 0 | 0 | 0 | 0 | 180 | 0 | 0 | 0 | 0 | 0 | 0 | 0 | 0 | 0 | 0 | 0 | 0 | 0 | 0 | 0 | 0 | 0 | 0
981 | 24950 | 2018 | TX | Victoria | 3443 | 7 | 0 | OP | CT | NG | 196.9 | 0.367 | 633301 | 397862 | EIA-923 Generator File | 2009 |  | 0 | 0 | 0 | 0 | 0 | 0 | 0 | 0 | 0 | 0 | 0 | 196.9 | 0 | 0 | 0 | 0 | 0 | 0 | 0 | 0 | 0 | 0 | 0 | 0 | 0 | 0 | 0 | 0 | 0 | 0
982 | 24959 | 2018 | TX | Victoria Texas Plant | 10790 | GEN1 | 0 | OP | GT | NG | 102.4 | 0.656 | 588842 | 296094 | Distributed from 923 Generation And Fuel | 1987 |  | 0 | 0 | 0 | 0 | 0 | 0 | 0 | 0 | 0 | 0 | 0 | 102.4 | 0 | 0 | 0 | 0 | 0 | 0 | 0 | 0 | 0 | 0 | 0 | 0 | 0 | 0 | 0 | 0 | 0 | 0
983 | 24962 | 2018 | TX | Village Creek Water Reclamation Facility | 54520 | TG1 | 0 | OP | GT | OBG | 5.3 | 0.36 | 16715 | 6399.5 | Distributed from 923 Generation And Fuel | 2001 |  | 0 | 0 | 0 | 0 | 0 | 0 | 0 | 0 | 0 | 0 | 0 | 0 | 0 | 5.3 | 0 | 0 | 0 | 0 | 0 | 0 | 0 | 0 | 0 | 0 | 0 | 0 | 0 | 0 | 0 | 0
984 | 24963 | 2018 | TX | Village Creek Water Reclamation Facility | 54520 | TG2 | 0 | OP | GT | OBG | 5.3 | 0.36 | 16715 | 6399.5 | Distributed from 923 Generation And Fuel | 2001 |  | 0 | 0 | 0 | 0 | 0 | 0 | 0 | 0 | 0 | 0 | 0 | 0 | 0 | 5.3 | 0 | 0 | 0 | 0 | 0 | 0 | 0 | 0 | 0 | 0 | 0 | 0 | 0 | 0 | 0 | 0
985 | 24965 | 2018 | TX | W A Parish | 3470 | 1 | 1 | OP | ST | NG | 187.8 | 0.062 | 102154 | 90227 | EIA-923 Generator File | 1958 |  | 0 | 0 | 0 | 0 | 0 | 0 | 0 | 0 | 0 | 0 | 0 | 187.8 | 0 | 0 | 0 | 0 | 0 | 0 | 0 | 0 | 0 | 0 | 0 | 0 | 0 | 0 | 0 | 0 | 0 | 0
986 | 24966 | 2018 | TX | W A Parish | 3470 | 2 | 1 | OP | ST | NG | 187.8 | 0.045 | 73328 | 67544 | EIA-923 Generator File | 1958 |  | 0 | 0 | 0 | 0 | 0 | 0 | 0 | 0 | 0 | 0 | 0 | 187.8 | 0 | 0 | 0 | 0 | 0 | 0 | 0 | 0 | 0 | 0 | 0 | 0 | 0 | 0 | 0 | 0 | 0 | 0
987 | 24967 | 2018 | TX | W A Parish | 3470 | 3 | 1 | OP | ST | NG | 299.2 | 0.06 | 156270 | 140069 | EIA-923 Generator File | 1961 |  | 0 | 0 | 0 | 0 | 0 | 0 | 0 | 0 | 0 | 0 | 0 | 299.2 | 0 | 0 | 0 | 0 | 0 | 0 | 0 | 0 | 0 | 0 | 0 | 0 | 0 | 0 | 0 | 0 | 0 | 0
988 | 24968 | 2018 | TX | W A Parish | 3470 | 4 | 1 | OP | ST | NG | 580.5 | 0.059 | 301641 | 250129 | EIA-923 Generator File | 1968 |  | 0 | 0 | 0 | 0 | 0 | 0 | 0 | 0 | 0 | 0 | 0 | 580.5 | 0 | 0 | 0 | 0 | 0 | 0 | 0 | 0 | 0 | 0 | 0 | 0 | 0 | 0 | 0 | 0 | 0 | 0
989 | 24969 | 2018 | TX | W A Parish | 3470 | 5 | 1 | OP | ST | SUB | 734.1 | 0.671 | 4316462 | 1966907 | EIA-923 Generator File | 1977 |  | 0 | 0 | 0 | 0 | 0 | 0 | 0 | 0 | 0 | 0 | 0 | 0 | 0 | 0 | 0 | 0 | 0 | 0 | 0 | 0 | 0 | 0 | 734.1 | 0 | 0 | 0 | 0 | 0 | 0 | 0
990 | 24970 | 2018 | TX | W A Parish | 3470 | 6 | 1 | OP | ST | SUB | 734.1 | 0.557 | 3583770 | 1815916 | EIA-923 Generator File | 1978 |  | 0 | 0 | 0 | 0 | 0 | 0 | 0 | 0 | 0 | 0 | 0 | 0 | 0 | 0 | 0 | 0 | 0 | 0 | 0 | 0 | 0 | 0 | 734.1 | 0 | 0 | 0 | 0 | 0 | 0 | 0
991 | 24971 | 2018 | TX | W A Parish | 3470 | 7 | 1 | OP | ST | SUB | 614.6 | 0.699 | 3762916 | 1682256 | EIA-923 Generator File | 1980 |  | 0 | 0 | 0 | 0 | 0 | 0 | 0 | 0 | 0 | 0 | 0 | 0 | 0 | 0 | 0 | 0 | 0 | 0 | 0 | 0 | 0 | 0 | 614.6 | 0 | 0 | 0 | 0 | 0 | 0 | 0
992 | 24972 | 2018 | TX | W A Parish | 3470 | 8 | 1 | OP | ST | SUB | 654 | 0.62 | 3553690 | 1693949 | EIA-923 Generator File | 1982 |  | 0 | 0 | 0 | 0 | 0 | 0 | 0 | 0 | 0 | 0 | 0 | 0 | 0 | 0 | 0 | 0 | 0 | 0 | 0 | 0 | 0 | 0 | 654 | 0 | 0 | 0 | 0 | 0 | 0 | 0
993 | 24973 | 2018 | TX | W A Parish | 3470 | GT1 | 0 | OP | GT | NG | 16.3 | 0.002 | 290 | 232 | Distributed from 923 Generation And Fuel | 1967 |  | 0 | 0 | 0 | 0 | 0 | 0 | 0 | 0 | 0 | 0 | 0 | 16.3 | 0 | 0 | 0 | 0 | 0 | 0 | 0 | 0 | 0 | 0 | 0 | 0 | 0 | 0 | 0 | 0 | 0 | 0
994 | 24978 | 2018 | TX | W.A. Parish Carbon Capture Plant | 58378 | GT2 | 0 | OP | GT | NG | 102.7 | 0.307 | 276596 | 139084 | Distributed from 923 Generation And Fuel | 2013 |  | 0 | 0 | 0 | 0 | 0 | 0 | 0 | 0 | 0 | 0 | 0 | 102.7 | 0 | 0 | 0 | 0 | 0 | 0 | 0 | 0 | 0 | 0 | 0 | 0 | 0 | 0 | 0 | 0 | 0 | 0
995 | 24979 | 2018 | TX | Wake Wind Energy Center | 58766 | 1 | 0 | OP | WT | WND | 257 | 0.3 | 676060.801 | 269702.099 | Distributed from 923 Generation And Fuel | 2016 |  | 0 | 0 | 0 | 0 | 0 | 0 | 0 | 0 | 0 | 0 | 0 | 0 | 0 | 0 | 0 | 0 | 0 | 0 | 0 | 0 | 0 | 0 | 0 | 0 | 0 | 0 | 0 | 0 | 0 | 257
996 | 24982 | 2018 | TX | Walnut Springs Solar | 61370 | GEN1 | 0 | OP | PV | SUN | 5 | 0.273 | 11963 | 5703 | Distributed from 923 Generation And Fuel | 2016 |  | 0 | 0 | 0 | 0 | 0 | 0 | 0 | 0 | 0 | 0 | 0 | 0 | 0 | 0 | 0 | 0 | 0 | 0 | 0 | 0 | 0 | 0 | 0 | 5 | 0 | 0 | 0 | 0 | 0 | 0
997 | 24983 | 2018 | TX | Wasson CO2 Removal Plant | 52122 | GEN1 | 0 | OP | GT | NG | 23.4 | 0.795 | 162862 | 81894 | Distributed from 923 Generation And Fuel | 1988 |  | 0 | 0 | 0 | 0 | 0 | 0 | 0 | 0 | 0 | 0 | 0 | 23.4 | 0 | 0 | 0 | 0 | 0 | 0 | 0 | 0 | 0 | 0 | 0 | 0 | 0 | 0 | 0 | 0 | 0 | 0
998 | 24985 | 2018 | TX | Webberville Solar Project | 57699 | AES1 | 0 | OP | PV | SUN | 30 | 0.218 | 57220 | 27278 | Distributed from 923 Generation And Fuel | 2011 |  | 0 | 0 | 0 | 0 | 0 | 0 | 0 | 0 | 0 | 0 | 0 | 0 | 0 | 0 | 0 | 0 | 0 | 0 | 0 | 0 | 0 | 0 | 0 | 30 | 0 | 0 | 0 | 0 | 0 | 0
999 | 24988 | 2018 | TX | Welsh | 6139 | 1 | 1 | OP | ST | SUB | 558 | 0.578 | 2825442 | 1038718 | EIA-923 Generator File | 1977 |  | 0 | 0 | 0 | 0 | 0 | 0 | 0 | 0 | 0 | 0 | 0 | 0 | 0 | 0 | 0 | 0 | 0 | 0 | 0 | 0 | 0 | 0 | 558 | 0 | 0 | 0 | 0 | 0 | 0 | 0
1000 | 24989 | 2018 | TX | Welsh | 6139 | 3 | 1 | OP | ST | SUB | 558 | 0.538 | 2631148 | 1262691 | EIA-923 Generator File | 1982 |  | 0 | 0 | 0 | 0 | 0 | 0 | 0 | 0 | 0 | 0 | 0 | 0 | 0 | 0 | 0 | 0 | 0 | 0 | 0 | 0 | 0 | 0 | 558 | 0 | 0 | 0 | 0 | 0 | 0 | 0
1001 | 24992 | 2018 | TX | West Moore Solar II | 61625 | GEN1 | 0 | OP | PV | SUN | 5 | 0 | 0 | 0 | Distributed from 923 Generation And Fuel | 2018 |  | 0 | 0 | 0 | 0 | 0 | 0 | 0 | 0 | 0 | 0 | 0 | 0 | 0 | 0 | 0 | 0 | 0 | 0 | 0 | 0 | 0 | 0 | 0 | 5 | 0 | 0 | 0 | 0 | 0 | 0
1002 | 24995 | 2018 | TX | West Texas Wind Energy LLC | 55367 | 01 | 0 | OP | WT | WND | 75 | 0.18 | 118003 | 47075 | Distributed from 923 Generation And Fuel | 1999 | 2019 | 0 | 0 | 0 | 0 | 0 | 0 | 0 | 0 | 0 | 0 | 0 | 0 | 0 | 0 | 0 | 0 | 0 | 0 | 0 | 0 | 0 | 0 | 0 | 0 | 0 | 0 | 0 | 0 | 0 | 75
1003 | 24997 | 2018 | TX | WestRock (TX) | 50101 | GEN1 | 7 | OP | ST | BLQ | 7.5 | 0.978 | 64262 | 30148 | EIA-923 Generator File | 1954 |  | 0 | 0 | 0 | 7.5 | 0 | 0 | 0 | 0 | 0 | 0 | 0 | 0 | 0 | 0 | 0 | 0 | 0 | 0 | 0 | 0 | 0 | 0 | 0 | 0 | 0 | 0 | 0 | 0 | 0 | 0
1004 | 24998 | 2018 | TX | WestRock (TX) | 50101 | GEN2 | 7 | OP | ST | BLQ | 32.6 | 0.8 | 228441 | 105386 | EIA-923 Generator File | 1965 |  | 0 | 0 | 0 | 32.6 | 0 | 0 | 0 | 0 | 0 | 0 | 0 | 0 | 0 | 0 | 0 | 0 | 0 | 0 | 0 | 0 | 0 | 0 | 0 | 0 | 0 | 0 | 0 | 0 | 0 | 0
1005 | 24999 | 2018 | TX | WestRock (TX) | 50101 | GEN3 | 7 | OP | ST | BLQ | 17.6 | 0.953 | 146975 | 62697 | EIA-923 Generator File | 1986 |  | 0 | 0 | 0 | 17.6 | 0 | 0 | 0 | 0 | 0 | 0 | 0 | 0 | 0 | 0 | 0 | 0 | 0 | 0 | 0 | 0 | 0 | 0 | 0 | 0 | 0 | 0 | 0 | 0 | 0 | 0
1006 | 25000 | 2018 | TX | Westside Landfill Gas Recovery | 57020 | GEN1 | 0 | OP | IC | LFG | 1.6 | 0.702 | 9833.667 | 3945.333 | Distributed from 923 Generation And Fuel | 2010 |  | 0 | 0 | 0 | 0 | 0 | 0 | 0 | 1.6 | 0 | 0 | 0 | 0 | 0 | 0 | 0 | 0 | 0 | 0 | 0 | 0 | 0 | 0 | 0 | 0 | 0 | 0 | 0 | 0 | 0 | 0
1007 | 25001 | 2018 | TX | Westside Landfill Gas Recovery | 57020 | GEN2 | 0 | OP | IC | LFG | 1.6 | 0.702 | 9833.667 | 3945.333 | Distributed from 923 Generation And Fuel | 2010 |  | 0 | 0 | 0 | 0 | 0 | 0 | 0 | 1.6 | 0 | 0 | 0 | 0 | 0 | 0 | 0 | 0 | 0 | 0 | 0 | 0 | 0 | 0 | 0 | 0 | 0 | 0 | 0 | 0 | 0 | 0
1008 | 25002 | 2018 | TX | Westside Landfill Gas Recovery | 57020 | GEN3 | 0 | OP | IC | LFG | 1.6 | 0.702 | 9833.667 | 3945.333 | Distributed from 923 Generation And Fuel | 2010 |  | 0 | 0 | 0 | 0 | 0 | 0 | 0 | 1.6 | 0 | 0 | 0 | 0 | 0 | 0 | 0 | 0 | 0 | 0 | 0 | 0 | 0 | 0 | 0 | 0 | 0 | 0 | 0 | 0 | 0 | 0
1009 | 25003 | 2018 | TX | Whirlwind Energy Center | 56673 | WEC | 0 | OP | WT | WND | 59.8 | 0.252 | 131907 | 52622 | Distributed from 923 Generation And Fuel | 2007 |  | 0 | 0 | 0 | 0 | 0 | 0 | 0 | 0 | 0 | 0 | 0 | 0 | 0 | 0 | 0 | 0 | 0 | 0 | 0 | 0 | 0 | 0 | 0 | 0 | 0 | 0 | 0 | 0 | 0 | 59.8
1010 | 25005 | 2018 | TX | Whitesboro Solar | 61410 | GEN1 | 0 | OP | PV | SUN | 5 | 0.229 | 10052 | 4792 | Distributed from 923 Generation And Fuel | 2017 |  | 0 | 0 | 0 | 0 | 0 | 0 | 0 | 0 | 0 | 0 | 0 | 0 | 0 | 0 | 0 | 0 | 0 | 0 | 0 | 0 | 0 | 0 | 0 | 5 | 0 | 0 | 0 | 0 | 0 | 0
1011 | 25006 | 2018 | TX | Whitesboro Solar II | 61411 | GEN1 | 0 | OP | PV | SUN | 5 | 0.226 | 9894 | 4717 | Distributed from 923 Generation And Fuel | 2017 |  | 0 | 0 | 0 | 0 | 0 | 0 | 0 | 0 | 0 | 0 | 0 | 0 | 0 | 0 | 0 | 0 | 0 | 0 | 0 | 0 | 0 | 0 | 0 | 5 | 0 | 0 | 0 | 0 | 0 | 0
1012 | 25007 | 2018 | TX | Whitetail | 58021 | 1 | 0 | OP | WT | WND | 92 | 0.316 | 254873 | 101677 | Distributed from 923 Generation And Fuel | 2012 |  | 0 | 0 | 0 | 0 | 0 | 0 | 0 | 0 | 0 | 0 | 0 | 0 | 0 | 0 | 0 | 0 | 0 | 0 | 0 | 0 | 0 | 0 | 0 | 0 | 0 | 0 | 0 | 0 | 0 | 92
1013 | 25008 | 2018 | TX | Whitewright Solar | 61524 | GEN1 | 0 | OP | PV | SUN | 10 | 0.233 | 20396 | 9723 | Distributed from 923 Generation And Fuel | 2017 |  | 0 | 0 | 0 | 0 | 0 | 0 | 0 | 0 | 0 | 0 | 0 | 0 | 0 | 0 | 0 | 0 | 0 | 0 | 0 | 0 | 0 | 0 | 0 | 10 | 0 | 0 | 0 | 0 | 0 | 0
1014 | 25009 | 2018 | TX | Whitney | 6414 | 1 | 0 | OP | HY | WAT | 20.9 | 0.194 | 35566.5 | 15114 | Distributed from 923 Generation And Fuel | 1953 |  | 0 | 0 | 0 | 0 | 0 | 0 | 0 | 0 | 0 | 0 | 0 | 0 | 0 | 0 | 0 | 0 | 0 | 0 | 0 | 0 | 0 | 0 | 0 | 0 | 20.9 | 0 | 0 | 0 | 0 | 0
1015 | 25010 | 2018 | TX | Whitney | 6414 | 2 | 0 | OP | HY | WAT | 20.9 | 0.194 | 35566.5 | 15114 | Distributed from 923 Generation And Fuel | 1953 |  | 0 | 0 | 0 | 0 | 0 | 0 | 0 | 0 | 0 | 0 | 0 | 0 | 0 | 0 | 0 | 0 | 0 | 0 | 0 | 0 | 0 | 0 | 0 | 0 | 20.9 | 0 | 0 | 0 | 0 | 0
1016 | 25012 | 2018 | TX | Wildcat Ranch Wind Project | 61674 | WT | 0 | OP | WT | WND | 150 | 0.051 | 66491 | 0 | Distributed from 923 Generation And Fuel | 2018 |  | 0 | 0 | 0 | 0 | 0 | 0 | 0 | 0 | 0 | 0 | 0 | 0 | 0 | 0 | 0 | 0 | 0 | 0 | 0 | 0 | 0 | 0 | 0 | 0 | 0 | 0 | 0 | 0 | 0 | 150
1017 | 25013 | 2018 | TX | Wildorado Wind LLC | 56432 | 1 | 0 | OP | WT | WND | 161 | 0.465 | 656244 | 261797 | Distributed from 923 Generation And Fuel | 2007 |  | 0 | 0 | 0 | 0 | 0 | 0 | 0 | 0 | 0 | 0 | 0 | 0 | 0 | 0 | 0 | 0 | 0 | 0 | 0 | 0 | 0 | 0 | 0 | 0 | 0 | 0 | 0 | 0 | 0 | 161
1018 | 25014 | 2018 | TX | Wilkes | 3478 | 1 | 1 | OP | ST | NG | 180 | 0.153 | 240599 | 91383 | EIA-923 Generator File | 1964 |  | 0 | 0 | 0 | 0 | 0 | 0 | 0 | 0 | 0 | 0 | 0 | 180 | 0 | 0 | 0 | 0 | 0 | 0 | 0 | 0 | 0 | 0 | 0 | 0 | 0 | 0 | 0 | 0 | 0 | 0
1019 | 25015 | 2018 | TX | Wilkes | 3478 | 2 | 1 | OP | ST | NG | 351 | 0.052 | 160807 | 99280 | EIA-923 Generator File | 1970 |  | 0 | 0 | 0 | 0 | 0 | 0 | 0 | 0 | 0 | 0 | 0 | 351 | 0 | 0 | 0 | 0 | 0 | 0 | 0 | 0 | 0 | 0 | 0 | 0 | 0 | 0 | 0 | 0 | 0 | 0
1020 | 25016 | 2018 | TX | Wilkes | 3478 | 3 | 1 | OP | ST | NG | 351 | 0.057 | 175969 | 126278 | EIA-923 Generator File | 1971 |  | 0 | 0 | 0 | 0 | 0 | 0 | 0 | 0 | 0 | 0 | 0 | 351 | 0 | 0 | 0 | 0 | 0 | 0 | 0 | 0 | 0 | 0 | 0 | 0 | 0 | 0 | 0 | 0 | 0 | 0
1021 | 25018 | 2018 | TX | Willow Springs Wind Farm | 60901 | WSPWF | 0 | OP | WT | WND | 250 | 0.445 | 973908 | 387301 | Distributed from 923 Generation And Fuel | 2017 |  | 0 | 0 | 0 | 0 | 0 | 0 | 0 | 0 | 0 | 0 | 0 | 0 | 0 | 0 | 0 | 0 | 0 | 0 | 0 | 0 | 0 | 0 | 0 | 0 | 0 | 0 | 0 | 0 | 0 | 250
1022 | 25019 | 2018 | TX | Winchester Power Park | 56674 | CGT1 | 0 | OP | GT | NG | 60.5 | 0.018 | 9577.25 | 4815.75 | Distributed from 923 Generation And Fuel | 2010 |  | 0 | 0 | 0 | 0 | 0 | 0 | 0 | 0 | 0 | 0 | 0 | 60.5 | 0 | 0 | 0 | 0 | 0 | 0 | 0 | 0 | 0 | 0 | 0 | 0 | 0 | 0 | 0 | 0 | 0 | 0
1023 | 25020 | 2018 | TX | Winchester Power Park | 56674 | CGT2 | 0 | OP | GT | NG | 60.5 | 0.018 | 9577.25 | 4815.75 | Distributed from 923 Generation And Fuel | 2010 |  | 0 | 0 | 0 | 0 | 0 | 0 | 0 | 0 | 0 | 0 | 0 | 60.5 | 0 | 0 | 0 | 0 | 0 | 0 | 0 | 0 | 0 | 0 | 0 | 0 | 0 | 0 | 0 | 0 | 0 | 0
1024 | 25021 | 2018 | TX | Winchester Power Park | 56674 | CGT3 | 0 | OP | GT | NG | 60.5 | 0.018 | 9577.25 | 4815.75 | Distributed from 923 Generation And Fuel | 2010 |  | 0 | 0 | 0 | 0 | 0 | 0 | 0 | 0 | 0 | 0 | 0 | 60.5 | 0 | 0 | 0 | 0 | 0 | 0 | 0 | 0 | 0 | 0 | 0 | 0 | 0 | 0 | 0 | 0 | 0 | 0
1025 | 25022 | 2018 | TX | Winchester Power Park | 56674 | CGT4 | 0 | OP | GT | NG | 60.5 | 0.018 | 9577.25 | 4815.75 | Distributed from 923 Generation And Fuel | 2010 |  | 0 | 0 | 0 | 0 | 0 | 0 | 0 | 0 | 0 | 0 | 0 | 60.5 | 0 | 0 | 0 | 0 | 0 | 0 | 0 | 0 | 0 | 0 | 0 | 0 | 0 | 0 | 0 | 0 | 0 | 0
1026 | 25023 | 2018 | TX | Windthorst-2 | 59238 | WND2 | 0 | OP | WT | WND | 67.6 | 0.384 | 227328 | 90688 | Distributed from 923 Generation And Fuel | 2014 |  | 0 | 0 | 0 | 0 | 0 | 0 | 0 | 0 | 0 | 0 | 0 | 0 | 0 | 0 | 0 | 0 | 0 | 0 | 0 | 0 | 0 | 0 | 0 | 0 | 0 | 0 | 0 | 0 | 0 | 67.6
1027 | 25024 | 2018 | TX | Wise County Power LLC | 55320 | GT1 | 0 | OP | CT | NG | 261 | 0.147 | 335949.42 | 214240.98 | EIA-923 Generator File | 2004 |  | 0 | 0 | 0 | 0 | 0 | 0 | 0 | 0 | 0 | 0 | 0 | 261 | 0 | 0 | 0 | 0 | 0 | 0 | 0 | 0 | 0 | 0 | 0 | 0 | 0 | 0 | 0 | 0 | 0 | 0
1028 | 25025 | 2018 | TX | Wise County Power LLC | 55320 | GT2 | 0 | OP | CT | NG | 261 | 0.148 | 337518.38 | 216804.78 | EIA-923 Generator File | 2004 |  | 0 | 0 | 0 | 0 | 0 | 0 | 0 | 0 | 0 | 0 | 0 | 261 | 0 | 0 | 0 | 0 | 0 | 0 | 0 | 0 | 0 | 0 | 0 | 0 | 0 | 0 | 0 | 0 | 0 | 0
1029 | 25026 | 2018 | TX | Wise County Power LLC | 55320 | ST1 | 2 | OP | CA | NG | 299.7 | 0.152 | 398086.47 | 257176.12 | EIA-923 Generator File | 2004 |  | 0 | 0 | 0 | 0 | 0 | 0 | 0 | 0 | 0 | 0 | 0 | 299.7 | 0 | 0 | 0 | 0 | 0 | 0 | 0 | 0 | 0 | 0 | 0 | 0 | 0 | 0 | 0 | 0 | 0 | 0
1030 | 25027 | 2018 | TX | Wolf Hollow I LP | 55139 | CTG1 | 0 | OP | CT | NG | 243.9 | 0.216 | 460641 | 336809 | EIA-923 Generator File | 2003 |  | 0 | 0 | 0 | 0 | 0 | 0 | 0 | 0 | 0 | 0 | 0 | 243.9 | 0 | 0 | 0 | 0 | 0 | 0 | 0 | 0 | 0 | 0 | 0 | 0 | 0 | 0 | 0 | 0 | 0 | 0
1031 | 25028 | 2018 | TX | Wolf Hollow I LP | 55139 | CTG2 | 0 | OP | CT | NG | 243.9 | 0.201 | 428820 | 365893 | EIA-923 Generator File | 2003 |  | 0 | 0 | 0 | 0 | 0 | 0 | 0 | 0 | 0 | 0 | 0 | 243.9 | 0 | 0 | 0 | 0 | 0 | 0 | 0 | 0 | 0 | 0 | 0 | 0 | 0 | 0 | 0 | 0 | 0 | 0
1032 | 25029 | 2018 | TX | Wolf Hollow I LP | 55139 | ST | 2 | OP | CA | NG | 300.6 | 0.197 | 517556 | 423164 | EIA-923 Generator File | 2003 |  | 0 | 0 | 0 | 0 | 0 | 0 | 0 | 0 | 0 | 0 | 0 | 300.6 | 0 | 0 | 0 | 0 | 0 | 0 | 0 | 0 | 0 | 0 | 0 | 0 | 0 | 0 | 0 | 0 | 0 | 0
1033 | 25030 | 2018 | TX | Wolf Hollow II | 59812 | CGT4 | 0 | OP | CT | NG | 360 | 0.561 | 1770327 | 716105 | EIA-923 Generator File | 2017 |  | 0 | 0 | 0 | 0 | 0 | 0 | 0 | 0 | 0 | 0 | 0 | 360 | 0 | 0 | 0 | 0 | 0 | 0 | 0 | 0 | 0 | 0 | 0 | 0 | 0 | 0 | 0 | 0 | 0 | 0
1034 | 25031 | 2018 | TX | Wolf Hollow II | 59812 | CGT5 | 0 | OP | CT | NG | 360 | 0.551 | 1737305 | 698781 | EIA-923 Generator File | 2017 |  | 0 | 0 | 0 | 0 | 0 | 0 | 0 | 0 | 0 | 0 | 0 | 360 | 0 | 0 | 0 | 0 | 0 | 0 | 0 | 0 | 0 | 0 | 0 | 0 | 0 | 0 | 0 | 0 | 0 | 0
1035 | 25032 | 2018 | TX | Wolf Hollow II | 59812 | STG6 | 2 | OP | CA | NG | 511.2 | 0.404 | 1809180 | 757809 | EIA-923 Generator File | 2017 |  | 0 | 0 | 0 | 0 | 0 | 0 | 0 | 0 | 0 | 0 | 0 | 511.2 | 0 | 0 | 0 | 0 | 0 | 0 | 0 | 0 | 0 | 0 | 0 | 0 | 0 | 0 | 0 | 0 | 0 | 0
1036 | 25033 | 2018 | TX | Wolf Ridge Wind | 58080 | 1 | 0 | OP | WT | WND | 112.5 | 0.326 | 320852 | 127998 | Distributed from 923 Generation And Fuel | 2008 |  | 0 | 0 | 0 | 0 | 0 | 0 | 0 | 0 | 0 | 0 | 0 | 0 | 0 | 0 | 0 | 0 | 0 | 0 | 0 | 0 | 0 | 0 | 0 | 0 | 0 | 0 | 0 | 0 | 0 | 112.5
1037 | 25034 | 2018 | TX | Woodall Gas Plant | 57952 | GEN1 | 0 | OP | IC | NG | 1 | 0.938 | 8213.667 | 4130.333 | Distributed from 923 Generation And Fuel | 2012 |  | 0 | 0 | 0 | 0 | 0 | 0 | 0 | 0 | 0 | 0 | 0 | 1 | 0 | 0 | 0 | 0 | 0 | 0 | 0 | 0 | 0 | 0 | 0 | 0 | 0 | 0 | 0 | 0 | 0 | 0
1038 | 25035 | 2018 | TX | Woodall Gas Plant | 57952 | GEN2 | 0 | OP | IC | NG | 1 | 0.938 | 8213.667 | 4130.333 | Distributed from 923 Generation And Fuel | 2012 |  | 0 | 0 | 0 | 0 | 0 | 0 | 0 | 0 | 0 | 0 | 0 | 1 | 0 | 0 | 0 | 0 | 0 | 0 | 0 | 0 | 0 | 0 | 0 | 0 | 0 | 0 | 0 | 0 | 0 | 0
1039 | 25036 | 2018 | TX | Woodall Gas Plant | 57952 | GEN3 | 0 | OP | IC | NG | 1 | 0.938 | 8213.667 | 4130.333 | Distributed from 923 Generation And Fuel | 2012 |  | 0 | 0 | 0 | 0 | 0 | 0 | 0 | 0 | 0 | 0 | 0 | 1 | 0 | 0 | 0 | 0 | 0 | 0 | 0 | 0 | 0 | 0 | 0 | 0 | 0 | 0 | 0 | 0 | 0 | 0
1040 | 25038 | 2018 | TX | Woodward Mountain I | 55796 | 01 | 0 | OP | WT | WND | 82 | 0.199 | 142902 | 57008 | Distributed from 923 Generation And Fuel | 2001 |  | 0 | 0 | 0 | 0 | 0 | 0 | 0 | 0 | 0 | 0 | 0 | 0 | 0 | 0 | 0 | 0 | 0 | 0 | 0 | 0 | 0 | 0 | 0 | 0 | 0 | 0 | 0 | 0 | 0 | 82
1041 | 25039 | 2018 | TX | Woodward Mountain II | 55795 | 01 | 0 | OP | WT | WND | 78 | 0.16 | 109129 | 43535 | Distributed from 923 Generation And Fuel | 2001 |  | 0 | 0 | 0 | 0 | 0 | 0 | 0 | 0 | 0 | 0 | 0 | 0 | 0 | 0 | 0 | 0 | 0 | 0 | 0 | 0 | 0 | 0 | 0 | 0 | 0 | 0 | 0 | 0 | 0 | 78
1042 | 25044 | 2018 | TX | Yates Gas Plant | 55025 | GEN1 | 0 | OP | GT | NG | 2.8 | 0.495 | 12140.5 | 6105 | Distributed from 923 Generation And Fuel | 1986 |  | 0 | 0 | 0 | 0 | 0 | 0 | 0 | 0 | 0 | 0 | 0 | 2.8 | 0 | 0 | 0 | 0 | 0 | 0 | 0 | 0 | 0 | 0 | 0 | 0 | 0 | 0 | 0 | 0 | 0 | 0
1043 | 25045 | 2018 | TX | Yates Gas Plant | 55025 | GEN2 | 0 | OP | GT | NG | 2.8 | 0.495 | 12140.5 | 6105 | Distributed from 923 Generation And Fuel | 1986 |  | 0 | 0 | 0 | 0 | 0 | 0 | 0 | 0 | 0 | 0 | 0 | 2.8 | 0 | 0 | 0 | 0 | 0 | 0 | 0 | 0 | 0 | 0 | 0 | 0 | 0 | 0 | 0 | 0 | 0 | 0
1044 | 25046 | 2018 | TX | Yellow Jacket | 61873 | GEN1 | 0 | OP | PV | SUN | 5 | 0.011 | 473 | 0 | Distributed from 923 Generation And Fuel | 2018 |  | 0 | 0 | 0 | 0 | 0 | 0 | 0 | 0 | 0 | 0 | 0 | 0 | 0 | 0 | 0 | 0 | 0 | 0 | 0 | 0 | 0 | 0 | 0 | 5 | 0 | 0 | 0 | 0 | 0 | 0
[17 empty] | Sum | 23.5 | 37.5 | 0 | 170.7 | 20.7 | 0 | 0 | 74.5 | 5655.2 | 0 | 94.3 | 76470.8 | 5138.6 | 10.6 | 0 | 276.9 | 0 | 69.5 | 0 | 150 | 147 | 0 | 13856.3 | 1943.1 | 699.1 | 0 | 0 | 119 | 97.9 | 24179.8 | 129235
[17 empty] | % | 0.01818% | 0.02902% | 0% | 0.1321% | 0.01602% | 0% | 0% | 0.05765% | 4.376% | 0% | 0.07297% | 59.17% | 3.976% | 0.008202% | 0% | 0.2143% | 0% | 0.05378% | 0% | 0.1161% | 0.1137% | 0% | 10.72% | 1.504% | 0.541% | 0% | 0% | 0.09208% | 0.07575% | 18.71%

## eGRID UT
| eGRID2018 Generator file sequence number | Data Year | Plant state abbreviation | Plant name | DOE/EIA ORIS plant or facility code | Generator ID | Number of associated boilers | Generator status | Generator prime mover type | Generator primary fuel | Generator nameplate capacity (MW) | Generator capacity factor | Generator annual net generation (MWh) | Generator ozone season net generation (MWh) | Generation data source | Generator year on-line | Generator planned or actual retirement year | AB | BFG | BIT | BLQ | DFO | GEO | JF | LFG | LIG | MSW | MWH | NG | NUC | OBG | OBS | OG | OTH | PC | PG | PRG | PUR | RC | SUB | SUN | WAT | WC | WDL | WDS | WH | WND
1 | 25047 | 2018 | UT | Bartholomew | 3688 | 2 | 0 | OP | HY | WAT | 1 | 0.127 | 1116 | 506 | Distributed from 923 Generation And Fuel | 1988 |  | 0 | 0 | 0 | 0 | 0 | 0 | 0 | 0 | 0 | 0 | 0 | 0 | 0 | 0 | 0 | 0 | 0 | 0 | 0 | 0 | 0 | 0 | 0 | 0 | 1 | 0 | 0 | 0 | 0 | 0
2 | 25049 | 2018 | UT | Beryl Solar Plant | 58598 | BSP1 | 0 | OP | PV | SUN | 3 | 0.239 | 6279 | 3352 | Distributed from 923 Generation And Fuel | 2015 |  | 0 | 0 | 0 | 0 | 0 | 0 | 0 | 0 | 0 | 0 | 0 | 0 | 0 | 0 | 0 | 0 | 0 | 0 | 0 | 0 | 0 | 0 | 0 | 3 | 0 | 0 | 0 | 0 | 0 | 0
3 | 25050 | 2018 | UT | Bloomington Power Plant | 7767 | 1 | 0 | OP | IC | DFO | 1.7 | 0.002 | 31.333 | 11.833 | Distributed from 923 Generation And Fuel | 1999 |  | 0 | 0 | 0 | 0 | 1.7 | 0 | 0 | 0 | 0 | 0 | 0 | 0 | 0 | 0 | 0 | 0 | 0 | 0 | 0 | 0 | 0 | 0 | 0 | 0 | 0 | 0 | 0 | 0 | 0 | 0
4 | 25051 | 2018 | UT | Bloomington Power Plant | 7767 | 2 | 0 | OP | IC | DFO | 1.7 | 0.002 | 31.333 | 11.833 | Distributed from 923 Generation And Fuel | 1999 |  | 0 | 0 | 0 | 0 | 1.7 | 0 | 0 | 0 | 0 | 0 | 0 | 0 | 0 | 0 | 0 | 0 | 0 | 0 | 0 | 0 | 0 | 0 | 0 | 0 | 0 | 0 | 0 | 0 | 0 | 0
5 | 25052 | 2018 | UT | Bloomington Power Plant | 7767 | 3 | 0 | OP | IC | DFO | 1.7 | 0.002 | 31.333 | 11.833 | Distributed from 923 Generation And Fuel | 1999 |  | 0 | 0 | 0 | 0 | 1.7 | 0 | 0 | 0 | 0 | 0 | 0 | 0 | 0 | 0 | 0 | 0 | 0 | 0 | 0 | 0 | 0 | 0 | 0 | 0 | 0 | 0 | 0 | 0 | 0 | 0
6 | 25053 | 2018 | UT | Bloomington Power Plant | 7767 | 4 | 0 | OP | IC | DFO | 1.7 | 0.002 | 31.333 | 11.833 | Distributed from 923 Generation And Fuel | 1999 |  | 0 | 0 | 0 | 0 | 1.7 | 0 | 0 | 0 | 0 | 0 | 0 | 0 | 0 | 0 | 0 | 0 | 0 | 0 | 0 | 0 | 0 | 0 | 0 | 0 | 0 | 0 | 0 | 0 | 0 | 0
7 | 25054 | 2018 | UT | Bloomington Power Plant | 7767 | 5 | 0 | OP | IC | DFO | 1.7 | 0.002 | 31.333 | 11.833 | Distributed from 923 Generation And Fuel | 1999 |  | 0 | 0 | 0 | 0 | 1.7 | 0 | 0 | 0 | 0 | 0 | 0 | 0 | 0 | 0 | 0 | 0 | 0 | 0 | 0 | 0 | 0 | 0 | 0 | 0 | 0 | 0 | 0 | 0 | 0 | 0
8 | 25055 | 2018 | UT | Bloomington Power Plant | 7767 | 6 | 0 | OP | IC | DFO | 1.7 | 0.002 | 31.333 | 11.833 | Distributed from 923 Generation And Fuel | 1999 |  | 0 | 0 | 0 | 0 | 1.7 | 0 | 0 | 0 | 0 | 0 | 0 | 0 | 0 | 0 | 0 | 0 | 0 | 0 | 0 | 0 | 0 | 0 | 0 | 0 | 0 | 0 | 0 | 0 | 0 | 0
9 | 25057 | 2018 | UT | Bloomington Solar I | 62805 | BLOOM | 0 | OP | PV | SUN | 2 | 0.006 | 99 | 0 | Distributed from 923 Generation And Fuel | 2018 |  | 0 | 0 | 0 | 0 | 0 | 0 | 0 | 0 | 0 | 0 | 0 | 0 | 0 | 0 | 0 | 0 | 0 | 0 | 0 | 0 | 0 | 0 | 0 | 2 | 0 | 0 | 0 | 0 | 0 | 0
10 | 25058 | 2018 | UT | Blue Mountain Biogas | 58130 | BMB N | 0 | OP | IC | OBG | 1.6 | 0.049 | 691 | 284 | Distributed from 923 Generation And Fuel | 2012 |  | 0 | 0 | 0 | 0 | 0 | 0 | 0 | 0 | 0 | 0 | 0 | 0 | 0 | 1.6 | 0 | 0 | 0 | 0 | 0 | 0 | 0 | 0 | 0 | 0 | 0 | 0 | 0 | 0 | 0 | 0
11 | 25059 | 2018 | UT | Blue Mountain Biogas | 58130 | BMB S | 0 | OP | IC | OBG | 1.6 | 0.049 | 691 | 284 | Distributed from 923 Generation And Fuel | 2012 |  | 0 | 0 | 0 | 0 | 0 | 0 | 0 | 0 | 0 | 0 | 0 | 0 | 0 | 1.6 | 0 | 0 | 0 | 0 | 0 | 0 | 0 | 0 | 0 | 0 | 0 | 0 | 0 | 0 | 0 | 0
12 | 25060 | 2018 | UT | Blundell | 299 | 1 | 1 | OP | ST | GEO | 30.7 | 0.568 | 152849.681 | 64467.944 | Distributed from 923 Generation And Fuel | 1984 |  | 0 | 0 | 0 | 0 | 0 | 30.7 | 0 | 0 | 0 | 0 | 0 | 0 | 0 | 0 | 0 | 0 | 0 | 0 | 0 | 0 | 0 | 0 | 0 | 0 | 0 | 0 | 0 | 0 | 0 | 0
13 | 25061 | 2018 | UT | Blundell | 299 | 2 | 1 | OP | ST | GEO | 14.1 | 0.568 | 70201.319 | 29609.056 | Distributed from 923 Generation And Fuel | 2007 |  | 0 | 0 | 0 | 0 | 0 | 14.1 | 0 | 0 | 0 | 0 | 0 | 0 | 0 | 0 | 0 | 0 | 0 | 0 | 0 | 0 | 0 | 0 | 0 | 0 | 0 | 0 | 0 | 0 | 0 | 0
14 | 25063 | 2018 | UT | Bonanza | 7790 | 1 | 1 | OP | ST | BIT | 499.5 | 0.835 | 3654103 | 1455793 | EIA-923 Generator File | 1986 |  | 0 | 0 | 499.5 | 0 | 0 | 0 | 0 | 0 | 0 | 0 | 0 | 0 | 0 | 0 | 0 | 0 | 0 | 0 | 0 | 0 | 0 | 0 | 0 | 0 | 0 | 0 | 0 | 0 | 0 | 0
15 | 25065 | 2018 | UT | Boulder | 3699 | 1 | 0 | OP | HY | WAT | 1.4 | 0.531 | 6506.667 | 2949.667 | Distributed from 923 Generation And Fuel | 1958 |  | 0 | 0 | 0 | 0 | 0 | 0 | 0 | 0 | 0 | 0 | 0 | 0 | 0 | 0 | 0 | 0 | 0 | 0 | 0 | 0 | 0 | 0 | 0 | 0 | 1.4 | 0 | 0 | 0 | 0 | 0
16 | 25066 | 2018 | UT | Boulder | 3699 | 2 | 0 | OP | HY | WAT | 1.4 | 0.531 | 6506.667 | 2949.667 | Distributed from 923 Generation And Fuel | 1958 |  | 0 | 0 | 0 | 0 | 0 | 0 | 0 | 0 | 0 | 0 | 0 | 0 | 0 | 0 | 0 | 0 | 0 | 0 | 0 | 0 | 0 | 0 | 0 | 0 | 1.4 | 0 | 0 | 0 | 0 | 0
17 | 25067 | 2018 | UT | Boulder | 3699 | 3 | 0 | OP | HY | WAT | 1.4 | 0.531 | 6506.667 | 2949.667 | Distributed from 923 Generation And Fuel | 1961 |  | 0 | 0 | 0 | 0 | 0 | 0 | 0 | 0 | 0 | 0 | 0 | 0 | 0 | 0 | 0 | 0 | 0 | 0 | 0 | 0 | 0 | 0 | 0 | 0 | 1.4 | 0 | 0 | 0 | 0 | 0
18 | 25068 | 2018 | UT | Bountiful City | 3665 | 1A | 0 | OP | GT | NG | 5.2 | 0.077 | 3508.803 | 1718.053 | Distributed from 923 Generation And Fuel | 2001 |  | 0 | 0 | 0 | 0 | 0 | 0 | 0 | 0 | 0 | 0 | 0 | 5.2 | 0 | 0 | 0 | 0 | 0 | 0 | 0 | 0 | 0 | 0 | 0 | 0 | 0 | 0 | 0 | 0 | 0 | 0
19 | 25069 | 2018 | UT | Bountiful City | 3665 | 2A | 0 | OP | GT | NG | 12.6 | 0.077 | 8502.099 | 4162.974 | Distributed from 923 Generation And Fuel | 2012 |  | 0 | 0 | 0 | 0 | 0 | 0 | 0 | 0 | 0 | 0 | 0 | 12.6 | 0 | 0 | 0 | 0 | 0 | 0 | 0 | 0 | 0 | 0 | 0 | 0 | 0 | 0 | 0 | 0 | 0 | 0
20 | 25070 | 2018 | UT | Bountiful City | 3665 | 3A | 0 | OP | GT | NG | 12.6 | 0.077 | 8502.099 | 4162.974 | Distributed from 923 Generation And Fuel | 2012 |  | 0 | 0 | 0 | 0 | 0 | 0 | 0 | 0 | 0 | 0 | 0 | 12.6 | 0 | 0 | 0 | 0 | 0 | 0 | 0 | 0 | 0 | 0 | 0 | 0 | 0 | 0 | 0 | 0 | 0 | 0
21 | 25078 | 2018 | UT | Brigham City | 3666 | 1 | 0 | OP | HY | WAT | 0.6 | 0.396 | 2081 | 943.333 | Distributed from 923 Generation And Fuel | 1921 |  | 0 | 0 | 0 | 0 | 0 | 0 | 0 | 0 | 0 | 0 | 0 | 0 | 0 | 0 | 0 | 0 | 0 | 0 | 0 | 0 | 0 | 0 | 0 | 0 | 0.6 | 0 | 0 | 0 | 0 | 0
22 | 25079 | 2018 | UT | Brigham City | 3666 | 2 | 0 | OP | HY | WAT | 0.6 | 0.396 | 2081 | 943.333 | Distributed from 923 Generation And Fuel | 1921 |  | 0 | 0 | 0 | 0 | 0 | 0 | 0 | 0 | 0 | 0 | 0 | 0 | 0 | 0 | 0 | 0 | 0 | 0 | 0 | 0 | 0 | 0 | 0 | 0 | 0.6 | 0 | 0 | 0 | 0 | 0
23 | 25080 | 2018 | UT | Brigham City | 3666 | 8182 | 0 | OP | HY | WAT | 0.6 | 0.396 | 2081 | 943.333 | Distributed from 923 Generation And Fuel | 1964 |  | 0 | 0 | 0 | 0 | 0 | 0 | 0 | 0 | 0 | 0 | 0 | 0 | 0 | 0 | 0 | 0 | 0 | 0 | 0 | 0 | 0 | 0 | 0 | 0 | 0.6 | 0 | 0 | 0 | 0 | 0
24 | 25081 | 2018 | UT | Buckhorn Solar Plant | 58600 | BSP1 | 0 | OP | PV | SUN | 3 | 0.227 | 5969 | 3186 | Distributed from 923 Generation And Fuel | 2015 |  | 0 | 0 | 0 | 0 | 0 | 0 | 0 | 0 | 0 | 0 | 0 | 0 | 0 | 0 | 0 | 0 | 0 | 0 | 0 | 0 | 0 | 0 | 0 | 3 | 0 | 0 | 0 | 0 | 0 | 0
25 | 25084 | 2018 | UT | Causey | 7548 | 1 | 0 | OP | HY | WAT | 1.5 | 0.177 | 2320.714 | 1052.143 | Distributed from 923 Generation And Fuel | 1998 |  | 0 | 0 | 0 | 0 | 0 | 0 | 0 | 0 | 0 | 0 | 0 | 0 | 0 | 0 | 0 | 0 | 0 | 0 | 0 | 0 | 0 | 0 | 0 | 0 | 1.5 | 0 | 0 | 0 | 0 | 0
26 | 25085 | 2018 | UT | Causey | 7548 | 2 | 0 | OP | HY | WAT | 0.6 | 0.177 | 928.286 | 420.857 | Distributed from 923 Generation And Fuel | 1998 |  | 0 | 0 | 0 | 0 | 0 | 0 | 0 | 0 | 0 | 0 | 0 | 0 | 0 | 0 | 0 | 0 | 0 | 0 | 0 | 0 | 0 | 0 | 0 | 0 | 0.6 | 0 | 0 | 0 | 0 | 0
27 | 25086 | 2018 | UT | Cedar Valley Solar Plant | 58599 | CVSP1 | 0 | OP | PV | SUN | 3 | 0.227 | 5969 | 3186 | Distributed from 923 Generation And Fuel | 2015 |  | 0 | 0 | 0 | 0 | 0 | 0 | 0 | 0 | 0 | 0 | 0 | 0 | 0 | 0 | 0 | 0 | 0 | 0 | 0 | 0 | 0 | 0 | 0 | 3 | 0 | 0 | 0 | 0 | 0 | 0
28 | 25087 | 2018 | UT | Central Energy Plant USU | 58139 | TURBI | 0 | OP | GT | NG | 5 | 0.747 | 32723 | 11164 | Distributed from 923 Generation And Fuel | 2004 |  | 0 | 0 | 0 | 0 | 0 | 0 | 0 | 0 | 0 | 0 | 0 | 5 | 0 | 0 | 0 | 0 | 0 | 0 | 0 | 0 | 0 | 0 | 0 | 0 | 0 | 0 | 0 | 0 | 0 | 0
29 | 25090 | 2018 | UT | Currant Creek | 56102 | CT1A | 0 | OP | CT | NG | 172 | 0.522 | 786616 | 412653 | EIA-923 Generator File | 2005 |  | 0 | 0 | 0 | 0 | 0 | 0 | 0 | 0 | 0 | 0 | 0 | 172 | 0 | 0 | 0 | 0 | 0 | 0 | 0 | 0 | 0 | 0 | 0 | 0 | 0 | 0 | 0 | 0 | 0 | 0
30 | 25091 | 2018 | UT | Currant Creek | 56102 | CT1B | 0 | OP | CT | NG | 172 | 0.52 | 783130 | 407148 | EIA-923 Generator File | 2005 |  | 0 | 0 | 0 | 0 | 0 | 0 | 0 | 0 | 0 | 0 | 0 | 172 | 0 | 0 | 0 | 0 | 0 | 0 | 0 | 0 | 0 | 0 | 0 | 0 | 0 | 0 | 0 | 0 | 0 | 0
31 | 25092 | 2018 | UT | Currant Creek | 56102 | ST1 | 2 | OP | CA | NG | 305 | 0.318 | 848529 | 472138 | EIA-923 Generator File | 2006 |  | 0 | 0 | 0 | 0 | 0 | 0 | 0 | 0 | 0 | 0 | 0 | 305 | 0 | 0 | 0 | 0 | 0 | 0 | 0 | 0 | 0 | 0 | 0 | 0 | 0 | 0 | 0 | 0 | 0 | 0
32 | 25093 | 2018 | UT | Cutler Hydro | 3646 | 1 | 0 | OP | HY | WAT | 15 | 0.265 | 34880 | 15812.5 | Distributed from 923 Generation And Fuel | 1927 |  | 0 | 0 | 0 | 0 | 0 | 0 | 0 | 0 | 0 | 0 | 0 | 0 | 0 | 0 | 0 | 0 | 0 | 0 | 0 | 0 | 0 | 0 | 0 | 0 | 15 | 0 | 0 | 0 | 0 | 0
33 | 25094 | 2018 | UT | Cutler Hydro | 3646 | 2 | 0 | OP | HY | WAT | 15 | 0.265 | 34880 | 15812.5 | Distributed from 923 Generation And Fuel | 1927 |  | 0 | 0 | 0 | 0 | 0 | 0 | 0 | 0 | 0 | 0 | 0 | 0 | 0 | 0 | 0 | 0 | 0 | 0 | 0 | 0 | 0 | 0 | 0 | 0 | 15 | 0 | 0 | 0 | 0 | 0
34 | 25095 | 2018 | UT | Deer Creek (UT) | 6404 | 1 | 0 | OP | HY | WAT | 2.4 | 0.537 | 11286 | 5116.5 | Distributed from 923 Generation And Fuel | 1958 |  | 0 | 0 | 0 | 0 | 0 | 0 | 0 | 0 | 0 | 0 | 0 | 0 | 0 | 0 | 0 | 0 | 0 | 0 | 0 | 0 | 0 | 0 | 0 | 0 | 2.4 | 0 | 0 | 0 | 0 | 0
35 | 25096 | 2018 | UT | Deer Creek (UT) | 6404 | 2 | 0 | OP | HY | WAT | 2.4 | 0.537 | 11286 | 5116.5 | Distributed from 923 Generation And Fuel | 1958 |  | 0 | 0 | 0 | 0 | 0 | 0 | 0 | 0 | 0 | 0 | 0 | 0 | 0 | 0 | 0 | 0 | 0 | 0 | 0 | 0 | 0 | 0 | 0 | 0 | 2.4 | 0 | 0 | 0 | 0 | 0
36 | 25097 | 2018 | UT | eBay - South Jordan | 59281 | EBY00 | 0 | OP | FC | NG | 6 | 0.876 | 46057.959 | 19130.204 | Distributed from 923 Generation And Fuel | 2013 |  | 0 | 0 | 0 | 0 | 0 | 0 | 0 | 0 | 0 | 0 | 0 | 6 | 0 | 0 | 0 | 0 | 0 | 0 | 0 | 0 | 0 | 0 | 0 | 0 | 0 | 0 | 0 | 0 | 0 | 0
37 | 25098 | 2018 | UT | eBay - South Jordan | 59281 | EBY03 | 0 | OP | FC | NG | 3.8 | 0.876 | 29170.041 | 12115.796 | Distributed from 923 Generation And Fuel | 2015 |  | 0 | 0 | 0 | 0 | 0 | 0 | 0 | 0 | 0 | 0 | 0 | 3.8 | 0 | 0 | 0 | 0 | 0 | 0 | 0 | 0 | 0 | 0 | 0 | 0 | 0 | 0 | 0 | 0 | 0 | 0
38 | 25099 | 2018 | UT | Echo Dam | 4263 | 3 | 0 | OP | HY | WAT | 1 | 0.176 | 1542.273 | 699.091 | Distributed from 923 Generation And Fuel | 1987 |  | 0 | 0 | 0 | 0 | 0 | 0 | 0 | 0 | 0 | 0 | 0 | 0 | 0 | 0 | 0 | 0 | 0 | 0 | 0 | 0 | 0 | 0 | 0 | 0 | 1 | 0 | 0 | 0 | 0 | 0
39 | 25100 | 2018 | UT | Echo Dam | 4263 | NA1 | 0 | OP | HY | WAT | 1.7 | 0.176 | 2621.864 | 1188.455 | Distributed from 923 Generation And Fuel | 1987 |  | 0 | 0 | 0 | 0 | 0 | 0 | 0 | 0 | 0 | 0 | 0 | 0 | 0 | 0 | 0 | 0 | 0 | 0 | 0 | 0 | 0 | 0 | 0 | 0 | 1.7 | 0 | 0 | 0 | 0 | 0
40 | 25101 | 2018 | UT | Echo Dam | 4263 | NA2 | 0 | OP | HY | WAT | 1.7 | 0.176 | 2621.864 | 1188.455 | Distributed from 923 Generation And Fuel | 1987 |  | 0 | 0 | 0 | 0 | 0 | 0 | 0 | 0 | 0 | 0 | 0 | 0 | 0 | 0 | 0 | 0 | 0 | 0 | 0 | 0 | 0 | 0 | 0 | 0 | 1.7 | 0 | 0 | 0 | 0 | 0
41 | 25102 | 2018 | UT | Enel Cove Fort | 58570 | 1-G1A | 0 | OP | BT | GEO | 12.5 | 0.72 | 78880 | 33269.5 | Distributed from 923 Generation And Fuel | 2013 |  | 0 | 0 | 0 | 0 | 0 | 12.5 | 0 | 0 | 0 | 0 | 0 | 0 | 0 | 0 | 0 | 0 | 0 | 0 | 0 | 0 | 0 | 0 | 0 | 0 | 0 | 0 | 0 | 0 | 0 | 0
42 | 25103 | 2018 | UT | Enel Cove Fort | 58570 | 2-GIA | 0 | OP | BT | GEO | 12.5 | 0.72 | 78880 | 33269.5 | Distributed from 923 Generation And Fuel | 2013 |  | 0 | 0 | 0 | 0 | 0 | 12.5 | 0 | 0 | 0 | 0 | 0 | 0 | 0 | 0 | 0 | 0 | 0 | 0 | 0 | 0 | 0 | 0 | 0 | 0 | 0 | 0 | 0 | 0 | 0 | 0
43 | 25104 | 2018 | UT | Enterprise Solar, LLC | 59386 | ENTS1 | 0 | OP | PV | SUN | 80 | 0.322 | 225336 | 120293 | Distributed from 923 Generation And Fuel | 2016 |  | 0 | 0 | 0 | 0 | 0 | 0 | 0 | 0 | 0 | 0 | 0 | 0 | 0 | 0 | 0 | 0 | 0 | 0 | 0 | 0 | 0 | 0 | 0 | 80 | 0 | 0 | 0 | 0 | 0 | 0
44 | 25105 | 2018 | UT | Escalante Solar I, LLC | 59387 | ESCS1 | 0 | OP | PV | SUN | 80 | 0.292 | 204549 | 109196 | Distributed from 923 Generation And Fuel | 2016 |  | 0 | 0 | 0 | 0 | 0 | 0 | 0 | 0 | 0 | 0 | 0 | 0 | 0 | 0 | 0 | 0 | 0 | 0 | 0 | 0 | 0 | 0 | 0 | 80 | 0 | 0 | 0 | 0 | 0 | 0
45 | 25106 | 2018 | UT | Escalante Solar II, LLC | 59388 | ESCS2 | 0 | OP | PV | SUN | 80 | 0.297 | 208002 | 111039 | Distributed from 923 Generation And Fuel | 2016 |  | 0 | 0 | 0 | 0 | 0 | 0 | 0 | 0 | 0 | 0 | 0 | 0 | 0 | 0 | 0 | 0 | 0 | 0 | 0 | 0 | 0 | 0 | 0 | 80 | 0 | 0 | 0 | 0 | 0 | 0
46 | 25107 | 2018 | UT | Escalante Solar III, LLC | 59389 | ESCS3 | 0 | OP | PV | SUN | 80 | 0.295 | 206537 | 110257 | Distributed from 923 Generation And Fuel | 2016 |  | 0 | 0 | 0 | 0 | 0 | 0 | 0 | 0 | 0 | 0 | 0 | 0 | 0 | 0 | 0 | 0 | 0 | 0 | 0 | 0 | 0 | 0 | 0 | 80 | 0 | 0 | 0 | 0 | 0 | 0
47 | 25108 | 2018 | UT | Fiddler's Canyon #1 | 59787 | FID1 | 0 | OP | PV | SUN | 3 | 0.285 | 7485 | 3996 | Distributed from 923 Generation And Fuel | 2015 |  | 0 | 0 | 0 | 0 | 0 | 0 | 0 | 0 | 0 | 0 | 0 | 0 | 0 | 0 | 0 | 0 | 0 | 0 | 0 | 0 | 0 | 0 | 0 | 3 | 0 | 0 | 0 | 0 | 0 | 0
48 | 25109 | 2018 | UT | Fiddler's Canyon #2 | 59786 | FID2 | 0 | OP | PV | SUN | 3 | 0.28 | 7366 | 3932 | Distributed from 923 Generation And Fuel | 2015 |  | 0 | 0 | 0 | 0 | 0 | 0 | 0 | 0 | 0 | 0 | 0 | 0 | 0 | 0 | 0 | 0 | 0 | 0 | 0 | 0 | 0 | 0 | 0 | 3 | 0 | 0 | 0 | 0 | 0 | 0
49 | 25110 | 2018 | UT | Fiddler's Canyon 3 | 59932 | FID3 | 0 | OP | PV | SUN | 3 | 0.27 | 7092 | 3786 | Distributed from 923 Generation And Fuel | 2015 |  | 0 | 0 | 0 | 0 | 0 | 0 | 0 | 0 | 0 | 0 | 0 | 0 | 0 | 0 | 0 | 0 | 0 | 0 | 0 | 0 | 0 | 0 | 0 | 3 | 0 | 0 | 0 | 0 | 0 | 0
50 | 25111 | 2018 | UT | Flaming Gorge | 6405 | 1 | 0 | OP | HY | WAT | 50.6 | 0.473 | 209606.667 | 95023 | Distributed from 923 Generation And Fuel | 1963 |  | 0 | 0 | 0 | 0 | 0 | 0 | 0 | 0 | 0 | 0 | 0 | 0 | 0 | 0 | 0 | 0 | 0 | 0 | 0 | 0 | 0 | 0 | 0 | 0 | 50.6 | 0 | 0 | 0 | 0 | 0
51 | 25112 | 2018 | UT | Flaming Gorge | 6405 | 2 | 0 | OP | HY | WAT | 50.6 | 0.473 | 209606.667 | 95023 | Distributed from 923 Generation And Fuel | 1963 |  | 0 | 0 | 0 | 0 | 0 | 0 | 0 | 0 | 0 | 0 | 0 | 0 | 0 | 0 | 0 | 0 | 0 | 0 | 0 | 0 | 0 | 0 | 0 | 0 | 50.6 | 0 | 0 | 0 | 0 | 0
52 | 25113 | 2018 | UT | Flaming Gorge | 6405 | 3 | 0 | OP | HY | WAT | 50.6 | 0.473 | 209606.667 | 95023 | Distributed from 923 Generation And Fuel | 1964 |  | 0 | 0 | 0 | 0 | 0 | 0 | 0 | 0 | 0 | 0 | 0 | 0 | 0 | 0 | 0 | 0 | 0 | 0 | 0 | 0 | 0 | 0 | 0 | 0 | 50.6 | 0 | 0 | 0 | 0 | 0
53 | 25114 | 2018 | UT | Gadsby | 3648 | 1 | 1 | OP | ST | NG | 70.5 | 0.016 | 9593 | 10597 | EIA-923 Generator File | 1951 |  | 0 | 0 | 0 | 0 | 0 | 0 | 0 | 0 | 0 | 0 | 0 | 70.5 | 0 | 0 | 0 | 0 | 0 | 0 | 0 | 0 | 0 | 0 | 0 | 0 | 0 | 0 | 0 | 0 | 0 | 0
54 | 25115 | 2018 | UT | Gadsby | 3648 | 2 | 1 | OP | ST | NG | 75 | 0.019 | 12554 | 13805 | EIA-923 Generator File | 1952 |  | 0 | 0 | 0 | 0 | 0 | 0 | 0 | 0 | 0 | 0 | 0 | 75 | 0 | 0 | 0 | 0 | 0 | 0 | 0 | 0 | 0 | 0 | 0 | 0 | 0 | 0 | 0 | 0 | 0 | 0
55 | 25116 | 2018 | UT | Gadsby | 3648 | 3 | 1 | OP | ST | NG | 133.6 | 0.025 | 29117 | 29961 | EIA-923 Generator File | 1955 |  | 0 | 0 | 0 | 0 | 0 | 0 | 0 | 0 | 0 | 0 | 0 | 133.6 | 0 | 0 | 0 | 0 | 0 | 0 | 0 | 0 | 0 | 0 | 0 | 0 | 0 | 0 | 0 | 0 | 0 | 0
56 | 25117 | 2018 | UT | Gadsby | 3648 | 4 | 0 | OP | GT | NG | 71 | 0.004 | 2682 | 1529.667 | Distributed from 923 Generation And Fuel | 2002 |  | 0 | 0 | 0 | 0 | 0 | 0 | 0 | 0 | 0 | 0 | 0 | 71 | 0 | 0 | 0 | 0 | 0 | 0 | 0 | 0 | 0 | 0 | 0 | 0 | 0 | 0 | 0 | 0 | 0 | 0
57 | 25118 | 2018 | UT | Gadsby | 3648 | 5 | 0 | OP | GT | NG | 71 | 0.004 | 2682 | 1529.667 | Distributed from 923 Generation And Fuel | 2002 |  | 0 | 0 | 0 | 0 | 0 | 0 | 0 | 0 | 0 | 0 | 0 | 71 | 0 | 0 | 0 | 0 | 0 | 0 | 0 | 0 | 0 | 0 | 0 | 0 | 0 | 0 | 0 | 0 | 0 | 0
58 | 25119 | 2018 | UT | Gadsby | 3648 | 6 | 0 | OP | GT | NG | 71 | 0.004 | 2682 | 1529.667 | Distributed from 923 Generation And Fuel | 2002 |  | 0 | 0 | 0 | 0 | 0 | 0 | 0 | 0 | 0 | 0 | 0 | 71 | 0 | 0 | 0 | 0 | 0 | 0 | 0 | 0 | 0 | 0 | 0 | 0 | 0 | 0 | 0 | 0 | 0 | 0
59 | 25120 | 2018 | UT | Gateway | 3697 | 1 | 0 | OP | HY | WAT | 2 | 0.209 | 3668 | 1663 | Distributed from 923 Generation And Fuel | 1958 |  | 0 | 0 | 0 | 0 | 0 | 0 | 0 | 0 | 0 | 0 | 0 | 0 | 0 | 0 | 0 | 0 | 0 | 0 | 0 | 0 | 0 | 0 | 0 | 0 | 2 | 0 | 0 | 0 | 0 | 0
60 | 25121 | 2018 | UT | Gateway | 3697 | 2 | 0 | OP | HY | WAT | 2 | 0.209 | 3668 | 1663 | Distributed from 923 Generation And Fuel | 1958 |  | 0 | 0 | 0 | 0 | 0 | 0 | 0 | 0 | 0 | 0 | 0 | 0 | 0 | 0 | 0 | 0 | 0 | 0 | 0 | 0 | 0 | 0 | 0 | 0 | 2 | 0 | 0 | 0 | 0 | 0
61 | 25122 | 2018 | UT | Granite | 3651 | 1 | 0 | OP | HY | WAT | 2 | 0.306 | 5360 | 2430 | Distributed from 923 Generation And Fuel | 1896 |  | 0 | 0 | 0 | 0 | 0 | 0 | 0 | 0 | 0 | 0 | 0 | 0 | 0 | 0 | 0 | 0 | 0 | 0 | 0 | 0 | 0 | 0 | 0 | 0 | 2 | 0 | 0 | 0 | 0 | 0
62 | 25123 | 2018 | UT | Granite Mountain Solar East, LLC | 59946 | GMSE | 0 | OP | PV | SUN | 80 | 0.297 | 208091 | 111087 | Distributed from 923 Generation And Fuel | 2016 |  | 0 | 0 | 0 | 0 | 0 | 0 | 0 | 0 | 0 | 0 | 0 | 0 | 0 | 0 | 0 | 0 | 0 | 0 | 0 | 0 | 0 | 0 | 0 | 80 | 0 | 0 | 0 | 0 | 0 | 0
63 | 25124 | 2018 | UT | Granite Mountain Solar West, LLC | 59945 | GMSW | 0 | OP | PV | SUN | 50.4 | 0.28 | 123567 | 65965 | Distributed from 923 Generation And Fuel | 2016 |  | 0 | 0 | 0 | 0 | 0 | 0 | 0 | 0 | 0 | 0 | 0 | 0 | 0 | 0 | 0 | 0 | 0 | 0 | 0 | 0 | 0 | 0 | 0 | 50.4 | 0 | 0 | 0 | 0 | 0 | 0
64 | 25125 | 2018 | UT | Granite Peak Solar Plant | 58604 | GPSP1 | 0 | OP | PV | SUN | 3 | 0.231 | 6074 | 3243 | Distributed from 923 Generation And Fuel | 2015 |  | 0 | 0 | 0 | 0 | 0 | 0 | 0 | 0 | 0 | 0 | 0 | 0 | 0 | 0 | 0 | 0 | 0 | 0 | 0 | 0 | 0 | 0 | 0 | 3 | 0 | 0 | 0 | 0 | 0 | 0
65 | 25126 | 2018 | UT | Greenville Solar Plant | 58603 | GVSP1 | 0 | OP | PV | SUN | 2.2 | 0.213 | 4098 | 2188 | Distributed from 923 Generation And Fuel | 2015 |  | 0 | 0 | 0 | 0 | 0 | 0 | 0 | 0 | 0 | 0 | 0 | 0 | 0 | 0 | 0 | 0 | 0 | 0 | 0 | 0 | 0 | 0 | 0 | 2.2 | 0 | 0 | 0 | 0 | 0 | 0
66 | 25127 | 2018 | UT | Heber City | 7111 | 1 | 0 | OP | IC | NG | 1.4 | 0.158 | 1934.284 | 947.135 | Distributed from 923 Generation And Fuel | 2004 |  | 0 | 0 | 0 | 0 | 0 | 0 | 0 | 0 | 0 | 0 | 0 | 1.4 | 0 | 0 | 0 | 0 | 0 | 0 | 0 | 0 | 0 | 0 | 0 | 0 | 0 | 0 | 0 | 0 | 0 | 0
67 | 25128 | 2018 | UT | Heber City | 7111 | 11 | 0 | OP | IC | NG | 1.9 | 0.158 | 2625.099 | 1285.397 | Distributed from 923 Generation And Fuel | 2015 |  | 0 | 0 | 0 | 0 | 0 | 0 | 0 | 0 | 0 | 0 | 0 | 1.9 | 0 | 0 | 0 | 0 | 0 | 0 | 0 | 0 | 0 | 0 | 0 | 0 | 0 | 0 | 0 | 0 | 0 | 0
68 | 25129 | 2018 | UT | Heber City | 7111 | 12 | 0 | OP | IC | NG | 2.3 | 0.158 | 3177.752 | 1556.007 | Distributed from 923 Generation And Fuel | 2015 |  | 0 | 0 | 0 | 0 | 0 | 0 | 0 | 0 | 0 | 0 | 0 | 2.3 | 0 | 0 | 0 | 0 | 0 | 0 | 0 | 0 | 0 | 0 | 0 | 0 | 0 | 0 | 0 | 0 | 0 | 0
69 | 25130 | 2018 | UT | Heber City | 7111 | 2 | 0 | OP | IC | NG | 1.4 | 0.158 | 1934.284 | 947.135 | Distributed from 923 Generation And Fuel | 2004 |  | 0 | 0 | 0 | 0 | 0 | 0 | 0 | 0 | 0 | 0 | 0 | 1.4 | 0 | 0 | 0 | 0 | 0 | 0 | 0 | 0 | 0 | 0 | 0 | 0 | 0 | 0 | 0 | 0 | 0 | 0
70 | 25131 | 2018 | UT | Heber City | 7111 | 4 | 0 | OP | IC | NG | 1.9 | 0.158 | 2625.099 | 1285.397 | Distributed from 923 Generation And Fuel | 2003 |  | 0 | 0 | 0 | 0 | 0 | 0 | 0 | 0 | 0 | 0 | 0 | 1.9 | 0 | 0 | 0 | 0 | 0 | 0 | 0 | 0 | 0 | 0 | 0 | 0 | 0 | 0 | 0 | 0 | 0 | 0
71 | 25132 | 2018 | UT | Heber City | 7111 | NA10 | 0 | OP | IC | NG | 1.9 | 0.158 | 2625.099 | 1285.397 | Distributed from 923 Generation And Fuel | 2002 |  | 0 | 0 | 0 | 0 | 0 | 0 | 0 | 0 | 0 | 0 | 0 | 1.9 | 0 | 0 | 0 | 0 | 0 | 0 | 0 | 0 | 0 | 0 | 0 | 0 | 0 | 0 | 0 | 0 | 0 | 0
72 | 25133 | 2018 | UT | Heber City | 7111 | NA5 | 0 | OP | IC | NG | 0.7 | 0.158 | 967.142 | 473.567 | Distributed from 923 Generation And Fuel | 1990 |  | 0 | 0 | 0 | 0 | 0 | 0 | 0 | 0 | 0 | 0 | 0 | 0.7 | 0 | 0 | 0 | 0 | 0 | 0 | 0 | 0 | 0 | 0 | 0 | 0 | 0 | 0 | 0 | 0 | 0 | 0
73 | 25134 | 2018 | UT | Heber City | 7111 | NA6 | 0 | OP | IC | NG | 0.7 | 0.158 | 967.142 | 473.567 | Distributed from 923 Generation And Fuel | 2001 |  | 0 | 0 | 0 | 0 | 0 | 0 | 0 | 0 | 0 | 0 | 0 | 0.7 | 0 | 0 | 0 | 0 | 0 | 0 | 0 | 0 | 0 | 0 | 0 | 0 | 0 | 0 | 0 | 0 | 0 | 0
74 | 25135 | 2018 | UT | Heber City | 7111 | NA9 | 0 | OP | IC | NG | 1.9 | 0.158 | 2625.099 | 1285.397 | Distributed from 923 Generation And Fuel | 2003 |  | 0 | 0 | 0 | 0 | 0 | 0 | 0 | 0 | 0 | 0 | 0 | 1.9 | 0 | 0 | 0 | 0 | 0 | 0 | 0 | 0 | 0 | 0 | 0 | 0 | 0 | 0 | 0 | 0 | 0 | 0
75 | 25142 | 2018 | UT | Hill AFB LFG Facility, Bldg #737 | 60349 | LFGG1 | 0 | OP | IC | LFG | 0.6 | 0.681 | 3578.609 | 1620.783 | Distributed from 923 Generation And Fuel | 2005 |  | 0 | 0 | 0 | 0 | 0 | 0 | 0 | 0.6 | 0 | 0 | 0 | 0 | 0 | 0 | 0 | 0 | 0 | 0 | 0 | 0 | 0 | 0 | 0 | 0 | 0 | 0 | 0 | 0 | 0 | 0
76 | 25143 | 2018 | UT | Hill AFB LFG Facility, Bldg #737 | 60349 | LFGG2 | 0 | OP | IC | LFG | 0.7 | 0.681 | 4175.043 | 1890.913 | Distributed from 923 Generation And Fuel | 2005 |  | 0 | 0 | 0 | 0 | 0 | 0 | 0 | 0.7 | 0 | 0 | 0 | 0 | 0 | 0 | 0 | 0 | 0 | 0 | 0 | 0 | 0 | 0 | 0 | 0 | 0 | 0 | 0 | 0 | 0 | 0
77 | 25144 | 2018 | UT | Hill AFB LFG Facility, Bldg #737 | 60349 | LFGG3 | 0 | OP | IC | LFG | 1 | 0.681 | 5964.348 | 2701.304 | Distributed from 923 Generation And Fuel | 2008 |  | 0 | 0 | 0 | 0 | 0 | 0 | 0 | 1 | 0 | 0 | 0 | 0 | 0 | 0 | 0 | 0 | 0 | 0 | 0 | 0 | 0 | 0 | 0 | 0 | 0 | 0 | 0 | 0 | 0 | 0
78 | 25145 | 2018 | UT | HTW Plant 303 COGEN | 58597 | CGN1 | 0 | OP | GT | NG | 7.4 | 0.503 | 32632 | 4461 | Distributed from 923 Generation And Fuel | 2008 |  | 0 | 0 | 0 | 0 | 0 | 0 | 0 | 0 | 0 | 0 | 0 | 7.4 | 0 | 0 | 0 | 0 | 0 | 0 | 0 | 0 | 0 | 0 | 0 | 0 | 0 | 0 | 0 | 0 | 0 | 0
79 | 25146 | 2018 | UT | Hunter | 6165 | 1 | 1 | OP | ST | BIT | 525 | 0.551 | 2532025 | 1255194 | EIA-923 Generator File | 1978 |  | 0 | 0 | 525 | 0 | 0 | 0 | 0 | 0 | 0 | 0 | 0 | 0 | 0 | 0 | 0 | 0 | 0 | 0 | 0 | 0 | 0 | 0 | 0 | 0 | 0 | 0 | 0 | 0 | 0 | 0
80 | 25147 | 2018 | UT | Hunter | 6165 | 2 | 1 | OP | ST | BIT | 525 | 0.611 | 2807809 | 1209839 | EIA-923 Generator File | 1980 |  | 0 | 0 | 525 | 0 | 0 | 0 | 0 | 0 | 0 | 0 | 0 | 0 | 0 | 0 | 0 | 0 | 0 | 0 | 0 | 0 | 0 | 0 | 0 | 0 | 0 | 0 | 0 | 0 | 0 | 0
81 | 25148 | 2018 | UT | Hunter | 6165 | 3 | 1 | OP | ST | BIT | 527.2 | 0.64 | 2954132 | 1212064 | EIA-923 Generator File | 1983 |  | 0 | 0 | 527.2 | 0 | 0 | 0 | 0 | 0 | 0 | 0 | 0 | 0 | 0 | 0 | 0 | 0 | 0 | 0 | 0 | 0 | 0 | 0 | 0 | 0 | 0 | 0 | 0 | 0 | 0 | 0
82 | 25150 | 2018 | UT | Huntington | 8069 | 1 | 1 | OP | ST | BIT | 541.3 | 0.511 | 2424229 | 1098904 | EIA-923 Generator File | 1977 |  | 0 | 0 | 541.3 | 0 | 0 | 0 | 0 | 0 | 0 | 0 | 0 | 0 | 0 | 0 | 0 | 0 | 0 | 0 | 0 | 0 | 0 | 0 | 0 | 0 | 0 | 0 | 0 | 0 | 0 | 0
83 | 25151 | 2018 | UT | Huntington | 8069 | 2 | 1 | OP | ST | BIT | 496 | 0.613 | 2663595 | 1167355 | EIA-923 Generator File | 1974 |  | 0 | 0 | 496 | 0 | 0 | 0 | 0 | 0 | 0 | 0 | 0 | 0 | 0 | 0 | 0 | 0 | 0 | 0 | 0 | 0 | 0 | 0 | 0 | 0 | 0 | 0 | 0 | 0 | 0 | 0
84 | 25155 | 2018 | UT | Hurricane City Power | 57899 | 4 | 0 | OP | IC | NG | 2 | 0.037 | 648.344 | 316.954 | Distributed from 923 Generation And Fuel | 2004 |  | 0 | 0 | 0 | 0 | 0 | 0 | 0 | 0 | 0 | 0 | 0 | 2 | 0 | 0 | 0 | 0 | 0 | 0 | 0 | 0 | 0 | 0 | 0 | 0 | 0 | 0 | 0 | 0 | 0 | 0
85 | 25156 | 2018 | UT | Hurricane City Power | 57899 | 5 | 0 | OP | IC | NG | 2 | 0.037 | 648.344 | 316.954 | Distributed from 923 Generation And Fuel | 2004 |  | 0 | 0 | 0 | 0 | 0 | 0 | 0 | 0 | 0 | 0 | 0 | 2 | 0 | 0 | 0 | 0 | 0 | 0 | 0 | 0 | 0 | 0 | 0 | 0 | 0 | 0 | 0 | 0 | 0 | 0
86 | 25157 | 2018 | UT | Hurricane City Power | 57899 | 6 | 0 | OP | IC | NG | 2 | 0.037 | 648.344 | 316.954 | Distributed from 923 Generation And Fuel | 2006 |  | 0 | 0 | 0 | 0 | 0 | 0 | 0 | 0 | 0 | 0 | 0 | 2 | 0 | 0 | 0 | 0 | 0 | 0 | 0 | 0 | 0 | 0 | 0 | 0 | 0 | 0 | 0 | 0 | 0 | 0
87 | 25158 | 2018 | UT | Hurricane City Power | 57899 | 7 | 0 | OP | IC | NG | 2 | 0.037 | 648.344 | 316.954 | Distributed from 923 Generation And Fuel | 2007 |  | 0 | 0 | 0 | 0 | 0 | 0 | 0 | 0 | 0 | 0 | 0 | 2 | 0 | 0 | 0 | 0 | 0 | 0 | 0 | 0 | 0 | 0 | 0 | 0 | 0 | 0 | 0 | 0 | 0 | 0
88 | 25159 | 2018 | UT | Hurricane City Power | 57899 | 8 | 0 | OP | IC | NG | 2 | 0.037 | 648.344 | 316.954 | Distributed from 923 Generation And Fuel | 2007 |  | 0 | 0 | 0 | 0 | 0 | 0 | 0 | 0 | 0 | 0 | 0 | 2 | 0 | 0 | 0 | 0 | 0 | 0 | 0 | 0 | 0 | 0 | 0 | 0 | 0 | 0 | 0 | 0 | 0 | 0
89 | 25161 | 2018 | UT | Hydro II | 7034 | 1 | 0 | OP | HY | WAT | 3.3 | 0.323 | 9344 | 4236 | Distributed from 923 Generation And Fuel | 1986 |  | 0 | 0 | 0 | 0 | 0 | 0 | 0 | 0 | 0 | 0 | 0 | 0 | 0 | 0 | 0 | 0 | 0 | 0 | 0 | 0 | 0 | 0 | 0 | 0 | 3.3 | 0 | 0 | 0 | 0 | 0
90 | 25162 | 2018 | UT | Hydro II | 7034 | 2 | 0 | OP | HY | WAT | 3.3 | 0.323 | 9344 | 4236 | Distributed from 923 Generation And Fuel | 1986 |  | 0 | 0 | 0 | 0 | 0 | 0 | 0 | 0 | 0 | 0 | 0 | 0 | 0 | 0 | 0 | 0 | 0 | 0 | 0 | 0 | 0 | 0 | 0 | 0 | 3.3 | 0 | 0 | 0 | 0 | 0
91 | 25163 | 2018 | UT | Hydro III | 3675 | HY1 | 0 | OP | HY | WAT | 0.7 | 0.278 | 1707 | 774 | Distributed from 923 Generation And Fuel | 1925 | 2023 | 0 | 0 | 0 | 0 | 0 | 0 | 0 | 0 | 0 | 0 | 0 | 0 | 0 | 0 | 0 | 0 | 0 | 0 | 0 | 0 | 0 | 0 | 0 | 0 | 0.7 | 0 | 0 | 0 | 0 | 0
92 | 25164 | 2018 | UT | Hydro III | 3675 | HY2 | 0 | OP | HY | WAT | 0.7 | 0.278 | 1707 | 774 | Distributed from 923 Generation And Fuel | 1925 | 2023 | 0 | 0 | 0 | 0 | 0 | 0 | 0 | 0 | 0 | 0 | 0 | 0 | 0 | 0 | 0 | 0 | 0 | 0 | 0 | 0 | 0 | 0 | 0 | 0 | 0.7 | 0 | 0 | 0 | 0 | 0
93 | 25168 | 2018 | UT | Hydro Plant No 3 | 925 | 2 | 0 | OP | HY | WAT | 0.7 | 0.098 | 601.5 | 272.75 | Distributed from 923 Generation And Fuel | 1984 |  | 0 | 0 | 0 | 0 | 0 | 0 | 0 | 0 | 0 | 0 | 0 | 0 | 0 | 0 | 0 | 0 | 0 | 0 | 0 | 0 | 0 | 0 | 0 | 0 | 0.7 | 0 | 0 | 0 | 0 | 0
94 | 25169 | 2018 | UT | Hydro Plant No 3 | 925 | 3 | 0 | OP | HY | WAT | 2.1 | 0.098 | 1804.5 | 818.25 | Distributed from 923 Generation And Fuel | 1984 |  | 0 | 0 | 0 | 0 | 0 | 0 | 0 | 0 | 0 | 0 | 0 | 0 | 0 | 0 | 0 | 0 | 0 | 0 | 0 | 0 | 0 | 0 | 0 | 0 | 2.1 | 0 | 0 | 0 | 0 | 0
95 | 25170 | 2018 | UT | Intermountain Power Project | 6481 | 1 | 1 | OP | ST | BIT | 820 | 0.56 | 4019570 | 1719716 | EIA-923 Generator File | 1986 | 2027 | 0 | 0 | 820 | 0 | 0 | 0 | 0 | 0 | 0 | 0 | 0 | 0 | 0 | 0 | 0 | 0 | 0 | 0 | 0 | 0 | 0 | 0 | 0 | 0 | 0 | 0 | 0 | 0 | 0 | 0
96 | 25171 | 2018 | UT | Intermountain Power Project | 6481 | 2 | 1 | OP | ST | BIT | 820 | 0.624 | 4479730 | 1899505 | EIA-923 Generator File | 1987 | 2027 | 0 | 0 | 820 | 0 | 0 | 0 | 0 | 0 | 0 | 0 | 0 | 0 | 0 | 0 | 0 | 0 | 0 | 0 | 0 | 0 | 0 | 0 | 0 | 0 | 0 | 0 | 0 | 0 | 0 | 0
97 | 25172 | 2018 | UT | Iron Springs Solar, LLC | 59941 | ISS | 0 | OP | PV | SUN | 80 | 0.302 | 211796 | 113064 | Distributed from 923 Generation And Fuel | 2016 |  | 0 | 0 | 0 | 0 | 0 | 0 | 0 | 0 | 0 | 0 | 0 | 0 | 0 | 0 | 0 | 0 | 0 | 0 | 0 | 0 | 0 | 0 | 0 | 80 | 0 | 0 | 0 | 0 | 0 | 0
98 | 25176 | 2018 | UT | Jordanelle Dam Hydroelectric Project | 61853 | GEN 1 | 0 | OP | HY | WAT | 6.5 | 0.418 | 23809.5 | 10794 | Distributed from 923 Generation And Fuel | 2008 |  | 0 | 0 | 0 | 0 | 0 | 0 | 0 | 0 | 0 | 0 | 0 | 0 | 0 | 0 | 0 | 0 | 0 | 0 | 0 | 0 | 0 | 0 | 0 | 0 | 6.5 | 0 | 0 | 0 | 0 | 0
99 | 25177 | 2018 | UT | Jordanelle Dam Hydroelectric Project | 61853 | GEN 2 | 0 | OP | HY | WAT | 6.5 | 0.418 | 23809.5 | 10794 | Distributed from 923 Generation And Fuel | 2008 |  | 0 | 0 | 0 | 0 | 0 | 0 | 0 | 0 | 0 | 0 | 0 | 0 | 0 | 0 | 0 | 0 | 0 | 0 | 0 | 0 | 0 | 0 | 0 | 0 | 6.5 | 0 | 0 | 0 | 0 | 0
100 | 25179 | 2018 | UT | Kennecott Power Plant | 56163 | RCHP | 0 | OP | GT | NG | 6.4 | 0.374 | 20969 | 12087 | Distributed from 923 Generation And Fuel | 2010 |  | 0 | 0 | 0 | 0 | 0 | 0 | 0 | 0 | 0 | 0 | 0 | 6.4 | 0 | 0 | 0 | 0 | 0 | 0 | 0 | 0 | 0 | 0 | 0 | 0 | 0 | 0 | 0 | 0 | 0 | 0
101 | 25180 | 2018 | UT | Kennecott Power Plant | 56163 | SM58 | 0 | OP | ST | WH | 31.8 | 0.618 | 172039 | 64512 | Distributed from 923 Generation And Fuel | 1995 |  | 0 | 0 | 0 | 0 | 0 | 0 | 0 | 0 | 0 | 0 | 0 | 0 | 0 | 0 | 0 | 0 | 0 | 0 | 0 | 0 | 0 | 0 | 0 | 0 | 0 | 0 | 0 | 0 | 31.8 | 0
102 | 25189 | 2018 | UT | Laho Solar Plant | 58602 | LSP1 | 0 | OP | PV | SUN | 3 | 0.244 | 6420 | 3427 | Distributed from 923 Generation And Fuel | 2015 |  | 0 | 0 | 0 | 0 | 0 | 0 | 0 | 0 | 0 | 0 | 0 | 0 | 0 | 0 | 0 | 0 | 0 | 0 | 0 | 0 | 0 | 0 | 0 | 3 | 0 | 0 | 0 | 0 | 0 | 0
103 | 25190 | 2018 | UT | Lake Creek Dam | 159 | 1 | 0 | OP | HY | WAT | 1.5 | 0.21 | 2753 | 1248 | Distributed from 923 Generation And Fuel | 1981 |  | 0 | 0 | 0 | 0 | 0 | 0 | 0 | 0 | 0 | 0 | 0 | 0 | 0 | 0 | 0 | 0 | 0 | 0 | 0 | 0 | 0 | 0 | 0 | 0 | 1.5 | 0 | 0 | 0 | 0 | 0
104 | 25191 | 2018 | UT | Lake Side Power Plant | 56237 | CT01 | 0 | OP | CT | NG | 203 | 0.318 | 566293 | 275629 | EIA-923 Generator File | 2007 |  | 0 | 0 | 0 | 0 | 0 | 0 | 0 | 0 | 0 | 0 | 0 | 203 | 0 | 0 | 0 | 0 | 0 | 0 | 0 | 0 | 0 | 0 | 0 | 0 | 0 | 0 | 0 | 0 | 0 | 0
105 | 25192 | 2018 | UT | Lake Side Power Plant | 56237 | CT02 | 0 | OP | CT | NG | 203 | 0.369 | 655608 | 297366 | EIA-923 Generator File | 2007 |  | 0 | 0 | 0 | 0 | 0 | 0 | 0 | 0 | 0 | 0 | 0 | 203 | 0 | 0 | 0 | 0 | 0 | 0 | 0 | 0 | 0 | 0 | 0 | 0 | 0 | 0 | 0 | 0 | 0 | 0
106 | 25193 | 2018 | UT | Lake Side Power Plant | 56237 | CT21 | 0 | OP | CT | NG | 206 | 0.552 | 996752 | 392881 | EIA-923 Generator File | 2014 |  | 0 | 0 | 0 | 0 | 0 | 0 | 0 | 0 | 0 | 0 | 0 | 206 | 0 | 0 | 0 | 0 | 0 | 0 | 0 | 0 | 0 | 0 | 0 | 0 | 0 | 0 | 0 | 0 | 0 | 0
107 | 25194 | 2018 | UT | Lake Side Power Plant | 56237 | CT22 | 0 | OP | CT | NG | 206 | 0.501 | 904305 | 384306 | EIA-923 Generator File | 2014 |  | 0 | 0 | 0 | 0 | 0 | 0 | 0 | 0 | 0 | 0 | 0 | 206 | 0 | 0 | 0 | 0 | 0 | 0 | 0 | 0 | 0 | 0 | 0 | 0 | 0 | 0 | 0 | 0 | 0 | 0
108 | 25195 | 2018 | UT | Lake Side Power Plant | 56237 | ST01 | 2 | OP | CA | NG | 251 | 0.281 | 617552 | 302663 | EIA-923 Generator File | 2007 |  | 0 | 0 | 0 | 0 | 0 | 0 | 0 | 0 | 0 | 0 | 0 | 251 | 0 | 0 | 0 | 0 | 0 | 0 | 0 | 0 | 0 | 0 | 0 | 0 | 0 | 0 | 0 | 0 | 0 | 0
109 | 25196 | 2018 | UT | Lake Side Power Plant | 56237 | ST2 | 2 | OP | CA | NG | 316 | 0.405 | 1120659 | 498818 | EIA-923 Generator File | 2014 |  | 0 | 0 | 0 | 0 | 0 | 0 | 0 | 0 | 0 | 0 | 0 | 316 | 0 | 0 | 0 | 0 | 0 | 0 | 0 | 0 | 0 | 0 | 0 | 0 | 0 | 0 | 0 | 0 | 0 | 0
110 | 25197 | 2018 | UT | Latigo Wind Park | 59965 | LTIGO | 0 | OP | WT | WND | 62.1 | 0.285 | 155251 | 58203 | Distributed from 923 Generation And Fuel | 2016 |  | 0 | 0 | 0 | 0 | 0 | 0 | 0 | 0 | 0 | 0 | 0 | 0 | 0 | 0 | 0 | 0 | 0 | 0 | 0 | 0 | 0 | 0 | 0 | 0 | 0 | 0 | 0 | 0 | 0 | 62.1
111 | 25198 | 2018 | UT | Little Cottonwood | 6537 | 1 | 0 | OP | HY | WAT | 2.4 | 0.131 | 2764 | 1253 | Distributed from 923 Generation And Fuel | 1983 |  | 0 | 0 | 0 | 0 | 0 | 0 | 0 | 0 | 0 | 0 | 0 | 0 | 0 | 0 | 0 | 0 | 0 | 0 | 0 | 0 | 0 | 0 | 0 | 0 | 2.4 | 0 | 0 | 0 | 0 | 0
112 | 25199 | 2018 | UT | Little Cottonwood | 6537 | 2 | 0 | OP | HY | WAT | 2.4 | 0.131 | 2764 | 1253 | Distributed from 923 Generation And Fuel | 1983 |  | 0 | 0 | 0 | 0 | 0 | 0 | 0 | 0 | 0 | 0 | 0 | 0 | 0 | 0 | 0 | 0 | 0 | 0 | 0 | 0 | 0 | 0 | 0 | 0 | 2.4 | 0 | 0 | 0 | 0 | 0
113 | 25201 | 2018 | UT | Logan City | 4251 | 1 | 0 | OP | GT | NG | 5.3 | 0.01 | 475.333 | 232.667 | Distributed from 923 Generation And Fuel | 2002 |  | 0 | 0 | 0 | 0 | 0 | 0 | 0 | 0 | 0 | 0 | 0 | 5.3 | 0 | 0 | 0 | 0 | 0 | 0 | 0 | 0 | 0 | 0 | 0 | 0 | 0 | 0 | 0 | 0 | 0 | 0
114 | 25202 | 2018 | UT | Logan City | 4251 | 2 | 0 | OP | GT | NG | 5.3 | 0.01 | 475.333 | 232.667 | Distributed from 923 Generation And Fuel | 2002 |  | 0 | 0 | 0 | 0 | 0 | 0 | 0 | 0 | 0 | 0 | 0 | 5.3 | 0 | 0 | 0 | 0 | 0 | 0 | 0 | 0 | 0 | 0 | 0 | 0 | 0 | 0 | 0 | 0 | 0 | 0
115 | 25203 | 2018 | UT | Logan City | 4251 | 3 | 0 | OP | GT | NG | 5.3 | 0.01 | 475.333 | 232.667 | Distributed from 923 Generation And Fuel | 2002 |  | 0 | 0 | 0 | 0 | 0 | 0 | 0 | 0 | 0 | 0 | 0 | 5.3 | 0 | 0 | 0 | 0 | 0 | 0 | 0 | 0 | 0 | 0 | 0 | 0 | 0 | 0 | 0 | 0 | 0 | 0
116 | 25211 | 2018 | UT | Manti Lower | 1020 | 2 | 0 | OP | HY | WAT | 0.6 | 0.149 | 783 | 355 | Distributed from 923 Generation And Fuel | 1989 |  | 0 | 0 | 0 | 0 | 0 | 0 | 0 | 0 | 0 | 0 | 0 | 0 | 0 | 0 | 0 | 0 | 0 | 0 | 0 | 0 | 0 | 0 | 0 | 0 | 0.6 | 0 | 0 | 0 | 0 | 0
117 | 25212 | 2018 | UT | Manti Lower | 1020 | HC1 | 0 | OP | HY | WAT | 0.6 | 0.149 | 783 | 355 | Distributed from 923 Generation And Fuel | 1989 |  | 0 | 0 | 0 | 0 | 0 | 0 | 0 | 0 | 0 | 0 | 0 | 0 | 0 | 0 | 0 | 0 | 0 | 0 | 0 | 0 | 0 | 0 | 0 | 0 | 0.6 | 0 | 0 | 0 | 0 | 0
118 | 25213 | 2018 | UT | Manti Upper | 3676 | 1 | 0 | OP | HY | WAT | 0.6 | 0.1 | 525 | 238.125 | Distributed from 923 Generation And Fuel | 1939 |  | 0 | 0 | 0 | 0 | 0 | 0 | 0 | 0 | 0 | 0 | 0 | 0 | 0 | 0 | 0 | 0 | 0 | 0 | 0 | 0 | 0 | 0 | 0 | 0 | 0.6 | 0 | 0 | 0 | 0 | 0
119 | 25214 | 2018 | UT | Manti Upper | 3676 | HC2 | 0 | OP | HY | WAT | 1 | 0.1 | 875 | 396.875 | Distributed from 923 Generation And Fuel | 1988 |  | 0 | 0 | 0 | 0 | 0 | 0 | 0 | 0 | 0 | 0 | 0 | 0 | 0 | 0 | 0 | 0 | 0 | 0 | 0 | 0 | 0 | 0 | 0 | 0 | 1 | 0 | 0 | 0 | 0 | 0
120 | 25215 | 2018 | UT | Milford 2 | 59958 | MIL2 | 0 | OP | PV | SUN | 3 | 0.274 | 7203 | 3845 | Distributed from 923 Generation And Fuel | 2015 |  | 0 | 0 | 0 | 0 | 0 | 0 | 0 | 0 | 0 | 0 | 0 | 0 | 0 | 0 | 0 | 0 | 0 | 0 | 0 | 0 | 0 | 0 | 0 | 3 | 0 | 0 | 0 | 0 | 0 | 0
121 | 25216 | 2018 | UT | Milford Flat Solar Plant | 58601 | MFSP1 | 0 | OP | PV | SUN | 3 | 0.239 | 6293 | 3359 | Distributed from 923 Generation And Fuel | 2015 |  | 0 | 0 | 0 | 0 | 0 | 0 | 0 | 0 | 0 | 0 | 0 | 0 | 0 | 0 | 0 | 0 | 0 | 0 | 0 | 0 | 0 | 0 | 0 | 3 | 0 | 0 | 0 | 0 | 0 | 0
122 | 25218 | 2018 | UT | Milford Wind Corridor I LLC | 57079 | 1 | 0 | OP | WT | WND | 203.5 | 0.221 | 394366 | 202434 | Distributed from 923 Generation And Fuel | 2009 |  | 0 | 0 | 0 | 0 | 0 | 0 | 0 | 0 | 0 | 0 | 0 | 0 | 0 | 0 | 0 | 0 | 0 | 0 | 0 | 0 | 0 | 0 | 0 | 0 | 0 | 0 | 0 | 0 | 0 | 203.5
123 | 25220 | 2018 | UT | Milford Wind Corridor Stage II LLC | 57107 | 1 | 0 | OP | WT | WND | 102 | 0.221 | 197100 | 73892 | Distributed from 923 Generation And Fuel | 2011 |  | 0 | 0 | 0 | 0 | 0 | 0 | 0 | 0 | 0 | 0 | 0 | 0 | 0 | 0 | 0 | 0 | 0 | 0 | 0 | 0 | 0 | 0 | 0 | 0 | 0 | 0 | 0 | 0 | 0 | 102
124 | 25221 | 2018 | UT | Millcreek Power Generation | 56253 | MC1 | 0 | OP | GT | NG | 40 | 0.159 | 55734 | 27290 | Distributed from 923 Generation And Fuel | 2006 |  | 0 | 0 | 0 | 0 | 0 | 0 | 0 | 0 | 0 | 0 | 0 | 40 | 0 | 0 | 0 | 0 | 0 | 0 | 0 | 0 | 0 | 0 | 0 | 0 | 0 | 0 | 0 | 0 | 0 | 0
125 | 25222 | 2018 | UT | Millcreek Power Generation | 56253 | MC2 | 0 | OP | GT | NG | 40 | 0.159 | 55734 | 27290 | Distributed from 923 Generation And Fuel | 2010 |  | 0 | 0 | 0 | 0 | 0 | 0 | 0 | 0 | 0 | 0 | 0 | 40 | 0 | 0 | 0 | 0 | 0 | 0 | 0 | 0 | 0 | 0 | 0 | 0 | 0 | 0 | 0 | 0 | 0 | 0
126 | 25227 | 2018 | UT | Murray Turbine | 8010 | 1 | 0 | OP | GT | NG | 14 | 0.025 | 3073.667 | 1505 | Distributed from 923 Generation And Fuel | 2001 |  | 0 | 0 | 0 | 0 | 0 | 0 | 0 | 0 | 0 | 0 | 0 | 14 | 0 | 0 | 0 | 0 | 0 | 0 | 0 | 0 | 0 | 0 | 0 | 0 | 0 | 0 | 0 | 0 | 0 | 0
127 | 25228 | 2018 | UT | Murray Turbine | 8010 | 2 | 0 | OP | GT | NG | 14 | 0.025 | 3073.667 | 1505 | Distributed from 923 Generation And Fuel | 2001 |  | 0 | 0 | 0 | 0 | 0 | 0 | 0 | 0 | 0 | 0 | 0 | 14 | 0 | 0 | 0 | 0 | 0 | 0 | 0 | 0 | 0 | 0 | 0 | 0 | 0 | 0 | 0 | 0 | 0 | 0
128 | 25229 | 2018 | UT | Murray Turbine | 8010 | 3 | 0 | OP | GT | NG | 14 | 0.025 | 3073.667 | 1505 | Distributed from 923 Generation And Fuel | 2002 |  | 0 | 0 | 0 | 0 | 0 | 0 | 0 | 0 | 0 | 0 | 0 | 14 | 0 | 0 | 0 | 0 | 0 | 0 | 0 | 0 | 0 | 0 | 0 | 0 | 0 | 0 | 0 | 0 | 0 | 0
129 | 25230 | 2018 | UT | Nebo Power Station | 56177 | GT1 | 0 | OP | CT | NG | 65 | 0.433 | 246660 | 150384 | EIA-923 Generator File | 2004 |  | 0 | 0 | 0 | 0 | 0 | 0 | 0 | 0 | 0 | 0 | 0 | 65 | 0 | 0 | 0 | 0 | 0 | 0 | 0 | 0 | 0 | 0 | 0 | 0 | 0 | 0 | 0 | 0 | 0 | 0
130 | 25231 | 2018 | UT | Nebo Power Station | 56177 | ST1 | 1 | OP | CA | NG | 75 | 0.284 | 186830 | 126241 | EIA-923 Generator File | 2004 |  | 0 | 0 | 0 | 0 | 0 | 0 | 0 | 0 | 0 | 0 | 0 | 75 | 0 | 0 | 0 | 0 | 0 | 0 | 0 | 0 | 0 | 0 | 0 | 0 | 0 | 0 | 0 | 0 | 0 | 0
131 | 25235 | 2018 | UT | Pavant Solar II LLC | 60449 | PSII | 0 | OP | PV | SUN | 50 | 0.278 | 121567 | 64897 | Distributed from 923 Generation And Fuel | 2016 |  | 0 | 0 | 0 | 0 | 0 | 0 | 0 | 0 | 0 | 0 | 0 | 0 | 0 | 0 | 0 | 0 | 0 | 0 | 0 | 0 | 0 | 0 | 0 | 50 | 0 | 0 | 0 | 0 | 0 | 0
132 | 25236 | 2018 | UT | Pavant Solar III | 60886 | PSIII | 0 | OP | PV | SUN | 20 | 0.288 | 50512 | 26965 | Distributed from 923 Generation And Fuel | 2016 |  | 0 | 0 | 0 | 0 | 0 | 0 | 0 | 0 | 0 | 0 | 0 | 0 | 0 | 0 | 0 | 0 | 0 | 0 | 0 | 0 | 0 | 0 | 0 | 20 | 0 | 0 | 0 | 0 | 0 | 0
133 | 25237 | 2018 | UT | Pavant Solar, LLC | 59702 | 1 | 0 | OP | PV | SUN | 50 | 0.278 | 121658 | 64945 | Distributed from 923 Generation And Fuel | 2015 |  | 0 | 0 | 0 | 0 | 0 | 0 | 0 | 0 | 0 | 0 | 0 | 0 | 0 | 0 | 0 | 0 | 0 | 0 | 0 | 0 | 0 | 0 | 0 | 50 | 0 | 0 | 0 | 0 | 0 | 0
134 | 25238 | 2018 | UT | Payson | 7408 | 86-1 | 0 | OP | IC | NG | 2.6 | 0 | 1.072 | 0.536 | Distributed from 923 Generation And Fuel | 1988 |  | 0 | 0 | 0 | 0 | 0 | 0 | 0 | 0 | 0 | 0 | 0 | 2.6 | 0 | 0 | 0 | 0 | 0 | 0 | 0 | 0 | 0 | 0 | 0 | 0 | 0 | 0 | 0 | 0 | 0 | 0
135 | 25239 | 2018 | UT | Payson | 7408 | 86-2 | 0 | OP | IC | NG | 2.6 | 0 | 1.072 | 0.536 | Distributed from 923 Generation And Fuel | 1988 |  | 0 | 0 | 0 | 0 | 0 | 0 | 0 | 0 | 0 | 0 | 0 | 2.6 | 0 | 0 | 0 | 0 | 0 | 0 | 0 | 0 | 0 | 0 | 0 | 0 | 0 | 0 | 0 | 0 | 0 | 0
136 | 25240 | 2018 | UT | Payson | 7408 | 86-3 | 0 | OP | IC | NG | 2.5 | 0 | 1.031 | 0.515 | Distributed from 923 Generation And Fuel | 1995 |  | 0 | 0 | 0 | 0 | 0 | 0 | 0 | 0 | 0 | 0 | 0 | 2.5 | 0 | 0 | 0 | 0 | 0 | 0 | 0 | 0 | 0 | 0 | 0 | 0 | 0 | 0 | 0 | 0 | 0 | 0
137 | 25241 | 2018 | UT | Payson | 7408 | 86-4 | 0 | OP | IC | NG | 2 | 0 | 0.825 | 0.412 | Distributed from 923 Generation And Fuel | 1995 |  | 0 | 0 | 0 | 0 | 0 | 0 | 0 | 0 | 0 | 0 | 0 | 2 | 0 | 0 | 0 | 0 | 0 | 0 | 0 | 0 | 0 | 0 | 0 | 0 | 0 | 0 | 0 | 0 | 0 | 0
138 | 25242 | 2018 | UT | Pine View Dam | 7132 | NA1 | 0 | OP | HY | WAT | 1.8 | 0.261 | 4117 | 1866 | Distributed from 923 Generation And Fuel | 1991 |  | 0 | 0 | 0 | 0 | 0 | 0 | 0 | 0 | 0 | 0 | 0 | 0 | 0 | 0 | 0 | 0 | 0 | 0 | 0 | 0 | 0 | 0 | 0 | 0 | 1.8 | 0 | 0 | 0 | 0 | 0
139 | 25243 | 2018 | UT | Pioneer | 3656 | 1 | 0 | OP | HY | WAT | 2.5 | 0.211 | 4617.5 | 2093.5 | Distributed from 923 Generation And Fuel | 1910 |  | 0 | 0 | 0 | 0 | 0 | 0 | 0 | 0 | 0 | 0 | 0 | 0 | 0 | 0 | 0 | 0 | 0 | 0 | 0 | 0 | 0 | 0 | 0 | 0 | 2.5 | 0 | 0 | 0 | 0 | 0
140 | 25244 | 2018 | UT | Pioneer | 3656 | 2 | 0 | OP | HY | WAT | 2.5 | 0.211 | 4617.5 | 2093.5 | Distributed from 923 Generation And Fuel | 1910 |  | 0 | 0 | 0 | 0 | 0 | 0 | 0 | 0 | 0 | 0 | 0 | 0 | 0 | 0 | 0 | 0 | 0 | 0 | 0 | 0 | 0 | 0 | 0 | 0 | 2.5 | 0 | 0 | 0 | 0 | 0
141 | 25245 | 2018 | UT | Provo Power Plant | 61508 | 1 | 0 | OP | IC | NG | 2.4 | 0.05 | 1059.4 | 518.8 | Distributed from 923 Generation And Fuel | 2018 |  | 0 | 0 | 0 | 0 | 0 | 0 | 0 | 0 | 0 | 0 | 0 | 2.4 | 0 | 0 | 0 | 0 | 0 | 0 | 0 | 0 | 0 | 0 | 0 | 0 | 0 | 0 | 0 | 0 | 0 | 0
142 | 25246 | 2018 | UT | Provo Power Plant | 61508 | 2 | 0 | OP | IC | NG | 2.4 | 0.05 | 1059.4 | 518.8 | Distributed from 923 Generation And Fuel | 2018 |  | 0 | 0 | 0 | 0 | 0 | 0 | 0 | 0 | 0 | 0 | 0 | 2.4 | 0 | 0 | 0 | 0 | 0 | 0 | 0 | 0 | 0 | 0 | 0 | 0 | 0 | 0 | 0 | 0 | 0 | 0
143 | 25247 | 2018 | UT | Provo Power Plant | 61508 | 3 | 0 | OP | IC | NG | 2.4 | 0.05 | 1059.4 | 518.8 | Distributed from 923 Generation And Fuel | 2018 |  | 0 | 0 | 0 | 0 | 0 | 0 | 0 | 0 | 0 | 0 | 0 | 2.4 | 0 | 0 | 0 | 0 | 0 | 0 | 0 | 0 | 0 | 0 | 0 | 0 | 0 | 0 | 0 | 0 | 0 | 0
144 | 25248 | 2018 | UT | Provo Power Plant | 61508 | 4 | 0 | OP | IC | NG | 2.4 | 0.05 | 1059.4 | 518.8 | Distributed from 923 Generation And Fuel | 2018 |  | 0 | 0 | 0 | 0 | 0 | 0 | 0 | 0 | 0 | 0 | 0 | 2.4 | 0 | 0 | 0 | 0 | 0 | 0 | 0 | 0 | 0 | 0 | 0 | 0 | 0 | 0 | 0 | 0 | 0 | 0
145 | 25249 | 2018 | UT | Provo Power Plant | 61508 | 5 | 0 | OP | IC | NG | 2.4 | 0.05 | 1059.4 | 518.8 | Distributed from 923 Generation And Fuel | 2018 |  | 0 | 0 | 0 | 0 | 0 | 0 | 0 | 0 | 0 | 0 | 0 | 2.4 | 0 | 0 | 0 | 0 | 0 | 0 | 0 | 0 | 0 | 0 | 0 | 0 | 0 | 0 | 0 | 0 | 0 | 0
146 | 25250 | 2018 | UT | Quail Creek Hydro Plant #1 | 52039 | 1 | 0 | OP | HY | WAT | 2.3 | 0.409 | 8241 | 217 | Distributed from 923 Generation And Fuel | 1985 |  | 0 | 0 | 0 | 0 | 0 | 0 | 0 | 0 | 0 | 0 | 0 | 0 | 0 | 0 | 0 | 0 | 0 | 0 | 0 | 0 | 0 | 0 | 0 | 0 | 2.3 | 0 | 0 | 0 | 0 | 0
147 | 25251 | 2018 | UT | Quichapa 1 | 61119 | W5519 | 0 | OP | PV | SUN | 3 | 0.306 | 8053 | 4299 | Distributed from 923 Generation And Fuel | 2016 |  | 0 | 0 | 0 | 0 | 0 | 0 | 0 | 0 | 0 | 0 | 0 | 0 | 0 | 0 | 0 | 0 | 0 | 0 | 0 | 0 | 0 | 0 | 0 | 3 | 0 | 0 | 0 | 0 | 0 | 0
148 | 25252 | 2018 | UT | Quichapa 2 | 61120 | W5520 | 0 | OP | PV | SUN | 3 | 0.303 | 7957 | 4248 | Distributed from 923 Generation And Fuel | 2016 |  | 0 | 0 | 0 | 0 | 0 | 0 | 0 | 0 | 0 | 0 | 0 | 0 | 0 | 0 | 0 | 0 | 0 | 0 | 0 | 0 | 0 | 0 | 0 | 3 | 0 | 0 | 0 | 0 | 0 | 0
149 | 25253 | 2018 | UT | Quichapa 3 | 61121 | W5521 | 0 | OP | PV | SUN | 3 | 0.303 | 7964 | 4251 | Distributed from 923 Generation And Fuel | 2016 |  | 0 | 0 | 0 | 0 | 0 | 0 | 0 | 0 | 0 | 0 | 0 | 0 | 0 | 0 | 0 | 0 | 0 | 0 | 0 | 0 | 0 | 0 | 0 | 3 | 0 | 0 | 0 | 0 | 0 | 0
150 | 25255 | 2018 | UT | Salt Lake Energy Systems | 56554 | Unit1 | 0 | OP | IC | LFG | 0.8 | 0.922 | 6464 | 2657.75 | Distributed from 923 Generation And Fuel | 2006 |  | 0 | 0 | 0 | 0 | 0 | 0 | 0 | 0.8 | 0 | 0 | 0 | 0 | 0 | 0 | 0 | 0 | 0 | 0 | 0 | 0 | 0 | 0 | 0 | 0 | 0 | 0 | 0 | 0 | 0 | 0
151 | 25256 | 2018 | UT | Salt Lake Energy Systems | 56554 | Unit2 | 0 | OP | IC | LFG | 0.8 | 0.922 | 6464 | 2657.75 | Distributed from 923 Generation And Fuel | 2006 |  | 0 | 0 | 0 | 0 | 0 | 0 | 0 | 0.8 | 0 | 0 | 0 | 0 | 0 | 0 | 0 | 0 | 0 | 0 | 0 | 0 | 0 | 0 | 0 | 0 | 0 | 0 | 0 | 0 | 0 | 0
152 | 25257 | 2018 | UT | Salt Lake Energy Systems | 56554 | Unit3 | 0 | OP | IC | LFG | 1.6 | 0.922 | 12928 | 5315.5 | Distributed from 923 Generation And Fuel | 2006 |  | 0 | 0 | 0 | 0 | 0 | 0 | 0 | 1.6 | 0 | 0 | 0 | 0 | 0 | 0 | 0 | 0 | 0 | 0 | 0 | 0 | 0 | 0 | 0 | 0 | 0 | 0 | 0 | 0 | 0 | 0
153 | 25258 | 2018 | UT | Salt Palace Solar Gen Plant | 58006 | 1 | 0 | OP | PV | SUN | 0.8 | 0.2 | 1401.231 | 748.308 | Distributed from 923 Generation And Fuel | 2012 |  | 0 | 0 | 0 | 0 | 0 | 0 | 0 | 0 | 0 | 0 | 0 | 0 | 0 | 0 | 0 | 0 | 0 | 0 | 0 | 0 | 0 | 0 | 0 | 0.8 | 0 | 0 | 0 | 0 | 0 | 0
154 | 25259 | 2018 | UT | Salt Palace Solar Gen Plant | 58006 | 2 | 0 | OP | PV | SUN | 0.5 | 0.2 | 875.769 | 467.692 | Distributed from 923 Generation And Fuel | 2012 |  | 0 | 0 | 0 | 0 | 0 | 0 | 0 | 0 | 0 | 0 | 0 | 0 | 0 | 0 | 0 | 0 | 0 | 0 | 0 | 0 | 0 | 0 | 0 | 0.5 | 0 | 0 | 0 | 0 | 0 | 0
155 | 25261 | 2018 | UT | Snake Creek | 3658 | 1 | 0 | OP | HY | WAT | 0.6 | 0.474 | 2489 | 1128.5 | Distributed from 923 Generation And Fuel | 1910 |  | 0 | 0 | 0 | 0 | 0 | 0 | 0 | 0 | 0 | 0 | 0 | 0 | 0 | 0 | 0 | 0 | 0 | 0 | 0 | 0 | 0 | 0 | 0 | 0 | 0.6 | 0 | 0 | 0 | 0 | 0
156 | 25262 | 2018 | UT | Snake Creek | 3658 | 2 | 0 | OP | HY | WAT | 0.6 | 0.474 | 2489 | 1128.5 | Distributed from 923 Generation And Fuel | 1910 |  | 0 | 0 | 0 | 0 | 0 | 0 | 0 | 0 | 0 | 0 | 0 | 0 | 0 | 0 | 0 | 0 | 0 | 0 | 0 | 0 | 0 | 0 | 0 | 0 | 0.6 | 0 | 0 | 0 | 0 | 0
157 | 25263 | 2018 | UT | Snowbird Power Plant | 10215 | 1367 | 0 | OP | IC | NG | 0.6 | 0.001 | 5 | 2.333 | Distributed from 923 Generation And Fuel | 1986 |  | 0 | 0 | 0 | 0 | 0 | 0 | 0 | 0 | 0 | 0 | 0 | 0.6 | 0 | 0 | 0 | 0 | 0 | 0 | 0 | 0 | 0 | 0 | 0 | 0 | 0 | 0 | 0 | 0 | 0 | 0
158 | 25264 | 2018 | UT | Snowbird Power Plant | 10215 | 1391 | 0 | OP | IC | NG | 0.6 | 0.001 | 5 | 2.333 | Distributed from 923 Generation And Fuel | 1986 |  | 0 | 0 | 0 | 0 | 0 | 0 | 0 | 0 | 0 | 0 | 0 | 0.6 | 0 | 0 | 0 | 0 | 0 | 0 | 0 | 0 | 0 | 0 | 0 | 0 | 0 | 0 | 0 | 0 | 0 | 0
159 | 25265 | 2018 | UT | Snowbird Power Plant | 10215 | 1392 | 0 | OP | IC | NG | 0.6 | 0.001 | 5 | 2.333 | Distributed from 923 Generation And Fuel | 1986 |  | 0 | 0 | 0 | 0 | 0 | 0 | 0 | 0 | 0 | 0 | 0 | 0.6 | 0 | 0 | 0 | 0 | 0 | 0 | 0 | 0 | 0 | 0 | 0 | 0 | 0 | 0 | 0 | 0 | 0 | 0
160 | 25266 | 2018 | UT | South Milford Solar Plant | 59620 | SMS1 | 0 | OP | PV | SUN | 2.9 | 0.303 | 7703 | 4112 | Distributed from 923 Generation And Fuel | 2015 |  | 0 | 0 | 0 | 0 | 0 | 0 | 0 | 0 | 0 | 0 | 0 | 0 | 0 | 0 | 0 | 0 | 0 | 0 | 0 | 0 | 0 | 0 | 0 | 2.9 | 0 | 0 | 0 | 0 | 0 | 0
161 | 25267 | 2018 | UT | Spanish Fork | 3691 | 1 | 0 | OP | HY | WAT | 1.7 | 0.228 | 3396.694 | 1539.917 | Distributed from 923 Generation And Fuel | 1983 |  | 0 | 0 | 0 | 0 | 0 | 0 | 0 | 0 | 0 | 0 | 0 | 0 | 0 | 0 | 0 | 0 | 0 | 0 | 0 | 0 | 0 | 0 | 0 | 0 | 1.7 | 0 | 0 | 0 | 0 | 0
162 | 25268 | 2018 | UT | Spanish Fork | 3691 | 2 | 0 | OP | HY | WAT | 1.7 | 0.228 | 3396.694 | 1539.917 | Distributed from 923 Generation And Fuel | 1983 |  | 0 | 0 | 0 | 0 | 0 | 0 | 0 | 0 | 0 | 0 | 0 | 0 | 0 | 0 | 0 | 0 | 0 | 0 | 0 | 0 | 0 | 0 | 0 | 0 | 1.7 | 0 | 0 | 0 | 0 | 0
163 | 25269 | 2018 | UT | Spanish Fork | 3691 | 3 | 0 | OP | HY | WAT | 0.2 | 0.228 | 399.611 | 181.167 | Distributed from 923 Generation And Fuel | 1937 |  | 0 | 0 | 0 | 0 | 0 | 0 | 0 | 0 | 0 | 0 | 0 | 0 | 0 | 0 | 0 | 0 | 0 | 0 | 0 | 0 | 0 | 0 | 0 | 0 | 0.2 | 0 | 0 | 0 | 0 | 0
164 | 25270 | 2018 | UT | Spanish Fork Wind Park 2 LLC | 56751 | 1 | 0 | OP | WT | WND | 18.9 | 0.268 | 44398 | 16645 | Distributed from 923 Generation And Fuel | 2008 |  | 0 | 0 | 0 | 0 | 0 | 0 | 0 | 0 | 0 | 0 | 0 | 0 | 0 | 0 | 0 | 0 | 0 | 0 | 0 | 0 | 0 | 0 | 0 | 0 | 0 | 0 | 0 | 0 | 0 | 18.9
165 | 25273 | 2018 | UT | Stairs | 3659 | 3 | 0 | OP | HY | WAT | 1 | 0.43 | 3767 | 1708 | Distributed from 923 Generation And Fuel | 1912 |  | 0 | 0 | 0 | 0 | 0 | 0 | 0 | 0 | 0 | 0 | 0 | 0 | 0 | 0 | 0 | 0 | 0 | 0 | 0 | 0 | 0 | 0 | 0 | 0 | 1 | 0 | 0 | 0 | 0 | 0
166 | 25274 | 2018 | UT | Sunnyside Cogen Associates | 50951 | GEN1 | 1 | OP | ST | WC | 58.1 | 0.811 | 412891 | 186247 | EIA-923 Generator File | 1993 |  | 0 | 0 | 0 | 0 | 0 | 0 | 0 | 0 | 0 | 0 | 0 | 0 | 0 | 0 | 0 | 0 | 0 | 0 | 0 | 0 | 0 | 0 | 0 | 0 | 0 | 58.1 | 0 | 0 | 0 | 0
167 | 25275 | 2018 | UT | Tesoro SLC Cogeneration Plant | 56509 | 1 | 0 | OP | GT | NG | 15.2 | 0.684 | 91082.5 | 37760.5 | Distributed from 923 Generation And Fuel | 2004 |  | 0 | 0 | 0 | 0 | 0 | 0 | 0 | 0 | 0 | 0 | 0 | 15.2 | 0 | 0 | 0 | 0 | 0 | 0 | 0 | 0 | 0 | 0 | 0 | 0 | 0 | 0 | 0 | 0 | 0 | 0
168 | 25276 | 2018 | UT | Tesoro SLC Cogeneration Plant | 56509 | 2 | 0 | OP | GT | NG | 15.2 | 0.684 | 91082.5 | 37760.5 | Distributed from 923 Generation And Fuel | 2004 |  | 0 | 0 | 0 | 0 | 0 | 0 | 0 | 0 | 0 | 0 | 0 | 15.2 | 0 | 0 | 0 | 0 | 0 | 0 | 0 | 0 | 0 | 0 | 0 | 0 | 0 | 0 | 0 | 0 | 0 | 0
169 | 25277 | 2018 | UT | Thermo No 1 | 57353 | 2 | 0 | OP | BT | GEO | 14 | 0.529 | 64926 | 27384 | Distributed from 923 Generation And Fuel | 2013 |  | 0 | 0 | 0 | 0 | 0 | 14 | 0 | 0 | 0 | 0 | 0 | 0 | 0 | 0 | 0 | 0 | 0 | 0 | 0 | 0 | 0 | 0 | 0 | 0 | 0 | 0 | 0 | 0 | 0 | 0
170 | 25280 | 2018 | UT | Three Peaks Power | 60432 | TPP | 0 | OP | PV | SUN | 80 | 0.322 | 225931 | 121389 | Distributed from 923 Generation And Fuel | 2016 |  | 0 | 0 | 0 | 0 | 0 | 0 | 0 | 0 | 0 | 0 | 0 | 0 | 0 | 0 | 0 | 0 | 0 | 0 | 0 | 0 | 0 | 0 | 0 | 80 | 0 | 0 | 0 | 0 | 0 | 0
171 | 25281 | 2018 | UT | Tooele Army Depot | 59817 | GEN03 | 0 | OP | WT | WND | 1.7 | 0.231 | 3440 | 1290 | Distributed from 923 Generation And Fuel | 2016 |  | 0 | 0 | 0 | 0 | 0 | 0 | 0 | 0 | 0 | 0 | 0 | 0 | 0 | 0 | 0 | 0 | 0 | 0 | 0 | 0 | 0 | 0 | 0 | 0 | 0 | 0 | 0 | 0 | 0 | 1.7
172 | 25283 | 2018 | UT | Trans-Jordan Generating Station | 56853 | 1 | 0 | OP | IC | LFG | 1.6 | 0.916 | 12834.667 | 5277.333 | Distributed from 923 Generation And Fuel | 2009 |  | 0 | 0 | 0 | 0 | 0 | 0 | 0 | 1.6 | 0 | 0 | 0 | 0 | 0 | 0 | 0 | 0 | 0 | 0 | 0 | 0 | 0 | 0 | 0 | 0 | 0 | 0 | 0 | 0 | 0 | 0
173 | 25284 | 2018 | UT | Trans-Jordan Generating Station | 56853 | 2 | 0 | OP | IC | LFG | 1.6 | 0.916 | 12834.667 | 5277.333 | Distributed from 923 Generation And Fuel | 2009 |  | 0 | 0 | 0 | 0 | 0 | 0 | 0 | 1.6 | 0 | 0 | 0 | 0 | 0 | 0 | 0 | 0 | 0 | 0 | 0 | 0 | 0 | 0 | 0 | 0 | 0 | 0 | 0 | 0 | 0 | 0
174 | 25285 | 2018 | UT | Trans-Jordan Generating Station | 56853 | 3 | 0 | OP | IC | LFG | 1.6 | 0.916 | 12834.667 | 5277.333 | Distributed from 923 Generation And Fuel | 2009 |  | 0 | 0 | 0 | 0 | 0 | 0 | 0 | 1.6 | 0 | 0 | 0 | 0 | 0 | 0 | 0 | 0 | 0 | 0 | 0 | 0 | 0 | 0 | 0 | 0 | 0 | 0 | 0 | 0 | 0 | 0
175 | 25286 | 2018 | UT | Uintah | 3704 | 1 | 0 | OP | HY | WAT | 0.6 | 0.612 | 3218 | 1459 | Distributed from 923 Generation And Fuel | 1920 |  | 0 | 0 | 0 | 0 | 0 | 0 | 0 | 0 | 0 | 0 | 0 | 0 | 0 | 0 | 0 | 0 | 0 | 0 | 0 | 0 | 0 | 0 | 0 | 0 | 0.6 | 0 | 0 | 0 | 0 | 0
176 | 25287 | 2018 | UT | Uintah | 3704 | 2 | 0 | OP | HY | WAT | 0.6 | 0.612 | 3218 | 1459 | Distributed from 923 Generation And Fuel | 1940 |  | 0 | 0 | 0 | 0 | 0 | 0 | 0 | 0 | 0 | 0 | 0 | 0 | 0 | 0 | 0 | 0 | 0 | 0 | 0 | 0 | 0 | 0 | 0 | 0 | 0.6 | 0 | 0 | 0 | 0 | 0
177 | 25288 | 2018 | UT | Unit 4 | 7015 | 1 | 0 | OP | HY | WAT | 1.5 | 0.34 | 4471 | 2027 | Distributed from 923 Generation And Fuel | 1993 |  | 0 | 0 | 0 | 0 | 0 | 0 | 0 | 0 | 0 | 0 | 0 | 0 | 0 | 0 | 0 | 0 | 0 | 0 | 0 | 0 | 0 | 0 | 0 | 0 | 1.5 | 0 | 0 | 0 | 0 | 0
178 | 25289 | 2018 | UT | Upper Beaver | 3643 | 1 | 0 | OP | HY | WAT | 1.3 | 0.337 | 3841.24 | 1741.48 | Distributed from 923 Generation And Fuel | 1907 |  | 0 | 0 | 0 | 0 | 0 | 0 | 0 | 0 | 0 | 0 | 0 | 0 | 0 | 0 | 0 | 0 | 0 | 0 | 0 | 0 | 0 | 0 | 0 | 0 | 1.3 | 0 | 0 | 0 | 0 | 0
179 | 25290 | 2018 | UT | Upper Beaver | 3643 | 2 | 0 | OP | HY | WAT | 1.2 | 0.337 | 3545.76 | 1607.52 | Distributed from 923 Generation And Fuel | 1907 |  | 0 | 0 | 0 | 0 | 0 | 0 | 0 | 0 | 0 | 0 | 0 | 0 | 0 | 0 | 0 | 0 | 0 | 0 | 0 | 0 | 0 | 0 | 0 | 0 | 1.2 | 0 | 0 | 0 | 0 | 0
180 | 25291 | 2018 | UT | US Magnesium | 58191 | GT1 | 0 | OP | GT | NG | 16 | 0.318 | 44555.692 | 17634.462 | Distributed from 923 Generation And Fuel | 1972 |  | 0 | 0 | 0 | 0 | 0 | 0 | 0 | 0 | 0 | 0 | 0 | 16 | 0 | 0 | 0 | 0 | 0 | 0 | 0 | 0 | 0 | 0 | 0 | 0 | 0 | 0 | 0 | 0 | 0 | 0
181 | 25292 | 2018 | UT | US Magnesium | 58191 | GT2 | 0 | OP | GT | NG | 16 | 0.318 | 44555.692 | 17634.462 | Distributed from 923 Generation And Fuel | 1972 |  | 0 | 0 | 0 | 0 | 0 | 0 | 0 | 0 | 0 | 0 | 0 | 16 | 0 | 0 | 0 | 0 | 0 | 0 | 0 | 0 | 0 | 0 | 0 | 0 | 0 | 0 | 0 | 0 | 0 | 0
182 | 25293 | 2018 | UT | US Magnesium | 58191 | GT3 | 0 | OP | GT | NG | 16 | 0.318 | 44555.692 | 17634.462 | Distributed from 923 Generation And Fuel | 1972 |  | 0 | 0 | 0 | 0 | 0 | 0 | 0 | 0 | 0 | 0 | 0 | 16 | 0 | 0 | 0 | 0 | 0 | 0 | 0 | 0 | 0 | 0 | 0 | 0 | 0 | 0 | 0 | 0 | 0 | 0
183 | 25295 | 2018 | UT | Utah Red Hills Renewable Energy Park | 58660 | 1 | 0 | OP | PV | SUN | 80 | 0.299 | 209479 | 111828 | Distributed from 923 Generation And Fuel | 2015 |  | 0 | 0 | 0 | 0 | 0 | 0 | 0 | 0 | 0 | 0 | 0 | 0 | 0 | 0 | 0 | 0 | 0 | 0 | 0 | 0 | 0 | 0 | 0 | 80 | 0 | 0 | 0 | 0 | 0 | 0
184 | 25296 | 2018 | UT | Veyo Heat Recovery Project | 60421 | WHR1 | 0 | OP | ST | WH | 9.5 | 0.638 | 53104 | 21331 | Distributed from 923 Generation And Fuel | 2016 |  | 0 | 0 | 0 | 0 | 0 | 0 | 0 | 0 | 0 | 0 | 0 | 0 | 0 | 0 | 0 | 0 | 0 | 0 | 0 | 0 | 0 | 0 | 0 | 0 | 0 | 0 | 0 | 0 | 9.5 | 0
185 | 25297 | 2018 | UT | Wanship | 3698 | 1 | 0 | OP | HY | WAT | 1.9 | 0.352 | 5863 | 2658 | Distributed from 923 Generation And Fuel | 1958 |  | 0 | 0 | 0 | 0 | 0 | 0 | 0 | 0 | 0 | 0 | 0 | 0 | 0 | 0 | 0 | 0 | 0 | 0 | 0 | 0 | 0 | 0 | 0 | 0 | 1.9 | 0 | 0 | 0 | 0 | 0
186 | 25298 | 2018 | UT | Washington City Electric Generation | 59660 | 3 | 0 | OP | IC | NG | 2 | 0.002 | 34.667 | 17 | Distributed from 923 Generation And Fuel | 2008 |  | 0 | 0 | 0 | 0 | 0 | 0 | 0 | 0 | 0 | 0 | 0 | 2 | 0 | 0 | 0 | 0 | 0 | 0 | 0 | 0 | 0 | 0 | 0 | 0 | 0 | 0 | 0 | 0 | 0 | 0
187 | 25299 | 2018 | UT | Washington City Electric Generation | 59660 | 4 | 0 | OP | IC | NG | 2 | 0.002 | 34.667 | 17 | Distributed from 923 Generation And Fuel | 2008 |  | 0 | 0 | 0 | 0 | 0 | 0 | 0 | 0 | 0 | 0 | 0 | 2 | 0 | 0 | 0 | 0 | 0 | 0 | 0 | 0 | 0 | 0 | 0 | 0 | 0 | 0 | 0 | 0 | 0 | 0
188 | 25300 | 2018 | UT | Washington City Electric Generation | 59660 | 9 | 0 | OP | IC | NG | 2 | 0.002 | 34.667 | 17 | Distributed from 923 Generation And Fuel | 2007 |  | 0 | 0 | 0 | 0 | 0 | 0 | 0 | 0 | 0 | 0 | 0 | 2 | 0 | 0 | 0 | 0 | 0 | 0 | 0 | 0 | 0 | 0 | 0 | 0 | 0 | 0 | 0 | 0 | 0 | 0
189 | 25301 | 2018 | UT | Weber | 3661 | 1 | 0 | OP | HY | WAT | 3.8 | 0.339 | 11273 | 5111 | Distributed from 923 Generation And Fuel | 1911 |  | 0 | 0 | 0 | 0 | 0 | 0 | 0 | 0 | 0 | 0 | 0 | 0 | 0 | 0 | 0 | 0 | 0 | 0 | 0 | 0 | 0 | 0 | 0 | 0 | 3.8 | 0 | 0 | 0 | 0 | 0
190 | 25302 | 2018 | UT | Weber State University - Davis Campus PV | 60821 | PV1 | 0 | OP | PV | SUN | 1.3 | 0.209 | 2380 | 1271 | Distributed from 923 Generation And Fuel | 2017 |  | 0 | 0 | 0 | 0 | 0 | 0 | 0 | 0 | 0 | 0 | 0 | 0 | 0 | 0 | 0 | 0 | 0 | 0 | 0 | 0 | 0 | 0 | 0 | 1.3 | 0 | 0 | 0 | 0 | 0 | 0
191 | 25303 | 2018 | UT | West Valley Generation Project | 55622 | U1 | 0 | OP | GT | NG | 43.4 | 0.113 | 43026 | 34152.2 | Distributed from 923 Generation And Fuel | 2002 |  | 0 | 0 | 0 | 0 | 0 | 0 | 0 | 0 | 0 | 0 | 0 | 43.4 | 0 | 0 | 0 | 0 | 0 | 0 | 0 | 0 | 0 | 0 | 0 | 0 | 0 | 0 | 0 | 0 | 0 | 0
192 | 25304 | 2018 | UT | West Valley Generation Project | 55622 | U2 | 0 | OP | GT | NG | 43.4 | 0.113 | 43026 | 34152.2 | Distributed from 923 Generation And Fuel | 2002 |  | 0 | 0 | 0 | 0 | 0 | 0 | 0 | 0 | 0 | 0 | 0 | 43.4 | 0 | 0 | 0 | 0 | 0 | 0 | 0 | 0 | 0 | 0 | 0 | 0 | 0 | 0 | 0 | 0 | 0 | 0
193 | 25305 | 2018 | UT | West Valley Generation Project | 55622 | U3 | 0 | OP | GT | NG | 43.4 | 0.113 | 43026 | 34152.2 | Distributed from 923 Generation And Fuel | 2001 |  | 0 | 0 | 0 | 0 | 0 | 0 | 0 | 0 | 0 | 0 | 0 | 43.4 | 0 | 0 | 0 | 0 | 0 | 0 | 0 | 0 | 0 | 0 | 0 | 0 | 0 | 0 | 0 | 0 | 0 | 0
194 | 25306 | 2018 | UT | West Valley Generation Project | 55622 | U4 | 0 | OP | GT | NG | 43.4 | 0.113 | 43026 | 34152.2 | Distributed from 923 Generation And Fuel | 2001 |  | 0 | 0 | 0 | 0 | 0 | 0 | 0 | 0 | 0 | 0 | 0 | 43.4 | 0 | 0 | 0 | 0 | 0 | 0 | 0 | 0 | 0 | 0 | 0 | 0 | 0 | 0 | 0 | 0 | 0 | 0
195 | 25307 | 2018 | UT | West Valley Generation Project | 55622 | U5 | 0 | OP | GT | NG | 43.4 | 0.113 | 43026 | 34152.2 | Distributed from 923 Generation And Fuel | 2002 |  | 0 | 0 | 0 | 0 | 0 | 0 | 0 | 0 | 0 | 0 | 0 | 43.4 | 0 | 0 | 0 | 0 | 0 | 0 | 0 | 0 | 0 | 0 | 0 | 0 | 0 | 0 | 0 | 0 | 0 | 0
196 | 25308 | 2018 | UT | Whitehead | 7028 | K1 | 0 | OP | IC | NG | 7 | 0.037 | 2287.645 | 1116.613 | Distributed from 923 Generation And Fuel | 1986 |  | 0 | 0 | 0 | 0 | 0 | 0 | 0 | 0 | 0 | 0 | 0 | 7 | 0 | 0 | 0 | 0 | 0 | 0 | 0 | 0 | 0 | 0 | 0 | 0 | 0 | 0 | 0 | 0 | 0 | 0
197 | 25309 | 2018 | UT | Whitehead | 7028 | K2 | 0 | OP | IC | NG | 7 | 0.037 | 2287.645 | 1116.613 | Distributed from 923 Generation And Fuel | 1986 |  | 0 | 0 | 0 | 0 | 0 | 0 | 0 | 0 | 0 | 0 | 0 | 7 | 0 | 0 | 0 | 0 | 0 | 0 | 0 | 0 | 0 | 0 | 0 | 0 | 0 | 0 | 0 | 0 | 0 | 0
198 | 25310 | 2018 | UT | Whitehead | 7028 | K3 | 0 | OP | IC | NG | 7 | 0.037 | 2287.645 | 1116.613 | Distributed from 923 Generation And Fuel | 2000 |  | 0 | 0 | 0 | 0 | 0 | 0 | 0 | 0 | 0 | 0 | 0 | 7 | 0 | 0 | 0 | 0 | 0 | 0 | 0 | 0 | 0 | 0 | 0 | 0 | 0 | 0 | 0 | 0 | 0 | 0
199 | 25311 | 2018 | UT | Whitehead | 7028 | K4 | 0 | OP | IC | NG | 5 | 0.037 | 1634.032 | 797.581 | Distributed from 923 Generation And Fuel | 2002 |  | 0 | 0 | 0 | 0 | 0 | 0 | 0 | 0 | 0 | 0 | 0 | 5 | 0 | 0 | 0 | 0 | 0 | 0 | 0 | 0 | 0 | 0 | 0 | 0 | 0 | 0 | 0 | 0 | 0 | 0
200 | 25312 | 2018 | UT | Whitehead | 7028 | K6CAT | 0 | OP | IC | NG | 2.5 | 0.037 | 817.016 | 398.79 | Distributed from 923 Generation And Fuel | 2016 |  | 0 | 0 | 0 | 0 | 0 | 0 | 0 | 0 | 0 | 0 | 0 | 2.5 | 0 | 0 | 0 | 0 | 0 | 0 | 0 | 0 | 0 | 0 | 0 | 0 | 0 | 0 | 0 | 0 | 0 | 0
201 | 25313 | 2018 | UT | Whitehead | 7028 | K7CAT | 0 | OP | IC | NG | 2.5 | 0.037 | 817.016 | 398.79 | Distributed from 923 Generation And Fuel | 2016 |  | 0 | 0 | 0 | 0 | 0 | 0 | 0 | 0 | 0 | 0 | 0 | 2.5 | 0 | 0 | 0 | 0 | 0 | 0 | 0 | 0 | 0 | 0 | 0 | 0 | 0 | 0 | 0 | 0 | 0 | 0
[17 empty] | Sum | 0 | 0 | 4754 | 0 | 10.2 | 83.8 | 0 | 10.3 | 0 | 0 | 0 | 3243 | 0 | 3.2 | 0 | 0 | 0 | 0 | 0 | 0 | 0 | 0 | 0 | 859.1 | 264.8 | 58.1 | 0 | 0 | 41.3 | 388.2 | 9716
[17 empty] | % | 0% | 0% | 48.93% | 0% | 0.105% | 0.8625% | 0% | 0.106% | 0% | 0% | 0% | 33.38% | 0% | 0.03294% | 0% | 0% | 0% | 0% | 0% | 0% | 0% | 0% | 0% | 8.842% | 2.725% | 0.598% | 0% | 0% | 0.4251% | 3.995%

## eGRID WA
| eGRID2018 Generator file sequence number | Data Year | Plant state abbreviation | Plant name | DOE/EIA ORIS plant or facility code | Generator ID | Number of associated boilers | Generator status | Generator prime mover type | Generator primary fuel | Generator nameplate capacity (MW) | Generator capacity factor | Generator annual net generation (MWh) | Generator ozone season net generation (MWh) | Generation data source | Generator year on-line | Generator planned or actual retirement year | AB | BFG | BIT | BLQ | DFO | GEO | JF | LFG | LIG | MSW | MWH | NG | NUC | OBG | OBS | OG | OTH | PC | PG | PRG | PUR | RC | SUB | SUN | WAT | WC | WDL | WDS | WH | WND
1 | 26384 | 2018 | WA | Adams Nielson Solar | 61933 | ADAMS | 0 | OP | PV | SUN | 19.2 | 0.007 | 1207 | 0 | Distributed from 923 Generation And Fuel | 2018 |  | 0 | 0 | 0 | 0 | 0 | 0 | 0 | 0 | 0 | 0 | 0 | 0 | 0 | 0 | 0 | 0 | 0 | 0 | 0 | 0 | 0 | 0 | 0 | 19.2 | 0 | 0 | 0 | 0 | 0 | 0
2 | 26385 | 2018 | WA | Alder | 3913 | 11 | 0 | OP | HY | WAT | 25 | 0.471 | 103171.5 | 43788.5 | Distributed from 923 Generation And Fuel | 1947 |  | 0 | 0 | 0 | 0 | 0 | 0 | 0 | 0 | 0 | 0 | 0 | 0 | 0 | 0 | 0 | 0 | 0 | 0 | 0 | 0 | 0 | 0 | 0 | 0 | 25 | 0 | 0 | 0 | 0 | 0
3 | 26386 | 2018 | WA | Alder | 3913 | 12 | 0 | OP | HY | WAT | 25 | 0.471 | 103171.5 | 43788.5 | Distributed from 923 Generation And Fuel | 1945 |  | 0 | 0 | 0 | 0 | 0 | 0 | 0 | 0 | 0 | 0 | 0 | 0 | 0 | 0 | 0 | 0 | 0 | 0 | 0 | 0 | 0 | 0 | 0 | 0 | 25 | 0 | 0 | 0 | 0 | 0
4 | 26387 | 2018 | WA | Big Horn Wind II | 57319 | 1 | 0 | OP | WT | WND | 50 | 0.272 | 119320 | 59889 | Distributed from 923 Generation And Fuel | 2011 |  | 0 | 0 | 0 | 0 | 0 | 0 | 0 | 0 | 0 | 0 | 0 | 0 | 0 | 0 | 0 | 0 | 0 | 0 | 0 | 0 | 0 | 0 | 0 | 0 | 0 | 0 | 0 | 0 | 0 | 50
5 | 26388 | 2018 | WA | Big Horn Wind Project | 56361 | 1 | 0 | OP | WT | WND | 199 | 0.293 | 510765 | 256362 | Distributed from 923 Generation And Fuel | 2006 |  | 0 | 0 | 0 | 0 | 0 | 0 | 0 | 0 | 0 | 0 | 0 | 0 | 0 | 0 | 0 | 0 | 0 | 0 | 0 | 0 | 0 | 0 | 0 | 0 | 0 | 0 | 0 | 0 | 0 | 199
6 | 26390 | 2018 | WA | Black Creek | 54860 | GEN1 | 0 | OP | HY | WAT | 3.7 | 0.365 | 11824 | 5018 | Distributed from 923 Generation And Fuel | 1994 |  | 0 | 0 | 0 | 0 | 0 | 0 | 0 | 0 | 0 | 0 | 0 | 0 | 0 | 0 | 0 | 0 | 0 | 0 | 0 | 0 | 0 | 0 | 0 | 0 | 3.7 | 0 | 0 | 0 | 0 | 0
7 | 26391 | 2018 | WA | Boulder Park | 8022 | 1 | 0 | OP | IC | NG | 4.1 | 0.222 | 7988.5 | 4944.333 | Distributed from 923 Generation And Fuel | 2002 |  | 0 | 0 | 0 | 0 | 0 | 0 | 0 | 0 | 0 | 0 | 0 | 4.1 | 0 | 0 | 0 | 0 | 0 | 0 | 0 | 0 | 0 | 0 | 0 | 0 | 0 | 0 | 0 | 0 | 0 | 0
8 | 26392 | 2018 | WA | Boulder Park | 8022 | 2 | 0 | OP | IC | NG | 4.1 | 0.222 | 7988.5 | 4944.333 | Distributed from 923 Generation And Fuel | 2002 |  | 0 | 0 | 0 | 0 | 0 | 0 | 0 | 0 | 0 | 0 | 0 | 4.1 | 0 | 0 | 0 | 0 | 0 | 0 | 0 | 0 | 0 | 0 | 0 | 0 | 0 | 0 | 0 | 0 | 0 | 0
9 | 26393 | 2018 | WA | Boulder Park | 8022 | 3 | 0 | OP | IC | NG | 4.1 | 0.222 | 7988.5 | 4944.333 | Distributed from 923 Generation And Fuel | 2002 |  | 0 | 0 | 0 | 0 | 0 | 0 | 0 | 0 | 0 | 0 | 0 | 4.1 | 0 | 0 | 0 | 0 | 0 | 0 | 0 | 0 | 0 | 0 | 0 | 0 | 0 | 0 | 0 | 0 | 0 | 0
10 | 26394 | 2018 | WA | Boulder Park | 8022 | 4 | 0 | OP | IC | NG | 4.1 | 0.222 | 7988.5 | 4944.333 | Distributed from 923 Generation And Fuel | 2002 |  | 0 | 0 | 0 | 0 | 0 | 0 | 0 | 0 | 0 | 0 | 0 | 4.1 | 0 | 0 | 0 | 0 | 0 | 0 | 0 | 0 | 0 | 0 | 0 | 0 | 0 | 0 | 0 | 0 | 0 | 0
11 | 26395 | 2018 | WA | Boulder Park | 8022 | 5 | 0 | OP | IC | NG | 4.1 | 0.222 | 7988.5 | 4944.333 | Distributed from 923 Generation And Fuel | 2002 |  | 0 | 0 | 0 | 0 | 0 | 0 | 0 | 0 | 0 | 0 | 0 | 4.1 | 0 | 0 | 0 | 0 | 0 | 0 | 0 | 0 | 0 | 0 | 0 | 0 | 0 | 0 | 0 | 0 | 0 | 0
12 | 26396 | 2018 | WA | Boulder Park | 8022 | 6 | 0 | OP | IC | NG | 4.1 | 0.222 | 7988.5 | 4944.333 | Distributed from 923 Generation And Fuel | 2002 |  | 0 | 0 | 0 | 0 | 0 | 0 | 0 | 0 | 0 | 0 | 0 | 4.1 | 0 | 0 | 0 | 0 | 0 | 0 | 0 | 0 | 0 | 0 | 0 | 0 | 0 | 0 | 0 | 0 | 0 | 0
13 | 26397 | 2018 | WA | Boundary | 6433 | 51 | 0 | OP | HY | WAT | 158.4 | 0.409 | 566966.221 | 269211.746 | Distributed from 923 Generation And Fuel | 1967 |  | 0 | 0 | 0 | 0 | 0 | 0 | 0 | 0 | 0 | 0 | 0 | 0 | 0 | 0 | 0 | 0 | 0 | 0 | 0 | 0 | 0 | 0 | 0 | 0 | 158.4 | 0 | 0 | 0 | 0 | 0
14 | 26398 | 2018 | WA | Boundary | 6433 | 52 | 0 | OP | HY | WAT | 161.5 | 0.409 | 578062.15 | 274480.41 | Distributed from 923 Generation And Fuel | 1967 |  | 0 | 0 | 0 | 0 | 0 | 0 | 0 | 0 | 0 | 0 | 0 | 0 | 0 | 0 | 0 | 0 | 0 | 0 | 0 | 0 | 0 | 0 | 0 | 0 | 161.5 | 0 | 0 | 0 | 0 | 0
15 | 26399 | 2018 | WA | Boundary | 6433 | 53 | 0 | OP | HY | WAT | 158.4 | 0.409 | 566966.221 | 269211.746 | Distributed from 923 Generation And Fuel | 1967 |  | 0 | 0 | 0 | 0 | 0 | 0 | 0 | 0 | 0 | 0 | 0 | 0 | 0 | 0 | 0 | 0 | 0 | 0 | 0 | 0 | 0 | 0 | 0 | 0 | 158.4 | 0 | 0 | 0 | 0 | 0
16 | 26400 | 2018 | WA | Boundary | 6433 | 54 | 0 | OP | HY | WAT | 161.5 | 0.409 | 578062.15 | 274480.41 | Distributed from 923 Generation And Fuel | 1967 |  | 0 | 0 | 0 | 0 | 0 | 0 | 0 | 0 | 0 | 0 | 0 | 0 | 0 | 0 | 0 | 0 | 0 | 0 | 0 | 0 | 0 | 0 | 0 | 0 | 161.5 | 0 | 0 | 0 | 0 | 0
17 | 26401 | 2018 | WA | Boundary | 6433 | 55 | 0 | OP | HY | WAT | 239.4 | 0.409 | 856892.129 | 406876.844 | Distributed from 923 Generation And Fuel | 1985 |  | 0 | 0 | 0 | 0 | 0 | 0 | 0 | 0 | 0 | 0 | 0 | 0 | 0 | 0 | 0 | 0 | 0 | 0 | 0 | 0 | 0 | 0 | 0 | 0 | 239.4 | 0 | 0 | 0 | 0 | 0
18 | 26402 | 2018 | WA | Boundary | 6433 | 56 | 0 | OP | HY | WAT | 239.4 | 0.409 | 856892.129 | 406876.844 | Distributed from 923 Generation And Fuel | 1986 |  | 0 | 0 | 0 | 0 | 0 | 0 | 0 | 0 | 0 | 0 | 0 | 0 | 0 | 0 | 0 | 0 | 0 | 0 | 0 | 0 | 0 | 0 | 0 | 0 | 239.4 | 0 | 0 | 0 | 0 | 0
19 | 26403 | 2018 | WA | Box Canyon | 3891 | 1 | 0 | OP | HY | WAT | 22.5 | 0.56 | 110401.5 | 46857 | Distributed from 923 Generation And Fuel | 1955 |  | 0 | 0 | 0 | 0 | 0 | 0 | 0 | 0 | 0 | 0 | 0 | 0 | 0 | 0 | 0 | 0 | 0 | 0 | 0 | 0 | 0 | 0 | 0 | 0 | 22.5 | 0 | 0 | 0 | 0 | 0
20 | 26404 | 2018 | WA | Box Canyon | 3891 | 2 | 0 | OP | HY | WAT | 22.5 | 0.56 | 110401.5 | 46857 | Distributed from 923 Generation And Fuel | 1955 |  | 0 | 0 | 0 | 0 | 0 | 0 | 0 | 0 | 0 | 0 | 0 | 0 | 0 | 0 | 0 | 0 | 0 | 0 | 0 | 0 | 0 | 0 | 0 | 0 | 22.5 | 0 | 0 | 0 | 0 | 0
21 | 26405 | 2018 | WA | Box Canyon | 3891 | 3 | 0 | OP | HY | WAT | 22.5 | 0.56 | 110401.5 | 46857 | Distributed from 923 Generation And Fuel | 1955 |  | 0 | 0 | 0 | 0 | 0 | 0 | 0 | 0 | 0 | 0 | 0 | 0 | 0 | 0 | 0 | 0 | 0 | 0 | 0 | 0 | 0 | 0 | 0 | 0 | 22.5 | 0 | 0 | 0 | 0 | 0
22 | 26406 | 2018 | WA | Box Canyon | 3891 | 4 | 0 | OP | HY | WAT | 22.5 | 0.56 | 110401.5 | 46857 | Distributed from 923 Generation And Fuel | 1955 |  | 0 | 0 | 0 | 0 | 0 | 0 | 0 | 0 | 0 | 0 | 0 | 0 | 0 | 0 | 0 | 0 | 0 | 0 | 0 | 0 | 0 | 0 | 0 | 0 | 22.5 | 0 | 0 | 0 | 0 | 0
23 | 26407 | 2018 | WA | Calligan Creek Hydroelectric Project | 60418 | CC6MW | 0 | OP | HY | WAT | 6 | 0.223 | 11696 | 5507 | Distributed from 923 Generation And Fuel | 2018 |  | 0 | 0 | 0 | 0 | 0 | 0 | 0 | 0 | 0 | 0 | 0 | 0 | 0 | 0 | 0 | 0 | 0 | 0 | 0 | 0 | 0 | 0 | 0 | 0 | 6 | 0 | 0 | 0 | 0 | 0
24 | 26409 | 2018 | WA | Cedar Falls (WA) | 6430 | 5 | 0 | OP | HY | WAT | 15 | 0.331 | 43470 | 18449.5 | Distributed from 923 Generation And Fuel | 1921 |  | 0 | 0 | 0 | 0 | 0 | 0 | 0 | 0 | 0 | 0 | 0 | 0 | 0 | 0 | 0 | 0 | 0 | 0 | 0 | 0 | 0 | 0 | 0 | 0 | 15 | 0 | 0 | 0 | 0 | 0
25 | 26410 | 2018 | WA | Cedar Falls (WA) | 6430 | 6 | 0 | OP | HY | WAT | 15 | 0.331 | 43470 | 18449.5 | Distributed from 923 Generation And Fuel | 1929 |  | 0 | 0 | 0 | 0 | 0 | 0 | 0 | 0 | 0 | 0 | 0 | 0 | 0 | 0 | 0 | 0 | 0 | 0 | 0 | 0 | 0 | 0 | 0 | 0 | 15 | 0 | 0 | 0 | 0 | 0
26 | 26411 | 2018 | WA | Cedar Hills | 57298 | 1 | 0 | OP | IC | LFG | 0.3 | 0.624 | 1638.889 | 641.167 | Distributed from 923 Generation And Fuel | 2009 |  | 0 | 0 | 0 | 0 | 0 | 0 | 0 | 0.3 | 0 | 0 | 0 | 0 | 0 | 0 | 0 | 0 | 0 | 0 | 0 | 0 | 0 | 0 | 0 | 0 | 0 | 0 | 0 | 0 | 0 | 0
27 | 26412 | 2018 | WA | Cedar Hills | 57298 | 10 | 0 | OP | IC | LFG | 0.3 | 0.624 | 1638.889 | 641.167 | Distributed from 923 Generation And Fuel | 2009 |  | 0 | 0 | 0 | 0 | 0 | 0 | 0 | 0.3 | 0 | 0 | 0 | 0 | 0 | 0 | 0 | 0 | 0 | 0 | 0 | 0 | 0 | 0 | 0 | 0 | 0 | 0 | 0 | 0 | 0 | 0
28 | 26413 | 2018 | WA | Cedar Hills | 57298 | 11 | 0 | OP | IC | LFG | 0.3 | 0.624 | 1638.889 | 641.167 | Distributed from 923 Generation And Fuel | 2009 |  | 0 | 0 | 0 | 0 | 0 | 0 | 0 | 0.3 | 0 | 0 | 0 | 0 | 0 | 0 | 0 | 0 | 0 | 0 | 0 | 0 | 0 | 0 | 0 | 0 | 0 | 0 | 0 | 0 | 0 | 0
29 | 26414 | 2018 | WA | Cedar Hills | 57298 | 12 | 0 | OP | IC | LFG | 0.3 | 0.624 | 1638.889 | 641.167 | Distributed from 923 Generation And Fuel | 2009 |  | 0 | 0 | 0 | 0 | 0 | 0 | 0 | 0.3 | 0 | 0 | 0 | 0 | 0 | 0 | 0 | 0 | 0 | 0 | 0 | 0 | 0 | 0 | 0 | 0 | 0 | 0 | 0 | 0 | 0 | 0
30 | 26415 | 2018 | WA | Cedar Hills | 57298 | 13 | 0 | OP | IC | LFG | 0.3 | 0.624 | 1638.889 | 641.167 | Distributed from 923 Generation And Fuel | 2009 |  | 0 | 0 | 0 | 0 | 0 | 0 | 0 | 0.3 | 0 | 0 | 0 | 0 | 0 | 0 | 0 | 0 | 0 | 0 | 0 | 0 | 0 | 0 | 0 | 0 | 0 | 0 | 0 | 0 | 0 | 0
31 | 26416 | 2018 | WA | Cedar Hills | 57298 | 14 | 0 | OP | IC | LFG | 0.3 | 0.624 | 1638.889 | 641.167 | Distributed from 923 Generation And Fuel | 2009 |  | 0 | 0 | 0 | 0 | 0 | 0 | 0 | 0.3 | 0 | 0 | 0 | 0 | 0 | 0 | 0 | 0 | 0 | 0 | 0 | 0 | 0 | 0 | 0 | 0 | 0 | 0 | 0 | 0 | 0 | 0
32 | 26417 | 2018 | WA | Cedar Hills | 57298 | 15 | 0 | OP | IC | LFG | 0.3 | 0.624 | 1638.889 | 641.167 | Distributed from 923 Generation And Fuel | 2009 |  | 0 | 0 | 0 | 0 | 0 | 0 | 0 | 0.3 | 0 | 0 | 0 | 0 | 0 | 0 | 0 | 0 | 0 | 0 | 0 | 0 | 0 | 0 | 0 | 0 | 0 | 0 | 0 | 0 | 0 | 0
33 | 26418 | 2018 | WA | Cedar Hills | 57298 | 16 | 0 | OP | IC | LFG | 0.3 | 0.624 | 1638.889 | 641.167 | Distributed from 923 Generation And Fuel | 2009 |  | 0 | 0 | 0 | 0 | 0 | 0 | 0 | 0.3 | 0 | 0 | 0 | 0 | 0 | 0 | 0 | 0 | 0 | 0 | 0 | 0 | 0 | 0 | 0 | 0 | 0 | 0 | 0 | 0 | 0 | 0
34 | 26419 | 2018 | WA | Cedar Hills | 57298 | 17 | 0 | OP | IC | LFG | 0.3 | 0.624 | 1638.889 | 641.167 | Distributed from 923 Generation And Fuel | 2009 |  | 0 | 0 | 0 | 0 | 0 | 0 | 0 | 0.3 | 0 | 0 | 0 | 0 | 0 | 0 | 0 | 0 | 0 | 0 | 0 | 0 | 0 | 0 | 0 | 0 | 0 | 0 | 0 | 0 | 0 | 0
35 | 26420 | 2018 | WA | Cedar Hills | 57298 | 18 | 0 | OP | IC | LFG | 0.3 | 0.624 | 1638.889 | 641.167 | Distributed from 923 Generation And Fuel | 2009 |  | 0 | 0 | 0 | 0 | 0 | 0 | 0 | 0.3 | 0 | 0 | 0 | 0 | 0 | 0 | 0 | 0 | 0 | 0 | 0 | 0 | 0 | 0 | 0 | 0 | 0 | 0 | 0 | 0 | 0 | 0
36 | 26421 | 2018 | WA | Cedar Hills | 57298 | 2 | 0 | OP | IC | LFG | 0.3 | 0.624 | 1638.889 | 641.167 | Distributed from 923 Generation And Fuel | 2009 |  | 0 | 0 | 0 | 0 | 0 | 0 | 0 | 0.3 | 0 | 0 | 0 | 0 | 0 | 0 | 0 | 0 | 0 | 0 | 0 | 0 | 0 | 0 | 0 | 0 | 0 | 0 | 0 | 0 | 0 | 0
37 | 26422 | 2018 | WA | Cedar Hills | 57298 | 3 | 0 | OP | IC | LFG | 0.3 | 0.624 | 1638.889 | 641.167 | Distributed from 923 Generation And Fuel | 2009 |  | 0 | 0 | 0 | 0 | 0 | 0 | 0 | 0.3 | 0 | 0 | 0 | 0 | 0 | 0 | 0 | 0 | 0 | 0 | 0 | 0 | 0 | 0 | 0 | 0 | 0 | 0 | 0 | 0 | 0 | 0
38 | 26423 | 2018 | WA | Cedar Hills | 57298 | 4 | 0 | OP | IC | LFG | 0.3 | 0.624 | 1638.889 | 641.167 | Distributed from 923 Generation And Fuel | 2009 |  | 0 | 0 | 0 | 0 | 0 | 0 | 0 | 0.3 | 0 | 0 | 0 | 0 | 0 | 0 | 0 | 0 | 0 | 0 | 0 | 0 | 0 | 0 | 0 | 0 | 0 | 0 | 0 | 0 | 0 | 0
39 | 26424 | 2018 | WA | Cedar Hills | 57298 | 5 | 0 | OP | IC | LFG | 0.3 | 0.624 | 1638.889 | 641.167 | Distributed from 923 Generation And Fuel | 2009 |  | 0 | 0 | 0 | 0 | 0 | 0 | 0 | 0.3 | 0 | 0 | 0 | 0 | 0 | 0 | 0 | 0 | 0 | 0 | 0 | 0 | 0 | 0 | 0 | 0 | 0 | 0 | 0 | 0 | 0 | 0
40 | 26425 | 2018 | WA | Cedar Hills | 57298 | 6 | 0 | OP | IC | LFG | 0.3 | 0.624 | 1638.889 | 641.167 | Distributed from 923 Generation And Fuel | 2009 |  | 0 | 0 | 0 | 0 | 0 | 0 | 0 | 0.3 | 0 | 0 | 0 | 0 | 0 | 0 | 0 | 0 | 0 | 0 | 0 | 0 | 0 | 0 | 0 | 0 | 0 | 0 | 0 | 0 | 0 | 0
41 | 26426 | 2018 | WA | Cedar Hills | 57298 | 7 | 0 | OP | IC | LFG | 0.3 | 0.624 | 1638.889 | 641.167 | Distributed from 923 Generation And Fuel | 2009 |  | 0 | 0 | 0 | 0 | 0 | 0 | 0 | 0.3 | 0 | 0 | 0 | 0 | 0 | 0 | 0 | 0 | 0 | 0 | 0 | 0 | 0 | 0 | 0 | 0 | 0 | 0 | 0 | 0 | 0 | 0
42 | 26427 | 2018 | WA | Cedar Hills | 57298 | 8 | 0 | OP | IC | LFG | 0.3 | 0.624 | 1638.889 | 641.167 | Distributed from 923 Generation And Fuel | 2009 |  | 0 | 0 | 0 | 0 | 0 | 0 | 0 | 0.3 | 0 | 0 | 0 | 0 | 0 | 0 | 0 | 0 | 0 | 0 | 0 | 0 | 0 | 0 | 0 | 0 | 0 | 0 | 0 | 0 | 0 | 0
43 | 26428 | 2018 | WA | Cedar Hills | 57298 | 9 | 0 | OP | IC | LFG | 0.3 | 0.624 | 1638.889 | 641.167 | Distributed from 923 Generation And Fuel | 2009 |  | 0 | 0 | 0 | 0 | 0 | 0 | 0 | 0.3 | 0 | 0 | 0 | 0 | 0 | 0 | 0 | 0 | 0 | 0 | 0 | 0 | 0 | 0 | 0 | 0 | 0 | 0 | 0 | 0 | 0 | 0
44 | 26429 | 2018 | WA | Chandler | 6406 | 1 | 0 | OP | HY | WAT | 6 | 0.544 | 28602 | 12139.5 | Distributed from 923 Generation And Fuel | 1956 |  | 0 | 0 | 0 | 0 | 0 | 0 | 0 | 0 | 0 | 0 | 0 | 0 | 0 | 0 | 0 | 0 | 0 | 0 | 0 | 0 | 0 | 0 | 0 | 0 | 6 | 0 | 0 | 0 | 0 | 0
45 | 26430 | 2018 | WA | Chandler | 6406 | 2 | 0 | OP | HY | WAT | 6 | 0.544 | 28602 | 12139.5 | Distributed from 923 Generation And Fuel | 1956 |  | 0 | 0 | 0 | 0 | 0 | 0 | 0 | 0 | 0 | 0 | 0 | 0 | 0 | 0 | 0 | 0 | 0 | 0 | 0 | 0 | 0 | 0 | 0 | 0 | 6 | 0 | 0 | 0 | 0 | 0
46 | 26431 | 2018 | WA | Chehalis Generating Facility | 55662 | CA | 1 | OP | CA | NG | 230 | 0.308 | 621412 | 408009 | EIA-923 Generator File | 2003 |  | 0 | 0 | 0 | 0 | 0 | 0 | 0 | 0 | 0 | 0 | 0 | 230 | 0 | 0 | 0 | 0 | 0 | 0 | 0 | 0 | 0 | 0 | 0 | 0 | 0 | 0 | 0 | 0 | 0 | 0
47 | 26432 | 2018 | WA | Chehalis Generating Facility | 55662 | CT1 | 0 | OP | CT | NG | 234 | 0.247 | 506950 | 339240 | EIA-923 Generator File | 2003 |  | 0 | 0 | 0 | 0 | 0 | 0 | 0 | 0 | 0 | 0 | 0 | 234 | 0 | 0 | 0 | 0 | 0 | 0 | 0 | 0 | 0 | 0 | 0 | 0 | 0 | 0 | 0 | 0 | 0 | 0
48 | 26433 | 2018 | WA | Chehalis Generating Facility | 55662 | CT2 | 0 | OP | CT | NG | 234 | 0.299 | 613607 | 399417 | EIA-923 Generator File | 2003 |  | 0 | 0 | 0 | 0 | 0 | 0 | 0 | 0 | 0 | 0 | 0 | 234 | 0 | 0 | 0 | 0 | 0 | 0 | 0 | 0 | 0 | 0 | 0 | 0 | 0 | 0 | 0 | 0 | 0 | 0
49 | 26434 | 2018 | WA | Chelan | 6424 | A-1 | 0 | OP | HY | WAT | 29.6 | 0.663 | 171870.5 | 72946 | Distributed from 923 Generation And Fuel | 1927 |  | 0 | 0 | 0 | 0 | 0 | 0 | 0 | 0 | 0 | 0 | 0 | 0 | 0 | 0 | 0 | 0 | 0 | 0 | 0 | 0 | 0 | 0 | 0 | 0 | 29.6 | 0 | 0 | 0 | 0 | 0
50 | 26435 | 2018 | WA | Chelan | 6424 | A-2 | 0 | OP | HY | WAT | 29.6 | 0.663 | 171870.5 | 72946 | Distributed from 923 Generation And Fuel | 1928 |  | 0 | 0 | 0 | 0 | 0 | 0 | 0 | 0 | 0 | 0 | 0 | 0 | 0 | 0 | 0 | 0 | 0 | 0 | 0 | 0 | 0 | 0 | 0 | 0 | 29.6 | 0 | 0 | 0 | 0 | 0
51 | 26436 | 2018 | WA | Chief Joseph | 3921 | 1 | 0 | OP | HY | WAT | 88.2 | 0.574 | 443566.282 | 190194.132 | Distributed from 923 Generation And Fuel | 1958 |  | 0 | 0 | 0 | 0 | 0 | 0 | 0 | 0 | 0 | 0 | 0 | 0 | 0 | 0 | 0 | 0 | 0 | 0 | 0 | 0 | 0 | 0 | 0 | 0 | 88.2 | 0 | 0 | 0 | 0 | 0
52 | 26437 | 2018 | WA | Chief Joseph | 3921 | 10 | 0 | OP | HY | WAT | 88.2 | 0.574 | 443566.282 | 190194.132 | Distributed from 923 Generation And Fuel | 1955 |  | 0 | 0 | 0 | 0 | 0 | 0 | 0 | 0 | 0 | 0 | 0 | 0 | 0 | 0 | 0 | 0 | 0 | 0 | 0 | 0 | 0 | 0 | 0 | 0 | 88.2 | 0 | 0 | 0 | 0 | 0
53 | 26438 | 2018 | WA | Chief Joseph | 3921 | 11 | 0 | OP | HY | WAT | 88.2 | 0.574 | 443566.282 | 190194.132 | Distributed from 923 Generation And Fuel | 1955 |  | 0 | 0 | 0 | 0 | 0 | 0 | 0 | 0 | 0 | 0 | 0 | 0 | 0 | 0 | 0 | 0 | 0 | 0 | 0 | 0 | 0 | 0 | 0 | 0 | 88.2 | 0 | 0 | 0 | 0 | 0
54 | 26439 | 2018 | WA | Chief Joseph | 3921 | 12 | 0 | OP | HY | WAT | 88.2 | 0.574 | 443566.282 | 190194.132 | Distributed from 923 Generation And Fuel | 1955 |  | 0 | 0 | 0 | 0 | 0 | 0 | 0 | 0 | 0 | 0 | 0 | 0 | 0 | 0 | 0 | 0 | 0 | 0 | 0 | 0 | 0 | 0 | 0 | 0 | 88.2 | 0 | 0 | 0 | 0 | 0
55 | 26440 | 2018 | WA | Chief Joseph | 3921 | 13 | 0 | OP | HY | WAT | 88.2 | 0.574 | 443566.282 | 190194.132 | Distributed from 923 Generation And Fuel | 1957 |  | 0 | 0 | 0 | 0 | 0 | 0 | 0 | 0 | 0 | 0 | 0 | 0 | 0 | 0 | 0 | 0 | 0 | 0 | 0 | 0 | 0 | 0 | 0 | 0 | 88.2 | 0 | 0 | 0 | 0 | 0
56 | 26442 | 2018 | WA | Chief Joseph | 3921 | 15 | 0 | OP | HY | WAT | 88.2 | 0.574 | 443566.282 | 190194.132 | Distributed from 923 Generation And Fuel | 1957 |  | 0 | 0 | 0 | 0 | 0 | 0 | 0 | 0 | 0 | 0 | 0 | 0 | 0 | 0 | 0 | 0 | 0 | 0 | 0 | 0 | 0 | 0 | 0 | 0 | 88.2 | 0 | 0 | 0 | 0 | 0
57 | 26443 | 2018 | WA | Chief Joseph | 3921 | 16 | 0 | OP | HY | WAT | 88.2 | 0.574 | 443566.282 | 190194.132 | Distributed from 923 Generation And Fuel | 1957 |  | 0 | 0 | 0 | 0 | 0 | 0 | 0 | 0 | 0 | 0 | 0 | 0 | 0 | 0 | 0 | 0 | 0 | 0 | 0 | 0 | 0 | 0 | 0 | 0 | 88.2 | 0 | 0 | 0 | 0 | 0
58 | 26444 | 2018 | WA | Chief Joseph | 3921 | 17 | 0 | OP | HY | WAT | 95 | 0.574 | 477764.136 | 204857.626 | Distributed from 923 Generation And Fuel | 1977 |  | 0 | 0 | 0 | 0 | 0 | 0 | 0 | 0 | 0 | 0 | 0 | 0 | 0 | 0 | 0 | 0 | 0 | 0 | 0 | 0 | 0 | 0 | 0 | 0 | 95 | 0 | 0 | 0 | 0 | 0
59 | 26445 | 2018 | WA | Chief Joseph | 3921 | 18 | 0 | OP | HY | WAT | 95 | 0.574 | 477764.136 | 204857.626 | Distributed from 923 Generation And Fuel | 1977 |  | 0 | 0 | 0 | 0 | 0 | 0 | 0 | 0 | 0 | 0 | 0 | 0 | 0 | 0 | 0 | 0 | 0 | 0 | 0 | 0 | 0 | 0 | 0 | 0 | 95 | 0 | 0 | 0 | 0 | 0
60 | 26446 | 2018 | WA | Chief Joseph | 3921 | 19 | 0 | OP | HY | WAT | 95 | 0.574 | 477764.136 | 204857.626 | Distributed from 923 Generation And Fuel | 1977 |  | 0 | 0 | 0 | 0 | 0 | 0 | 0 | 0 | 0 | 0 | 0 | 0 | 0 | 0 | 0 | 0 | 0 | 0 | 0 | 0 | 0 | 0 | 0 | 0 | 95 | 0 | 0 | 0 | 0 | 0
61 | 26447 | 2018 | WA | Chief Joseph | 3921 | 2 | 0 | OP | HY | WAT | 88.2 | 0.574 | 443566.282 | 190194.132 | Distributed from 923 Generation And Fuel | 1958 |  | 0 | 0 | 0 | 0 | 0 | 0 | 0 | 0 | 0 | 0 | 0 | 0 | 0 | 0 | 0 | 0 | 0 | 0 | 0 | 0 | 0 | 0 | 0 | 0 | 88.2 | 0 | 0 | 0 | 0 | 0
62 | 26448 | 2018 | WA | Chief Joseph | 3921 | 20 | 0 | OP | HY | WAT | 95 | 0.574 | 477764.136 | 204857.626 | Distributed from 923 Generation And Fuel | 1978 |  | 0 | 0 | 0 | 0 | 0 | 0 | 0 | 0 | 0 | 0 | 0 | 0 | 0 | 0 | 0 | 0 | 0 | 0 | 0 | 0 | 0 | 0 | 0 | 0 | 95 | 0 | 0 | 0 | 0 | 0
63 | 26449 | 2018 | WA | Chief Joseph | 3921 | 21 | 0 | OP | HY | WAT | 95 | 0.574 | 477764.136 | 204857.626 | Distributed from 923 Generation And Fuel | 1978 |  | 0 | 0 | 0 | 0 | 0 | 0 | 0 | 0 | 0 | 0 | 0 | 0 | 0 | 0 | 0 | 0 | 0 | 0 | 0 | 0 | 0 | 0 | 0 | 0 | 95 | 0 | 0 | 0 | 0 | 0
64 | 26450 | 2018 | WA | Chief Joseph | 3921 | 22 | 0 | OP | HY | WAT | 95 | 0.574 | 477764.136 | 204857.626 | Distributed from 923 Generation And Fuel | 1978 |  | 0 | 0 | 0 | 0 | 0 | 0 | 0 | 0 | 0 | 0 | 0 | 0 | 0 | 0 | 0 | 0 | 0 | 0 | 0 | 0 | 0 | 0 | 0 | 0 | 95 | 0 | 0 | 0 | 0 | 0
65 | 26451 | 2018 | WA | Chief Joseph | 3921 | 23 | 0 | OP | HY | WAT | 95 | 0.574 | 477764.136 | 204857.626 | Distributed from 923 Generation And Fuel | 1978 |  | 0 | 0 | 0 | 0 | 0 | 0 | 0 | 0 | 0 | 0 | 0 | 0 | 0 | 0 | 0 | 0 | 0 | 0 | 0 | 0 | 0 | 0 | 0 | 0 | 95 | 0 | 0 | 0 | 0 | 0
66 | 26452 | 2018 | WA | Chief Joseph | 3921 | 24 | 0 | OP | HY | WAT | 95 | 0.574 | 477764.136 | 204857.626 | Distributed from 923 Generation And Fuel | 1979 |  | 0 | 0 | 0 | 0 | 0 | 0 | 0 | 0 | 0 | 0 | 0 | 0 | 0 | 0 | 0 | 0 | 0 | 0 | 0 | 0 | 0 | 0 | 0 | 0 | 95 | 0 | 0 | 0 | 0 | 0
67 | 26453 | 2018 | WA | Chief Joseph | 3921 | 25 | 0 | OP | HY | WAT | 95 | 0.574 | 477764.136 | 204857.626 | Distributed from 923 Generation And Fuel | 1979 |  | 0 | 0 | 0 | 0 | 0 | 0 | 0 | 0 | 0 | 0 | 0 | 0 | 0 | 0 | 0 | 0 | 0 | 0 | 0 | 0 | 0 | 0 | 0 | 0 | 95 | 0 | 0 | 0 | 0 | 0
68 | 26454 | 2018 | WA | Chief Joseph | 3921 | 26 | 0 | OP | HY | WAT | 95 | 0.574 | 477764.136 | 204857.626 | Distributed from 923 Generation And Fuel | 1979 |  | 0 | 0 | 0 | 0 | 0 | 0 | 0 | 0 | 0 | 0 | 0 | 0 | 0 | 0 | 0 | 0 | 0 | 0 | 0 | 0 | 0 | 0 | 0 | 0 | 95 | 0 | 0 | 0 | 0 | 0
69 | 26456 | 2018 | WA | Chief Joseph | 3921 | 3 | 0 | OP | HY | WAT | 88.2 | 0.574 | 443566.282 | 190194.132 | Distributed from 923 Generation And Fuel | 1958 |  | 0 | 0 | 0 | 0 | 0 | 0 | 0 | 0 | 0 | 0 | 0 | 0 | 0 | 0 | 0 | 0 | 0 | 0 | 0 | 0 | 0 | 0 | 0 | 0 | 88.2 | 0 | 0 | 0 | 0 | 0
70 | 26457 | 2018 | WA | Chief Joseph | 3921 | 4 | 0 | OP | HY | WAT | 88.2 | 0.574 | 443566.282 | 190194.132 | Distributed from 923 Generation And Fuel | 1958 |  | 0 | 0 | 0 | 0 | 0 | 0 | 0 | 0 | 0 | 0 | 0 | 0 | 0 | 0 | 0 | 0 | 0 | 0 | 0 | 0 | 0 | 0 | 0 | 0 | 88.2 | 0 | 0 | 0 | 0 | 0
71 | 26458 | 2018 | WA | Chief Joseph | 3921 | 5 | 0 | OP | HY | WAT | 88.2 | 0.574 | 443566.282 | 190194.132 | Distributed from 923 Generation And Fuel | 1957 |  | 0 | 0 | 0 | 0 | 0 | 0 | 0 | 0 | 0 | 0 | 0 | 0 | 0 | 0 | 0 | 0 | 0 | 0 | 0 | 0 | 0 | 0 | 0 | 0 | 88.2 | 0 | 0 | 0 | 0 | 0
72 | 26459 | 2018 | WA | Chief Joseph | 3921 | 6 | 0 | OP | HY | WAT | 88.2 | 0.574 | 443566.282 | 190194.132 | Distributed from 923 Generation And Fuel | 1956 |  | 0 | 0 | 0 | 0 | 0 | 0 | 0 | 0 | 0 | 0 | 0 | 0 | 0 | 0 | 0 | 0 | 0 | 0 | 0 | 0 | 0 | 0 | 0 | 0 | 88.2 | 0 | 0 | 0 | 0 | 0
73 | 26460 | 2018 | WA | Chief Joseph | 3921 | 7 | 0 | OP | HY | WAT | 88.2 | 0.574 | 443566.282 | 190194.132 | Distributed from 923 Generation And Fuel | 1956 |  | 0 | 0 | 0 | 0 | 0 | 0 | 0 | 0 | 0 | 0 | 0 | 0 | 0 | 0 | 0 | 0 | 0 | 0 | 0 | 0 | 0 | 0 | 0 | 0 | 88.2 | 0 | 0 | 0 | 0 | 0
74 | 26461 | 2018 | WA | Chief Joseph | 3921 | 8 | 0 | OP | HY | WAT | 88.2 | 0.574 | 443566.282 | 190194.132 | Distributed from 923 Generation And Fuel | 1956 |  | 0 | 0 | 0 | 0 | 0 | 0 | 0 | 0 | 0 | 0 | 0 | 0 | 0 | 0 | 0 | 0 | 0 | 0 | 0 | 0 | 0 | 0 | 0 | 0 | 88.2 | 0 | 0 | 0 | 0 | 0
75 | 26462 | 2018 | WA | Chief Joseph | 3921 | 9 | 0 | OP | HY | WAT | 88.2 | 0.574 | 443566.282 | 190194.132 | Distributed from 923 Generation And Fuel | 1955 |  | 0 | 0 | 0 | 0 | 0 | 0 | 0 | 0 | 0 | 0 | 0 | 0 | 0 | 0 | 0 | 0 | 0 | 0 | 0 | 0 | 0 | 0 | 0 | 0 | 88.2 | 0 | 0 | 0 | 0 | 0
76 | 26463 | 2018 | WA | Coastal Energy Project | 57756 | 1 | 0 | OP | WT | WND | 6 | 0.246 | 12921 | 6485 | Distributed from 923 Generation And Fuel | 2010 |  | 0 | 0 | 0 | 0 | 0 | 0 | 0 | 0 | 0 | 0 | 0 | 0 | 0 | 0 | 0 | 0 | 0 | 0 | 0 | 0 | 0 | 0 | 0 | 0 | 0 | 0 | 0 | 0 | 0 | 6
77 | 26464 | 2018 | WA | Columbia Generating Station | 371 | 2 | 1 | OP | ST | NUC | 1200 | 0.924 | 9708441 | 3853766 | Distributed from 923 Generation And Fuel | 1984 |  | 0 | 0 | 0 | 0 | 0 | 0 | 0 | 0 | 0 | 0 | 0 | 0 | 1200 | 0 | 0 | 0 | 0 | 0 | 0 | 0 | 0 | 0 | 0 | 0 | 0 | 0 | 0 | 0 | 0 | 0
78 | 26468 | 2018 | WA | Cosmo Specialty Fibers Plant | 50185 | TG1 | 4 | OP | ST | WDL | 7.5 | 0.705 | 46333 | 19580 | EIA-923 Generator File | 1957 |  | 0 | 0 | 0 | 0 | 0 | 0 | 0 | 0 | 0 | 0 | 0 | 0 | 0 | 0 | 0 | 0 | 0 | 0 | 0 | 0 | 0 | 0 | 0 | 0 | 0 | 0 | 7.5 | 0 | 0 | 0
79 | 26469 | 2018 | WA | Cosmo Specialty Fibers Plant | 50185 | TG2 | 4 | OP | ST | WDL | 7.5 | 1.039 | 68282 | 26109 | EIA-923 Generator File | 1957 |  | 0 | 0 | 0 | 0 | 0 | 0 | 0 | 0 | 0 | 0 | 0 | 0 | 0 | 0 | 0 | 0 | 0 | 0 | 0 | 0 | 0 | 0 | 0 | 0 | 0 | 0 | 7.5 | 0 | 0 | 0
80 | 26470 | 2018 | WA | Cowiche | 50423 | 983 | 0 | OP | HY | WAT | 1.7 | 0.196 | 2919 | 1239 | Distributed from 923 Generation And Fuel | 1987 |  | 0 | 0 | 0 | 0 | 0 | 0 | 0 | 0 | 0 | 0 | 0 | 0 | 0 | 0 | 0 | 0 | 0 | 0 | 0 | 0 | 0 | 0 | 0 | 0 | 1.7 | 0 | 0 | 0 | 0 | 0
81 | 26471 | 2018 | WA | Cowlitz Falls | 7427 | U#1 | 0 | OP | HY | WAT | 35 | 0.37 | 113436 | 48145 | Distributed from 923 Generation And Fuel | 1994 |  | 0 | 0 | 0 | 0 | 0 | 0 | 0 | 0 | 0 | 0 | 0 | 0 | 0 | 0 | 0 | 0 | 0 | 0 | 0 | 0 | 0 | 0 | 0 | 0 | 35 | 0 | 0 | 0 | 0 | 0
82 | 26472 | 2018 | WA | Cowlitz Falls | 7427 | U#2 | 0 | OP | HY | WAT | 35 | 0.37 | 113436 | 48145 | Distributed from 923 Generation And Fuel | 1994 |  | 0 | 0 | 0 | 0 | 0 | 0 | 0 | 0 | 0 | 0 | 0 | 0 | 0 | 0 | 0 | 0 | 0 | 0 | 0 | 0 | 0 | 0 | 0 | 0 | 35 | 0 | 0 | 0 | 0 | 0
83 | 26475 | 2018 | WA | Cushman 1 | 3914 | 21 | 0 | OP | HY | WAT | 21.6 | 0.304 | 57444.5 | 24381 | Distributed from 923 Generation And Fuel | 1926 |  | 0 | 0 | 0 | 0 | 0 | 0 | 0 | 0 | 0 | 0 | 0 | 0 | 0 | 0 | 0 | 0 | 0 | 0 | 0 | 0 | 0 | 0 | 0 | 0 | 21.6 | 0 | 0 | 0 | 0 | 0
84 | 26476 | 2018 | WA | Cushman 1 | 3914 | 22 | 0 | OP | HY | WAT | 21.6 | 0.304 | 57444.5 | 24381 | Distributed from 923 Generation And Fuel | 1926 |  | 0 | 0 | 0 | 0 | 0 | 0 | 0 | 0 | 0 | 0 | 0 | 0 | 0 | 0 | 0 | 0 | 0 | 0 | 0 | 0 | 0 | 0 | 0 | 0 | 21.6 | 0 | 0 | 0 | 0 | 0
85 | 26477 | 2018 | WA | Cushman 2 | 3915 | 31 | 0 | OP | HY | WAT | 27 | 0.237 | 56062.021 | 23794.149 | Distributed from 923 Generation And Fuel | 1930 |  | 0 | 0 | 0 | 0 | 0 | 0 | 0 | 0 | 0 | 0 | 0 | 0 | 0 | 0 | 0 | 0 | 0 | 0 | 0 | 0 | 0 | 0 | 0 | 0 | 27 | 0 | 0 | 0 | 0 | 0
86 | 26478 | 2018 | WA | Cushman 2 | 3915 | 32 | 0 | OP | HY | WAT | 27 | 0.237 | 56062.021 | 23794.149 | Distributed from 923 Generation And Fuel | 1931 |  | 0 | 0 | 0 | 0 | 0 | 0 | 0 | 0 | 0 | 0 | 0 | 0 | 0 | 0 | 0 | 0 | 0 | 0 | 0 | 0 | 0 | 0 | 0 | 0 | 27 | 0 | 0 | 0 | 0 | 0
87 | 26479 | 2018 | WA | Cushman 2 | 3915 | 33 | 0 | OP | HY | WAT | 27 | 0.237 | 56062.021 | 23794.149 | Distributed from 923 Generation And Fuel | 1952 |  | 0 | 0 | 0 | 0 | 0 | 0 | 0 | 0 | 0 | 0 | 0 | 0 | 0 | 0 | 0 | 0 | 0 | 0 | 0 | 0 | 0 | 0 | 0 | 0 | 27 | 0 | 0 | 0 | 0 | 0
88 | 26480 | 2018 | WA | Cushman 2 | 3915 | 34 | 0 | OP | HY | WAT | 1.8 | 0.237 | 3737.468 | 1586.277 | Distributed from 923 Generation And Fuel | 2013 |  | 0 | 0 | 0 | 0 | 0 | 0 | 0 | 0 | 0 | 0 | 0 | 0 | 0 | 0 | 0 | 0 | 0 | 0 | 0 | 0 | 0 | 0 | 0 | 0 | 1.8 | 0 | 0 | 0 | 0 | 0
89 | 26481 | 2018 | WA | Cushman 2 | 3915 | 35 | 0 | OP | HY | WAT | 1.8 | 0.237 | 3737.468 | 1586.277 | Distributed from 923 Generation And Fuel | 2013 |  | 0 | 0 | 0 | 0 | 0 | 0 | 0 | 0 | 0 | 0 | 0 | 0 | 0 | 0 | 0 | 0 | 0 | 0 | 0 | 0 | 0 | 0 | 0 | 0 | 1.8 | 0 | 0 | 0 | 0 | 0
90 | 26482 | 2018 | WA | Darrington | 57969 | GEN1 | 0 | OP | ST | WDS | 4.5 | 0.43 | 16932 | 7028.945 | EIA-923 Generator File | 2007 |  | 0 | 0 | 0 | 0 | 0 | 0 | 0 | 0 | 0 | 0 | 0 | 0 | 0 | 0 | 0 | 0 | 0 | 0 | 0 | 0 | 0 | 0 | 0 | 0 | 0 | 0 | 0 | 4.5 | 0 | 0
91 | 26483 | 2018 | WA | Diablo | 6432 | 31 | 0 | OP | HY | WAT | 90 | 0.391 | 308279.605 | 130841.447 | Distributed from 923 Generation And Fuel | 1937 |  | 0 | 0 | 0 | 0 | 0 | 0 | 0 | 0 | 0 | 0 | 0 | 0 | 0 | 0 | 0 | 0 | 0 | 0 | 0 | 0 | 0 | 0 | 0 | 0 | 90 | 0 | 0 | 0 | 0 | 0
92 | 26484 | 2018 | WA | Diablo | 6432 | 32 | 0 | OP | HY | WAT | 90 | 0.391 | 308279.605 | 130841.447 | Distributed from 923 Generation And Fuel | 1936 |  | 0 | 0 | 0 | 0 | 0 | 0 | 0 | 0 | 0 | 0 | 0 | 0 | 0 | 0 | 0 | 0 | 0 | 0 | 0 | 0 | 0 | 0 | 0 | 0 | 90 | 0 | 0 | 0 | 0 | 0
93 | 26485 | 2018 | WA | Diablo | 6432 | 35 | 0 | OP | HY | WAT | 1.2 | 0.391 | 4110.395 | 1744.553 | Distributed from 923 Generation And Fuel | 1936 |  | 0 | 0 | 0 | 0 | 0 | 0 | 0 | 0 | 0 | 0 | 0 | 0 | 0 | 0 | 0 | 0 | 0 | 0 | 0 | 0 | 0 | 0 | 0 | 0 | 1.2 | 0 | 0 | 0 | 0 | 0
94 | 26486 | 2018 | WA | Diablo | 6432 | 36 | 0 | OP | HY | WAT | 1.2 | 0.391 | 4110.395 | 1744.553 | Distributed from 923 Generation And Fuel | 1936 |  | 0 | 0 | 0 | 0 | 0 | 0 | 0 | 0 | 0 | 0 | 0 | 0 | 0 | 0 | 0 | 0 | 0 | 0 | 0 | 0 | 0 | 0 | 0 | 0 | 1.2 | 0 | 0 | 0 | 0 | 0
95 | 26516 | 2018 | WA | Electron | 3854 | 1 | 0 | OP | HY | WAT | 5.1 | 0.682 | 30469.145 | 12931.855 | Distributed from 923 Generation And Fuel | 1904 |  | 0 | 0 | 0 | 0 | 0 | 0 | 0 | 0 | 0 | 0 | 0 | 0 | 0 | 0 | 0 | 0 | 0 | 0 | 0 | 0 | 0 | 0 | 0 | 0 | 5.1 | 0 | 0 | 0 | 0 | 0
96 | 26517 | 2018 | WA | Electron | 3854 | 2 | 0 | OP | HY | WAT | 5.1 | 0.682 | 30469.145 | 12931.855 | Distributed from 923 Generation And Fuel | 1904 |  | 0 | 0 | 0 | 0 | 0 | 0 | 0 | 0 | 0 | 0 | 0 | 0 | 0 | 0 | 0 | 0 | 0 | 0 | 0 | 0 | 0 | 0 | 0 | 0 | 5.1 | 0 | 0 | 0 | 0 | 0
97 | 26518 | 2018 | WA | Electron | 3854 | 3 | 0 | OP | HY | WAT | 5.1 | 0.682 | 30469.145 | 12931.855 | Distributed from 923 Generation And Fuel | 1904 |  | 0 | 0 | 0 | 0 | 0 | 0 | 0 | 0 | 0 | 0 | 0 | 0 | 0 | 0 | 0 | 0 | 0 | 0 | 0 | 0 | 0 | 0 | 0 | 0 | 5.1 | 0 | 0 | 0 | 0 | 0
98 | 26519 | 2018 | WA | Electron | 3854 | 4 | 0 | OP | HY | WAT | 7.5 | 0.682 | 44807.566 | 19017.434 | Distributed from 923 Generation And Fuel | 1929 |  | 0 | 0 | 0 | 0 | 0 | 0 | 0 | 0 | 0 | 0 | 0 | 0 | 0 | 0 | 0 | 0 | 0 | 0 | 0 | 0 | 0 | 0 | 0 | 0 | 7.5 | 0 | 0 | 0 | 0 | 0
99 | 26520 | 2018 | WA | Eltopia Branch Canal 4.6 | 56696 | 1 | 0 | OP | HY | WAT | 2.2 | 0.412 | 7941 | 3370 | Distributed from 923 Generation And Fuel | 1983 |  | 0 | 0 | 0 | 0 | 0 | 0 | 0 | 0 | 0 | 0 | 0 | 0 | 0 | 0 | 0 | 0 | 0 | 0 | 0 | 0 | 0 | 0 | 0 | 0 | 2.2 | 0 | 0 | 0 | 0 | 0
100 | 26525 | 2018 | WA | Encogen | 7870 | CTG1 | 0 | OP | CT | NG | 39.4 | 0.126 | 43626 | 37987 | EIA-923 Generator File | 1993 |  | 0 | 0 | 0 | 0 | 0 | 0 | 0 | 0 | 0 | 0 | 0 | 39.4 | 0 | 0 | 0 | 0 | 0 | 0 | 0 | 0 | 0 | 0 | 0 | 0 | 0 | 0 | 0 | 0 | 0 | 0
101 | 26526 | 2018 | WA | Encogen | 7870 | CTG2 | 0 | OP | CT | NG | 39.4 | 0.13 | 44937 | 37936 | EIA-923 Generator File | 1993 |  | 0 | 0 | 0 | 0 | 0 | 0 | 0 | 0 | 0 | 0 | 0 | 39.4 | 0 | 0 | 0 | 0 | 0 | 0 | 0 | 0 | 0 | 0 | 0 | 0 | 0 | 0 | 0 | 0 | 0 | 0
102 | 26527 | 2018 | WA | Encogen | 7870 | CTG3 | 0 | OP | CT | NG | 39.4 | 0.129 | 44557 | 38646 | EIA-923 Generator File | 1993 |  | 0 | 0 | 0 | 0 | 0 | 0 | 0 | 0 | 0 | 0 | 0 | 39.4 | 0 | 0 | 0 | 0 | 0 | 0 | 0 | 0 | 0 | 0 | 0 | 0 | 0 | 0 | 0 | 0 | 0 | 0
103 | 26528 | 2018 | WA | Encogen | 7870 | STG | 1 | OP | CA | NG | 58.2 | 0.132 | 67423 | 59054 | EIA-923 Generator File | 1993 |  | 0 | 0 | 0 | 0 | 0 | 0 | 0 | 0 | 0 | 0 | 0 | 58.2 | 0 | 0 | 0 | 0 | 0 | 0 | 0 | 0 | 0 | 0 | 0 | 0 | 0 | 0 | 0 | 0 | 0 | 0
104 | 26530 | 2018 | WA | Ferndale Generating Station | 54537 | CT1A | 0 | OP | CT | NG | 95.9 | 0.262 | 219797 | 166231 | EIA-923 Generator File | 1994 |  | 0 | 0 | 0 | 0 | 0 | 0 | 0 | 0 | 0 | 0 | 0 | 95.9 | 0 | 0 | 0 | 0 | 0 | 0 | 0 | 0 | 0 | 0 | 0 | 0 | 0 | 0 | 0 | 0 | 0 | 0
105 | 26531 | 2018 | WA | Ferndale Generating Station | 54537 | CT1B | 0 | OP | CT | NG | 95.9 | 0.262 | 219877 | 166311 | EIA-923 Generator File | 1994 |  | 0 | 0 | 0 | 0 | 0 | 0 | 0 | 0 | 0 | 0 | 0 | 95.9 | 0 | 0 | 0 | 0 | 0 | 0 | 0 | 0 | 0 | 0 | 0 | 0 | 0 | 0 | 0 | 0 | 0 | 0
106 | 26532 | 2018 | WA | Ferndale Generating Station | 54537 | ST1 | 2 | OP | CA | NG | 93.7 | 0.269 | 221059 | 173525 | EIA-923 Generator File | 1994 |  | 0 | 0 | 0 | 0 | 0 | 0 | 0 | 0 | 0 | 0 | 0 | 93.7 | 0 | 0 | 0 | 0 | 0 | 0 | 0 | 0 | 0 | 0 | 0 | 0 | 0 | 0 | 0 | 0 | 0 | 0
107 | 26533 | 2018 | WA | FPL Energy Vansycle LLC (WA) | 55560 | V-47 | 0 | OP | WT | WND | 176.9 | 0.248 | 383995 | 192734 | Distributed from 923 Generation And Fuel | 2001 |  | 0 | 0 | 0 | 0 | 0 | 0 | 0 | 0 | 0 | 0 | 0 | 0 | 0 | 0 | 0 | 0 | 0 | 0 | 0 | 0 | 0 | 0 | 0 | 0 | 0 | 0 | 0 | 0 | 0 | 176.9
108 | 26534 | 2018 | WA | Frederickson | 99 | 1 | 0 | OP | GT | NG | 88.9 | 0.019 | 14935.5 | 9238.5 | Distributed from 923 Generation And Fuel | 1981 |  | 0 | 0 | 0 | 0 | 0 | 0 | 0 | 0 | 0 | 0 | 0 | 88.9 | 0 | 0 | 0 | 0 | 0 | 0 | 0 | 0 | 0 | 0 | 0 | 0 | 0 | 0 | 0 | 0 | 0 | 0
109 | 26535 | 2018 | WA | Frederickson | 99 | 2 | 0 | OP | GT | NG | 88.9 | 0.019 | 14935.5 | 9238.5 | Distributed from 923 Generation And Fuel | 1981 |  | 0 | 0 | 0 | 0 | 0 | 0 | 0 | 0 | 0 | 0 | 0 | 88.9 | 0 | 0 | 0 | 0 | 0 | 0 | 0 | 0 | 0 | 0 | 0 | 0 | 0 | 0 | 0 | 0 | 0 | 0
110 | 26536 | 2018 | WA | Frederickson Power LP | 55818 | FICT | 0 | OP | CT | NG | 192 | 0.275 | 462518 | 337443 | EIA-923 Generator File | 2002 |  | 0 | 0 | 0 | 0 | 0 | 0 | 0 | 0 | 0 | 0 | 0 | 192 | 0 | 0 | 0 | 0 | 0 | 0 | 0 | 0 | 0 | 0 | 0 | 0 | 0 | 0 | 0 | 0 | 0 | 0
111 | 26537 | 2018 | WA | Frederickson Power LP | 55818 | FIST | 1 | OP | CA | NG | 126.3 | 0.223 | 247044 | 181113 | EIA-923 Generator File | 2002 |  | 0 | 0 | 0 | 0 | 0 | 0 | 0 | 0 | 0 | 0 | 0 | 126.3 | 0 | 0 | 0 | 0 | 0 | 0 | 0 | 0 | 0 | 0 | 0 | 0 | 0 | 0 | 0 | 0 | 0 | 0
112 | 26543 | 2018 | WA | Glacier Battery Storage | 60444 | GLA | 0 | OP | BA | MWH | 2 | -0.016 | -289 | -127 | Distributed from 923 Generation And Fuel | 2016 |  | 0 | 0 | 0 | 0 | 0 | 0 | 0 | 0 | 0 | 0 | 2 | 0 | 0 | 0 | 0 | 0 | 0 | 0 | 0 | 0 | 0 | 0 | 0 | 0 | 0 | 0 | 0 | 0 | 0 | 0
113 | 26545 | 2018 | WA | Goldendale Generating Station | 55482 | G1 | 0 | OP | CT | NG | 170 | 0.49 | 730324 | 393574 | EIA-923 Generator File | 2004 |  | 0 | 0 | 0 | 0 | 0 | 0 | 0 | 0 | 0 | 0 | 0 | 170 | 0 | 0 | 0 | 0 | 0 | 0 | 0 | 0 | 0 | 0 | 0 | 0 | 0 | 0 | 0 | 0 | 0 | 0
114 | 26546 | 2018 | WA | Goldendale Generating Station | 55482 | G2 | 1 | OP | CA | NG | 114.3 | 0.36 | 360904 | 194217 | EIA-923 Generator File | 2004 |  | 0 | 0 | 0 | 0 | 0 | 0 | 0 | 0 | 0 | 0 | 0 | 114.3 | 0 | 0 | 0 | 0 | 0 | 0 | 0 | 0 | 0 | 0 | 0 | 0 | 0 | 0 | 0 | 0 | 0 | 0
115 | 26547 | 2018 | WA | Goodnoe Hills | 56666 | 1 | 0 | OP | WT | WND | 94 | 0.28 | 230513 | 115699 | Distributed from 923 Generation And Fuel | 2008 |  | 0 | 0 | 0 | 0 | 0 | 0 | 0 | 0 | 0 | 0 | 0 | 0 | 0 | 0 | 0 | 0 | 0 | 0 | 0 | 0 | 0 | 0 | 0 | 0 | 0 | 0 | 0 | 0 | 0 | 94
116 | 26548 | 2018 | WA | Gorge | 6431 | 21 | 0 | OP | HY | WAT | 36.8 | 0.521 | 167939.543 | 57146.157 | Distributed from 923 Generation And Fuel | 1924 |  | 0 | 0 | 0 | 0 | 0 | 0 | 0 | 0 | 0 | 0 | 0 | 0 | 0 | 0 | 0 | 0 | 0 | 0 | 0 | 0 | 0 | 0 | 0 | 0 | 36.8 | 0 | 0 | 0 | 0 | 0
117 | 26549 | 2018 | WA | Gorge | 6431 | 22 | 0 | OP | HY | WAT | 36.8 | 0.521 | 167939.543 | 57146.157 | Distributed from 923 Generation And Fuel | 1924 |  | 0 | 0 | 0 | 0 | 0 | 0 | 0 | 0 | 0 | 0 | 0 | 0 | 0 | 0 | 0 | 0 | 0 | 0 | 0 | 0 | 0 | 0 | 0 | 0 | 36.8 | 0 | 0 | 0 | 0 | 0
118 | 26550 | 2018 | WA | Gorge | 6431 | 23 | 0 | OP | HY | WAT | 36.8 | 0.521 | 167939.543 | 57146.157 | Distributed from 923 Generation And Fuel | 1929 |  | 0 | 0 | 0 | 0 | 0 | 0 | 0 | 0 | 0 | 0 | 0 | 0 | 0 | 0 | 0 | 0 | 0 | 0 | 0 | 0 | 0 | 0 | 0 | 0 | 36.8 | 0 | 0 | 0 | 0 | 0
119 | 26551 | 2018 | WA | Gorge | 6431 | 24 | 0 | OP | HY | WAT | 96.9 | 0.521 | 442210.372 | 150474.528 | Distributed from 923 Generation And Fuel | 1951 |  | 0 | 0 | 0 | 0 | 0 | 0 | 0 | 0 | 0 | 0 | 0 | 0 | 0 | 0 | 0 | 0 | 0 | 0 | 0 | 0 | 0 | 0 | 0 | 0 | 96.9 | 0 | 0 | 0 | 0 | 0
120 | 26552 | 2018 | WA | Grand Coulee | 6163 | 1 | 0 | OP | HY | WAT | 125 | 0.369 | 404432.717 | 186618.61 | Distributed from 923 Generation And Fuel | 1942 |  | 0 | 0 | 0 | 0 | 0 | 0 | 0 | 0 | 0 | 0 | 0 | 0 | 0 | 0 | 0 | 0 | 0 | 0 | 0 | 0 | 0 | 0 | 0 | 0 | 125 | 0 | 0 | 0 | 0 | 0
121 | 26553 | 2018 | WA | Grand Coulee | 6163 | 10 | 0 | OP | HY | WAT | 125 | 0.369 | 404432.717 | 186618.61 | Distributed from 923 Generation And Fuel | 1951 |  | 0 | 0 | 0 | 0 | 0 | 0 | 0 | 0 | 0 | 0 | 0 | 0 | 0 | 0 | 0 | 0 | 0 | 0 | 0 | 0 | 0 | 0 | 0 | 0 | 125 | 0 | 0 | 0 | 0 | 0
122 | 26554 | 2018 | WA | Grand Coulee | 6163 | 11 | 0 | OP | HY | WAT | 125 | 0.369 | 404432.717 | 186618.61 | Distributed from 923 Generation And Fuel | 1951 |  | 0 | 0 | 0 | 0 | 0 | 0 | 0 | 0 | 0 | 0 | 0 | 0 | 0 | 0 | 0 | 0 | 0 | 0 | 0 | 0 | 0 | 0 | 0 | 0 | 125 | 0 | 0 | 0 | 0 | 0
123 | 26555 | 2018 | WA | Grand Coulee | 6163 | 12 | 0 | OP | HY | WAT | 125 | 0.369 | 404432.717 | 186618.61 | Distributed from 923 Generation And Fuel | 1951 |  | 0 | 0 | 0 | 0 | 0 | 0 | 0 | 0 | 0 | 0 | 0 | 0 | 0 | 0 | 0 | 0 | 0 | 0 | 0 | 0 | 0 | 0 | 0 | 0 | 125 | 0 | 0 | 0 | 0 | 0
124 | 26556 | 2018 | WA | Grand Coulee | 6163 | 13 | 0 | OP | HY | WAT | 125 | 0.369 | 404432.717 | 186618.61 | Distributed from 923 Generation And Fuel | 1950 |  | 0 | 0 | 0 | 0 | 0 | 0 | 0 | 0 | 0 | 0 | 0 | 0 | 0 | 0 | 0 | 0 | 0 | 0 | 0 | 0 | 0 | 0 | 0 | 0 | 125 | 0 | 0 | 0 | 0 | 0
125 | 26557 | 2018 | WA | Grand Coulee | 6163 | 14 | 0 | OP | HY | WAT | 125 | 0.369 | 404432.717 | 186618.61 | Distributed from 923 Generation And Fuel | 1950 |  | 0 | 0 | 0 | 0 | 0 | 0 | 0 | 0 | 0 | 0 | 0 | 0 | 0 | 0 | 0 | 0 | 0 | 0 | 0 | 0 | 0 | 0 | 0 | 0 | 125 | 0 | 0 | 0 | 0 | 0
126 | 26558 | 2018 | WA | Grand Coulee | 6163 | 15 | 0 | OP | HY | WAT | 125 | 0.369 | 404432.717 | 186618.61 | Distributed from 923 Generation And Fuel | 1950 |  | 0 | 0 | 0 | 0 | 0 | 0 | 0 | 0 | 0 | 0 | 0 | 0 | 0 | 0 | 0 | 0 | 0 | 0 | 0 | 0 | 0 | 0 | 0 | 0 | 125 | 0 | 0 | 0 | 0 | 0
127 | 26559 | 2018 | WA | Grand Coulee | 6163 | 16 | 0 | OP | HY | WAT | 125 | 0.369 | 404432.717 | 186618.61 | Distributed from 923 Generation And Fuel | 1949 |  | 0 | 0 | 0 | 0 | 0 | 0 | 0 | 0 | 0 | 0 | 0 | 0 | 0 | 0 | 0 | 0 | 0 | 0 | 0 | 0 | 0 | 0 | 0 | 0 | 125 | 0 | 0 | 0 | 0 | 0
128 | 26560 | 2018 | WA | Grand Coulee | 6163 | 17 | 0 | OP | HY | WAT | 125 | 0.369 | 404432.717 | 186618.61 | Distributed from 923 Generation And Fuel | 1949 |  | 0 | 0 | 0 | 0 | 0 | 0 | 0 | 0 | 0 | 0 | 0 | 0 | 0 | 0 | 0 | 0 | 0 | 0 | 0 | 0 | 0 | 0 | 0 | 0 | 125 | 0 | 0 | 0 | 0 | 0
129 | 26561 | 2018 | WA | Grand Coulee | 6163 | 18 | 0 | OP | HY | WAT | 125 | 0.369 | 404432.717 | 186618.61 | Distributed from 923 Generation And Fuel | 1949 |  | 0 | 0 | 0 | 0 | 0 | 0 | 0 | 0 | 0 | 0 | 0 | 0 | 0 | 0 | 0 | 0 | 0 | 0 | 0 | 0 | 0 | 0 | 0 | 0 | 125 | 0 | 0 | 0 | 0 | 0
130 | 26562 | 2018 | WA | Grand Coulee | 6163 | 19 | 0 | OP | HY | WAT | 600 | 0.369 | 1941277.044 | 895769.33 | Distributed from 923 Generation And Fuel | 1975 |  | 0 | 0 | 0 | 0 | 0 | 0 | 0 | 0 | 0 | 0 | 0 | 0 | 0 | 0 | 0 | 0 | 0 | 0 | 0 | 0 | 0 | 0 | 0 | 0 | 600 | 0 | 0 | 0 | 0 | 0
131 | 26563 | 2018 | WA | Grand Coulee | 6163 | 2 | 0 | OP | HY | WAT | 125 | 0.369 | 404432.717 | 186618.61 | Distributed from 923 Generation And Fuel | 1942 |  | 0 | 0 | 0 | 0 | 0 | 0 | 0 | 0 | 0 | 0 | 0 | 0 | 0 | 0 | 0 | 0 | 0 | 0 | 0 | 0 | 0 | 0 | 0 | 0 | 125 | 0 | 0 | 0 | 0 | 0
132 | 26564 | 2018 | WA | Grand Coulee | 6163 | 20 | 0 | OP | HY | WAT | 600 | 0.369 | 1941277.044 | 895769.33 | Distributed from 923 Generation And Fuel | 1976 |  | 0 | 0 | 0 | 0 | 0 | 0 | 0 | 0 | 0 | 0 | 0 | 0 | 0 | 0 | 0 | 0 | 0 | 0 | 0 | 0 | 0 | 0 | 0 | 0 | 600 | 0 | 0 | 0 | 0 | 0
133 | 26565 | 2018 | WA | Grand Coulee | 6163 | 21 | 0 | OP | HY | WAT | 600 | 0.369 | 1941277.044 | 895769.33 | Distributed from 923 Generation And Fuel | 1976 |  | 0 | 0 | 0 | 0 | 0 | 0 | 0 | 0 | 0 | 0 | 0 | 0 | 0 | 0 | 0 | 0 | 0 | 0 | 0 | 0 | 0 | 0 | 0 | 0 | 600 | 0 | 0 | 0 | 0 | 0
134 | 26566 | 2018 | WA | Grand Coulee | 6163 | 22 | 0 | OP | HY | WAT | 805 | 0.369 | 2604546.701 | 1201823.851 | Distributed from 923 Generation And Fuel | 1978 |  | 0 | 0 | 0 | 0 | 0 | 0 | 0 | 0 | 0 | 0 | 0 | 0 | 0 | 0 | 0 | 0 | 0 | 0 | 0 | 0 | 0 | 0 | 0 | 0 | 805 | 0 | 0 | 0 | 0 | 0
135 | 26567 | 2018 | WA | Grand Coulee | 6163 | 23 | 0 | OP | HY | WAT | 805 | 0.369 | 2604546.701 | 1201823.851 | Distributed from 923 Generation And Fuel | 1979 |  | 0 | 0 | 0 | 0 | 0 | 0 | 0 | 0 | 0 | 0 | 0 | 0 | 0 | 0 | 0 | 0 | 0 | 0 | 0 | 0 | 0 | 0 | 0 | 0 | 805 | 0 | 0 | 0 | 0 | 0
136 | 26568 | 2018 | WA | Grand Coulee | 6163 | 24 | 0 | OP | HY | WAT | 805 | 0.369 | 2604546.701 | 1201823.851 | Distributed from 923 Generation And Fuel | 1980 |  | 0 | 0 | 0 | 0 | 0 | 0 | 0 | 0 | 0 | 0 | 0 | 0 | 0 | 0 | 0 | 0 | 0 | 0 | 0 | 0 | 0 | 0 | 0 | 0 | 805 | 0 | 0 | 0 | 0 | 0
137 | 26569 | 2018 | WA | Grand Coulee | 6163 | 3 | 0 | OP | HY | WAT | 125 | 0.369 | 404432.717 | 186618.61 | Distributed from 923 Generation And Fuel | 1941 |  | 0 | 0 | 0 | 0 | 0 | 0 | 0 | 0 | 0 | 0 | 0 | 0 | 0 | 0 | 0 | 0 | 0 | 0 | 0 | 0 | 0 | 0 | 0 | 0 | 125 | 0 | 0 | 0 | 0 | 0
138 | 26570 | 2018 | WA | Grand Coulee | 6163 | 4 | 0 | OP | HY | WAT | 125 | 0.369 | 404432.717 | 186618.61 | Distributed from 923 Generation And Fuel | 1944 |  | 0 | 0 | 0 | 0 | 0 | 0 | 0 | 0 | 0 | 0 | 0 | 0 | 0 | 0 | 0 | 0 | 0 | 0 | 0 | 0 | 0 | 0 | 0 | 0 | 125 | 0 | 0 | 0 | 0 | 0
139 | 26571 | 2018 | WA | Grand Coulee | 6163 | 5 | 0 | OP | HY | WAT | 125 | 0.369 | 404432.717 | 186618.61 | Distributed from 923 Generation And Fuel | 1943 |  | 0 | 0 | 0 | 0 | 0 | 0 | 0 | 0 | 0 | 0 | 0 | 0 | 0 | 0 | 0 | 0 | 0 | 0 | 0 | 0 | 0 | 0 | 0 | 0 | 125 | 0 | 0 | 0 | 0 | 0
140 | 26572 | 2018 | WA | Grand Coulee | 6163 | 6 | 0 | OP | HY | WAT | 125 | 0.369 | 404432.717 | 186618.61 | Distributed from 923 Generation And Fuel | 1943 |  | 0 | 0 | 0 | 0 | 0 | 0 | 0 | 0 | 0 | 0 | 0 | 0 | 0 | 0 | 0 | 0 | 0 | 0 | 0 | 0 | 0 | 0 | 0 | 0 | 125 | 0 | 0 | 0 | 0 | 0
141 | 26573 | 2018 | WA | Grand Coulee | 6163 | 7 | 0 | OP | HY | WAT | 125 | 0.369 | 404432.717 | 186618.61 | Distributed from 923 Generation And Fuel | 1947 |  | 0 | 0 | 0 | 0 | 0 | 0 | 0 | 0 | 0 | 0 | 0 | 0 | 0 | 0 | 0 | 0 | 0 | 0 | 0 | 0 | 0 | 0 | 0 | 0 | 125 | 0 | 0 | 0 | 0 | 0
142 | 26574 | 2018 | WA | Grand Coulee | 6163 | 8 | 0 | OP | HY | WAT | 125 | 0.369 | 404432.717 | 186618.61 | Distributed from 923 Generation And Fuel | 1943 |  | 0 | 0 | 0 | 0 | 0 | 0 | 0 | 0 | 0 | 0 | 0 | 0 | 0 | 0 | 0 | 0 | 0 | 0 | 0 | 0 | 0 | 0 | 0 | 0 | 125 | 0 | 0 | 0 | 0 | 0
143 | 26575 | 2018 | WA | Grand Coulee | 6163 | 9 | 0 | OP | HY | WAT | 125 | 0.369 | 404432.717 | 186618.61 | Distributed from 923 Generation And Fuel | 1948 |  | 0 | 0 | 0 | 0 | 0 | 0 | 0 | 0 | 0 | 0 | 0 | 0 | 0 | 0 | 0 | 0 | 0 | 0 | 0 | 0 | 0 | 0 | 0 | 0 | 125 | 0 | 0 | 0 | 0 | 0
144 | 26576 | 2018 | WA | Grand Coulee | 6163 | LS1 | 0 | OP | HY | WAT | 10 | 0.369 | 32354.617 | 14929.489 | Distributed from 923 Generation And Fuel | 1941 |  | 0 | 0 | 0 | 0 | 0 | 0 | 0 | 0 | 0 | 0 | 0 | 0 | 0 | 0 | 0 | 0 | 0 | 0 | 0 | 0 | 0 | 0 | 0 | 0 | 10 | 0 | 0 | 0 | 0 | 0
145 | 26577 | 2018 | WA | Grand Coulee | 6163 | LS2 | 0 | OP | HY | WAT | 10 | 0.369 | 32354.617 | 14929.489 | Distributed from 923 Generation And Fuel | 1941 |  | 0 | 0 | 0 | 0 | 0 | 0 | 0 | 0 | 0 | 0 | 0 | 0 | 0 | 0 | 0 | 0 | 0 | 0 | 0 | 0 | 0 | 0 | 0 | 0 | 10 | 0 | 0 | 0 | 0 | 0
146 | 26578 | 2018 | WA | Grand Coulee | 6163 | LS3 | 0 | OP | HY | WAT | 10 | 0.369 | 32354.617 | 14929.489 | Distributed from 923 Generation And Fuel | 1951 |  | 0 | 0 | 0 | 0 | 0 | 0 | 0 | 0 | 0 | 0 | 0 | 0 | 0 | 0 | 0 | 0 | 0 | 0 | 0 | 0 | 0 | 0 | 0 | 0 | 10 | 0 | 0 | 0 | 0 | 0
147 | 26579 | 2018 | WA | Grand Coulee | 6163 | PG10 | 0 | OP | PS | WAT | 53.5 | 0.01 | 4811.081 | 986.513 | Distributed from 923 Generation And Fuel | 1983 |  | 0 | 0 | 0 | 0 | 0 | 0 | 0 | 0 | 0 | 0 | 0 | 0 | 0 | 0 | 0 | 0 | 0 | 0 | 0 | 0 | 0 | 0 | 0 | 0 | 53.5 | 0 | 0 | 0 | 0 | 0
148 | 26580 | 2018 | WA | Grand Coulee | 6163 | PG11 | 0 | OP | PS | WAT | 53.5 | 0.01 | 4811.081 | 986.513 | Distributed from 923 Generation And Fuel | 1983 |  | 0 | 0 | 0 | 0 | 0 | 0 | 0 | 0 | 0 | 0 | 0 | 0 | 0 | 0 | 0 | 0 | 0 | 0 | 0 | 0 | 0 | 0 | 0 | 0 | 53.5 | 0 | 0 | 0 | 0 | 0
149 | 26581 | 2018 | WA | Grand Coulee | 6163 | PG12 | 0 | OP | PS | WAT | 53.5 | 0.01 | 4811.081 | 986.513 | Distributed from 923 Generation And Fuel | 1984 |  | 0 | 0 | 0 | 0 | 0 | 0 | 0 | 0 | 0 | 0 | 0 | 0 | 0 | 0 | 0 | 0 | 0 | 0 | 0 | 0 | 0 | 0 | 0 | 0 | 53.5 | 0 | 0 | 0 | 0 | 0
150 | 26582 | 2018 | WA | Grand Coulee | 6163 | PG7 | 0 | OP | PS | WAT | 50 | 0.01 | 4496.338 | 921.975 | Distributed from 923 Generation And Fuel | 1973 |  | 0 | 0 | 0 | 0 | 0 | 0 | 0 | 0 | 0 | 0 | 0 | 0 | 0 | 0 | 0 | 0 | 0 | 0 | 0 | 0 | 0 | 0 | 0 | 0 | 50 | 0 | 0 | 0 | 0 | 0
151 | 26583 | 2018 | WA | Grand Coulee | 6163 | PG8 | 0 | OP | PS | WAT | 50 | 0.01 | 4496.338 | 921.975 | Distributed from 923 Generation And Fuel | 1973 |  | 0 | 0 | 0 | 0 | 0 | 0 | 0 | 0 | 0 | 0 | 0 | 0 | 0 | 0 | 0 | 0 | 0 | 0 | 0 | 0 | 0 | 0 | 0 | 0 | 50 | 0 | 0 | 0 | 0 | 0
152 | 26584 | 2018 | WA | Grand Coulee | 6163 | PG9 | 0 | OP | PS | WAT | 53.5 | 0.01 | 4811.081 | 986.513 | Distributed from 923 Generation And Fuel | 1983 |  | 0 | 0 | 0 | 0 | 0 | 0 | 0 | 0 | 0 | 0 | 0 | 0 | 0 | 0 | 0 | 0 | 0 | 0 | 0 | 0 | 0 | 0 | 0 | 0 | 53.5 | 0 | 0 | 0 | 0 | 0
153 | 26585 | 2018 | WA | Grays Harbor Energy Facility | 7999 | CT1 | 0 | OP | CT | NG | 198.9 | 0.422 | 734741 | 392612 | EIA-923 Generator File | 2008 |  | 0 | 0 | 0 | 0 | 0 | 0 | 0 | 0 | 0 | 0 | 0 | 198.9 | 0 | 0 | 0 | 0 | 0 | 0 | 0 | 0 | 0 | 0 | 0 | 0 | 0 | 0 | 0 | 0 | 0 | 0
154 | 26586 | 2018 | WA | Grays Harbor Energy Facility | 7999 | CT2 | 0 | OP | CT | NG | 198.9 | 0.43 | 748915 | 402030 | EIA-923 Generator File | 2008 |  | 0 | 0 | 0 | 0 | 0 | 0 | 0 | 0 | 0 | 0 | 0 | 198.9 | 0 | 0 | 0 | 0 | 0 | 0 | 0 | 0 | 0 | 0 | 0 | 0 | 0 | 0 | 0 | 0 | 0 | 0
155 | 26587 | 2018 | WA | Grays Harbor Energy Facility | 7999 | ST1 | 2 | OP | CA | NG | 300 | 0.378 | 994656 | 591181 | EIA-923 Generator File | 2008 |  | 0 | 0 | 0 | 0 | 0 | 0 | 0 | 0 | 0 | 0 | 0 | 300 | 0 | 0 | 0 | 0 | 0 | 0 | 0 | 0 | 0 | 0 | 0 | 0 | 0 | 0 | 0 | 0 | 0 | 0
156 | 26591 | 2018 | WA | H M Jackson | 7588 | 1 | 0 | OP | HY | WAT | 47.5 | 0.469 | 195233.072 | 82861.583 | Distributed from 923 Generation And Fuel | 1984 |  | 0 | 0 | 0 | 0 | 0 | 0 | 0 | 0 | 0 | 0 | 0 | 0 | 0 | 0 | 0 | 0 | 0 | 0 | 0 | 0 | 0 | 0 | 0 | 0 | 47.5 | 0 | 0 | 0 | 0 | 0
157 | 26592 | 2018 | WA | H M Jackson | 7588 | 2 | 0 | OP | HY | WAT | 47.5 | 0.469 | 195233.072 | 82861.583 | Distributed from 923 Generation And Fuel | 1984 |  | 0 | 0 | 0 | 0 | 0 | 0 | 0 | 0 | 0 | 0 | 0 | 0 | 0 | 0 | 0 | 0 | 0 | 0 | 0 | 0 | 0 | 0 | 0 | 0 | 47.5 | 0 | 0 | 0 | 0 | 0
158 | 26593 | 2018 | WA | H M Jackson | 7588 | 3 | 0 | OP | HY | WAT | 8.4 | 0.469 | 34525.428 | 14653.417 | Distributed from 923 Generation And Fuel | 1984 |  | 0 | 0 | 0 | 0 | 0 | 0 | 0 | 0 | 0 | 0 | 0 | 0 | 0 | 0 | 0 | 0 | 0 | 0 | 0 | 0 | 0 | 0 | 0 | 0 | 8.4 | 0 | 0 | 0 | 0 | 0
159 | 26594 | 2018 | WA | H M Jackson | 7588 | 4 | 0 | OP | HY | WAT | 8.4 | 0.469 | 34525.428 | 14653.417 | Distributed from 923 Generation And Fuel | 1984 |  | 0 | 0 | 0 | 0 | 0 | 0 | 0 | 0 | 0 | 0 | 0 | 0 | 0 | 0 | 0 | 0 | 0 | 0 | 0 | 0 | 0 | 0 | 0 | 0 | 8.4 | 0 | 0 | 0 | 0 | 0
160 | 26595 | 2018 | WA | Hancock Creek Hydroelectric Project | 60517 | HY1 | 0 | OP | HY | WAT | 6 | 0.248 | 13048 | 6144 | Distributed from 923 Generation And Fuel | 2018 |  | 0 | 0 | 0 | 0 | 0 | 0 | 0 | 0 | 0 | 0 | 0 | 0 | 0 | 0 | 0 | 0 | 0 | 0 | 0 | 0 | 0 | 0 | 0 | 0 | 6 | 0 | 0 | 0 | 0 | 0
161 | 26596 | 2018 | WA | Harvest Wind Project | 57152 | HWP1 | 0 | OP | WT | WND | 98.9 | 0.292 | 253242 | 127107 | Distributed from 923 Generation And Fuel | 2009 |  | 0 | 0 | 0 | 0 | 0 | 0 | 0 | 0 | 0 | 0 | 0 | 0 | 0 | 0 | 0 | 0 | 0 | 0 | 0 | 0 | 0 | 0 | 0 | 0 | 0 | 0 | 0 | 0 | 0 | 98.9
162 | 26597 | 2018 | WA | Hopkins Ridge Wind | 56255 | 1 | 0 | OP | WT | WND | 149.4 | 0.298 | 389869.126 | 195682.517 | Distributed from 923 Generation And Fuel | 2005 |  | 0 | 0 | 0 | 0 | 0 | 0 | 0 | 0 | 0 | 0 | 0 | 0 | 0 | 0 | 0 | 0 | 0 | 0 | 0 | 0 | 0 | 0 | 0 | 0 | 0 | 0 | 0 | 0 | 0 | 149.4
163 | 26598 | 2018 | WA | Hopkins Ridge Wind | 56255 | 2 | 0 | OP | WT | WND | 7.2 | 0.298 | 18788.874 | 9430.483 | Distributed from 923 Generation And Fuel | 2008 |  | 0 | 0 | 0 | 0 | 0 | 0 | 0 | 0 | 0 | 0 | 0 | 0 | 0 | 0 | 0 | 0 | 0 | 0 | 0 | 0 | 0 | 0 | 0 | 0 | 0 | 0 | 0 | 0 | 0 | 7.2
164 | 26599 | 2018 | WA | Ice Harbor | 3925 | 1 | 0 | OP | HY | WAT | 90 | 0.324 | 255365.97 | 83974.328 | Distributed from 923 Generation And Fuel | 1962 |  | 0 | 0 | 0 | 0 | 0 | 0 | 0 | 0 | 0 | 0 | 0 | 0 | 0 | 0 | 0 | 0 | 0 | 0 | 0 | 0 | 0 | 0 | 0 | 0 | 90 | 0 | 0 | 0 | 0 | 0
165 | 26601 | 2018 | WA | Ice Harbor | 3925 | 3 | 0 | OP | HY | WAT | 90 | 0.324 | 255365.97 | 83974.328 | Distributed from 923 Generation And Fuel | 1962 |  | 0 | 0 | 0 | 0 | 0 | 0 | 0 | 0 | 0 | 0 | 0 | 0 | 0 | 0 | 0 | 0 | 0 | 0 | 0 | 0 | 0 | 0 | 0 | 0 | 90 | 0 | 0 | 0 | 0 | 0
166 | 26603 | 2018 | WA | Ice Harbor | 3925 | 5 | 0 | OP | HY | WAT | 111 | 0.324 | 314951.363 | 103568.338 | Distributed from 923 Generation And Fuel | 1975 |  | 0 | 0 | 0 | 0 | 0 | 0 | 0 | 0 | 0 | 0 | 0 | 0 | 0 | 0 | 0 | 0 | 0 | 0 | 0 | 0 | 0 | 0 | 0 | 0 | 111 | 0 | 0 | 0 | 0 | 0
167 | 26604 | 2018 | WA | Ice Harbor | 3925 | 6 | 0 | OP | HY | WAT | 111 | 0.324 | 314951.363 | 103568.338 | Distributed from 923 Generation And Fuel | 1976 |  | 0 | 0 | 0 | 0 | 0 | 0 | 0 | 0 | 0 | 0 | 0 | 0 | 0 | 0 | 0 | 0 | 0 | 0 | 0 | 0 | 0 | 0 | 0 | 0 | 111 | 0 | 0 | 0 | 0 | 0
168 | 26605 | 2018 | WA | Juniper Canyon I Wind Project | 57320 | 1 | 0 | OP | WT | WND | 151.2 | 0.253 | 335062 | 168174 | Distributed from 923 Generation And Fuel | 2011 |  | 0 | 0 | 0 | 0 | 0 | 0 | 0 | 0 | 0 | 0 | 0 | 0 | 0 | 0 | 0 | 0 | 0 | 0 | 0 | 0 | 0 | 0 | 0 | 0 | 0 | 0 | 0 | 0 | 0 | 151.2
169 | 26606 | 2018 | WA | Kettle Falls Generating Station | 550 | 1 | 1 | OP | ST | WDS | 50.7 | 0.759 | 336936 | 110222 | EIA-923 Generator File | 1983 |  | 0 | 0 | 0 | 0 | 0 | 0 | 0 | 0 | 0 | 0 | 0 | 0 | 0 | 0 | 0 | 0 | 0 | 0 | 0 | 0 | 0 | 0 | 0 | 0 | 0 | 0 | 0 | 50.7 | 0 | 0
170 | 26607 | 2018 | WA | Kettle Falls Generating Station | 550 | 2 | 0 | OP | GT | NG | 7.2 | 0.129 | 8118 | 5024 | Distributed from 923 Generation And Fuel | 2002 |  | 0 | 0 | 0 | 0 | 0 | 0 | 0 | 0 | 0 | 0 | 0 | 7.2 | 0 | 0 | 0 | 0 | 0 | 0 | 0 | 0 | 0 | 0 | 0 | 0 | 0 | 0 | 0 | 0 | 0 | 0
171 | 26608 | 2018 | WA | Koma Kulshan Associates | 54267 | GEN1 | 0 | OP | HY | WAT | 12 | 0.403 | 42411 | 18000 | Distributed from 923 Generation And Fuel | 1990 |  | 0 | 0 | 0 | 0 | 0 | 0 | 0 | 0 | 0 | 0 | 0 | 0 | 0 | 0 | 0 | 0 | 0 | 0 | 0 | 0 | 0 | 0 | 0 | 0 | 12 | 0 | 0 | 0 | 0 | 0
172 | 26609 | 2018 | WA | LaGrande | 3916 | 1 | 0 | OP | HY | WAT | 6 | 0.592 | 31093.688 | 13196.906 | Distributed from 923 Generation And Fuel | 1912 |  | 0 | 0 | 0 | 0 | 0 | 0 | 0 | 0 | 0 | 0 | 0 | 0 | 0 | 0 | 0 | 0 | 0 | 0 | 0 | 0 | 0 | 0 | 0 | 0 | 6 | 0 | 0 | 0 | 0 | 0
173 | 26610 | 2018 | WA | LaGrande | 3916 | 2 | 0 | OP | HY | WAT | 6 | 0.592 | 31093.688 | 13196.906 | Distributed from 923 Generation And Fuel | 1912 |  | 0 | 0 | 0 | 0 | 0 | 0 | 0 | 0 | 0 | 0 | 0 | 0 | 0 | 0 | 0 | 0 | 0 | 0 | 0 | 0 | 0 | 0 | 0 | 0 | 6 | 0 | 0 | 0 | 0 | 0
174 | 26611 | 2018 | WA | LaGrande | 3916 | 3 | 0 | OP | HY | WAT | 6 | 0.592 | 31093.688 | 13196.906 | Distributed from 923 Generation And Fuel | 1912 |  | 0 | 0 | 0 | 0 | 0 | 0 | 0 | 0 | 0 | 0 | 0 | 0 | 0 | 0 | 0 | 0 | 0 | 0 | 0 | 0 | 0 | 0 | 0 | 0 | 6 | 0 | 0 | 0 | 0 | 0
175 | 26612 | 2018 | WA | LaGrande | 3916 | 4 | 0 | OP | HY | WAT | 6 | 0.592 | 31093.688 | 13196.906 | Distributed from 923 Generation And Fuel | 1912 |  | 0 | 0 | 0 | 0 | 0 | 0 | 0 | 0 | 0 | 0 | 0 | 0 | 0 | 0 | 0 | 0 | 0 | 0 | 0 | 0 | 0 | 0 | 0 | 0 | 6 | 0 | 0 | 0 | 0 | 0
176 | 26613 | 2018 | WA | LaGrande | 3916 | 5 | 0 | OP | HY | WAT | 40 | 0.592 | 207291.25 | 87979.375 | Distributed from 923 Generation And Fuel | 1945 |  | 0 | 0 | 0 | 0 | 0 | 0 | 0 | 0 | 0 | 0 | 0 | 0 | 0 | 0 | 0 | 0 | 0 | 0 | 0 | 0 | 0 | 0 | 0 | 0 | 40 | 0 | 0 | 0 | 0 | 0
177 | 26614 | 2018 | WA | Lilliwaup Falls Generating | 50700 | 4735 | 0 | OP | HY | WAT | 0.2 | 0.419 | 734.286 | 311.714 | Distributed from 923 Generation And Fuel | 1986 |  | 0 | 0 | 0 | 0 | 0 | 0 | 0 | 0 | 0 | 0 | 0 | 0 | 0 | 0 | 0 | 0 | 0 | 0 | 0 | 0 | 0 | 0 | 0 | 0 | 0.2 | 0 | 0 | 0 | 0 | 0
178 | 26615 | 2018 | WA | Lilliwaup Falls Generating | 50700 | 4736 | 0 | OP | HY | WAT | 0.2 | 0.419 | 734.286 | 311.714 | Distributed from 923 Generation And Fuel | 1986 |  | 0 | 0 | 0 | 0 | 0 | 0 | 0 | 0 | 0 | 0 | 0 | 0 | 0 | 0 | 0 | 0 | 0 | 0 | 0 | 0 | 0 | 0 | 0 | 0 | 0.2 | 0 | 0 | 0 | 0 | 0
179 | 26616 | 2018 | WA | Lilliwaup Falls Generating | 50700 | 4737 | 0 | OP | HY | WAT | 0.2 | 0.419 | 734.286 | 311.714 | Distributed from 923 Generation And Fuel | 1986 |  | 0 | 0 | 0 | 0 | 0 | 0 | 0 | 0 | 0 | 0 | 0 | 0 | 0 | 0 | 0 | 0 | 0 | 0 | 0 | 0 | 0 | 0 | 0 | 0 | 0.2 | 0 | 0 | 0 | 0 | 0
180 | 26617 | 2018 | WA | Lilliwaup Falls Generating | 50700 | 4738 | 0 | OP | HY | WAT | 0.2 | 0.419 | 734.286 | 311.714 | Distributed from 923 Generation And Fuel | 1986 |  | 0 | 0 | 0 | 0 | 0 | 0 | 0 | 0 | 0 | 0 | 0 | 0 | 0 | 0 | 0 | 0 | 0 | 0 | 0 | 0 | 0 | 0 | 0 | 0 | 0.2 | 0 | 0 | 0 | 0 | 0
181 | 26618 | 2018 | WA | Lilliwaup Falls Generating | 50700 | 4739 | 0 | OP | HY | WAT | 0.2 | 0.419 | 734.286 | 311.714 | Distributed from 923 Generation And Fuel | 1986 |  | 0 | 0 | 0 | 0 | 0 | 0 | 0 | 0 | 0 | 0 | 0 | 0 | 0 | 0 | 0 | 0 | 0 | 0 | 0 | 0 | 0 | 0 | 0 | 0 | 0.2 | 0 | 0 | 0 | 0 | 0
182 | 26619 | 2018 | WA | Lilliwaup Falls Generating | 50700 | 4740 | 0 | OP | HY | WAT | 0.2 | 0.419 | 734.286 | 311.714 | Distributed from 923 Generation And Fuel | 1986 |  | 0 | 0 | 0 | 0 | 0 | 0 | 0 | 0 | 0 | 0 | 0 | 0 | 0 | 0 | 0 | 0 | 0 | 0 | 0 | 0 | 0 | 0 | 0 | 0 | 0.2 | 0 | 0 | 0 | 0 | 0
183 | 26620 | 2018 | WA | Lilliwaup Falls Generating | 50700 | 4741 | 0 | OP | HY | WAT | 0.2 | 0.419 | 734.286 | 311.714 | Distributed from 923 Generation And Fuel | 1986 |  | 0 | 0 | 0 | 0 | 0 | 0 | 0 | 0 | 0 | 0 | 0 | 0 | 0 | 0 | 0 | 0 | 0 | 0 | 0 | 0 | 0 | 0 | 0 | 0 | 0.2 | 0 | 0 | 0 | 0 | 0
184 | 26621 | 2018 | WA | Linden Wind Energy Project | 57635 | LW1 | 0 | OP | WT | WND | 50 | 0.319 | 139555 | 70045 | Distributed from 923 Generation And Fuel | 2010 |  | 0 | 0 | 0 | 0 | 0 | 0 | 0 | 0 | 0 | 0 | 0 | 0 | 0 | 0 | 0 | 0 | 0 | 0 | 0 | 0 | 0 | 0 | 0 | 0 | 0 | 0 | 0 | 0 | 0 | 50
185 | 26622 | 2018 | WA | Little Falls (WA) | 3866 | 1 | 0 | OP | HY | WAT | 8 | 0.546 | 38258.161 | 16237.701 | Distributed from 923 Generation And Fuel | 1910 |  | 0 | 0 | 0 | 0 | 0 | 0 | 0 | 0 | 0 | 0 | 0 | 0 | 0 | 0 | 0 | 0 | 0 | 0 | 0 | 0 | 0 | 0 | 0 | 0 | 8 | 0 | 0 | 0 | 0 | 0
186 | 26623 | 2018 | WA | Little Falls (WA) | 3866 | 2 | 0 | OP | HY | WAT | 8 | 0.546 | 38258.161 | 16237.701 | Distributed from 923 Generation And Fuel | 1910 |  | 0 | 0 | 0 | 0 | 0 | 0 | 0 | 0 | 0 | 0 | 0 | 0 | 0 | 0 | 0 | 0 | 0 | 0 | 0 | 0 | 0 | 0 | 0 | 0 | 8 | 0 | 0 | 0 | 0 | 0
187 | 26624 | 2018 | WA | Little Falls (WA) | 3866 | 3 | 0 | OP | HY | WAT | 10.8 | 0.546 | 51648.517 | 21920.897 | Distributed from 923 Generation And Fuel | 1910 |  | 0 | 0 | 0 | 0 | 0 | 0 | 0 | 0 | 0 | 0 | 0 | 0 | 0 | 0 | 0 | 0 | 0 | 0 | 0 | 0 | 0 | 0 | 0 | 0 | 10.8 | 0 | 0 | 0 | 0 | 0
188 | 26628 | 2018 | WA | Little Goose | 3926 | 3 | 0 | OP | HY | WAT | 135 | 0.346 | 408688.167 | 170282.833 | Distributed from 923 Generation And Fuel | 1971 |  | 0 | 0 | 0 | 0 | 0 | 0 | 0 | 0 | 0 | 0 | 0 | 0 | 0 | 0 | 0 | 0 | 0 | 0 | 0 | 0 | 0 | 0 | 0 | 0 | 135 | 0 | 0 | 0 | 0 | 0
189 | 26629 | 2018 | WA | Little Goose | 3926 | 4 | 0 | OP | HY | WAT | 135 | 0.346 | 408688.167 | 170282.833 | Distributed from 923 Generation And Fuel | 1978 |  | 0 | 0 | 0 | 0 | 0 | 0 | 0 | 0 | 0 | 0 | 0 | 0 | 0 | 0 | 0 | 0 | 0 | 0 | 0 | 0 | 0 | 0 | 0 | 0 | 135 | 0 | 0 | 0 | 0 | 0
190 | 26631 | 2018 | WA | Little Goose | 3926 | 6 | 0 | OP | HY | WAT | 135 | 0.346 | 408688.167 | 170282.833 | Distributed from 923 Generation And Fuel | 1978 |  | 0 | 0 | 0 | 0 | 0 | 0 | 0 | 0 | 0 | 0 | 0 | 0 | 0 | 0 | 0 | 0 | 0 | 0 | 0 | 0 | 0 | 0 | 0 | 0 | 135 | 0 | 0 | 0 | 0 | 0
191 | 26632 | 2018 | WA | Long Lake | 3867 | 1 | 0 | OP | HY | WAT | 17.5 | 0.824 | 126272.25 | 53593 | Distributed from 923 Generation And Fuel | 1915 |  | 0 | 0 | 0 | 0 | 0 | 0 | 0 | 0 | 0 | 0 | 0 | 0 | 0 | 0 | 0 | 0 | 0 | 0 | 0 | 0 | 0 | 0 | 0 | 0 | 17.5 | 0 | 0 | 0 | 0 | 0
192 | 26633 | 2018 | WA | Long Lake | 3867 | 2 | 0 | OP | HY | WAT | 17.5 | 0.824 | 126272.25 | 53593 | Distributed from 923 Generation And Fuel | 1915 |  | 0 | 0 | 0 | 0 | 0 | 0 | 0 | 0 | 0 | 0 | 0 | 0 | 0 | 0 | 0 | 0 | 0 | 0 | 0 | 0 | 0 | 0 | 0 | 0 | 17.5 | 0 | 0 | 0 | 0 | 0
193 | 26634 | 2018 | WA | Long Lake | 3867 | 3 | 0 | OP | HY | WAT | 17.5 | 0.824 | 126272.25 | 53593 | Distributed from 923 Generation And Fuel | 1919 |  | 0 | 0 | 0 | 0 | 0 | 0 | 0 | 0 | 0 | 0 | 0 | 0 | 0 | 0 | 0 | 0 | 0 | 0 | 0 | 0 | 0 | 0 | 0 | 0 | 17.5 | 0 | 0 | 0 | 0 | 0
194 | 26635 | 2018 | WA | Long Lake | 3867 | 4 | 0 | OP | HY | WAT | 17.5 | 0.824 | 126272.25 | 53593 | Distributed from 923 Generation And Fuel | 1924 |  | 0 | 0 | 0 | 0 | 0 | 0 | 0 | 0 | 0 | 0 | 0 | 0 | 0 | 0 | 0 | 0 | 0 | 0 | 0 | 0 | 0 | 0 | 0 | 0 | 17.5 | 0 | 0 | 0 | 0 | 0
195 | 26636 | 2018 | WA | Longview Fibre | 54562 | 6 | 8 | OP | ST | BLQ | 20 | 0.763 | 133611 | 53678 | EIA-923 Generator File | 1958 |  | 0 | 0 | 0 | 20 | 0 | 0 | 0 | 0 | 0 | 0 | 0 | 0 | 0 | 0 | 0 | 0 | 0 | 0 | 0 | 0 | 0 | 0 | 0 | 0 | 0 | 0 | 0 | 0 | 0 | 0
196 | 26637 | 2018 | WA | Longview Fibre | 54562 | 7 | 8 | OP | ST | BLQ | 25 | 0.596 | 130473 | 43307 | EIA-923 Generator File | 1966 |  | 0 | 0 | 0 | 25 | 0 | 0 | 0 | 0 | 0 | 0 | 0 | 0 | 0 | 0 | 0 | 0 | 0 | 0 | 0 | 0 | 0 | 0 | 0 | 0 | 0 | 0 | 0 | 0 | 0 | 0
197 | 26643 | 2018 | WA | Lower Baker | 3855 | 3 | 0 | OP | HY | WAT | 80.8 | 0.396 | 279938.576 | 118813.058 | Distributed from 923 Generation And Fuel | 1960 |  | 0 | 0 | 0 | 0 | 0 | 0 | 0 | 0 | 0 | 0 | 0 | 0 | 0 | 0 | 0 | 0 | 0 | 0 | 0 | 0 | 0 | 0 | 0 | 0 | 80.8 | 0 | 0 | 0 | 0 | 0
198 | 26644 | 2018 | WA | Lower Baker | 3855 | 4 | 0 | OP | HY | WAT | 30.4 | 0.396 | 105323.424 | 44701.942 | Distributed from 923 Generation And Fuel | 2013 |  | 0 | 0 | 0 | 0 | 0 | 0 | 0 | 0 | 0 | 0 | 0 | 0 | 0 | 0 | 0 | 0 | 0 | 0 | 0 | 0 | 0 | 0 | 0 | 0 | 30.4 | 0 | 0 | 0 | 0 | 0
199 | 26646 | 2018 | WA | Lower Granite | 6175 | 2 | 0 | OP | HY | WAT | 135 | 0.348 | 411110.5 | 171794.667 | Distributed from 923 Generation And Fuel | 1975 |  | 0 | 0 | 0 | 0 | 0 | 0 | 0 | 0 | 0 | 0 | 0 | 0 | 0 | 0 | 0 | 0 | 0 | 0 | 0 | 0 | 0 | 0 | 0 | 0 | 135 | 0 | 0 | 0 | 0 | 0
200 | 26647 | 2018 | WA | Lower Granite | 6175 | 3 | 0 | OP | HY | WAT | 135 | 0.348 | 411110.5 | 171794.667 | Distributed from 923 Generation And Fuel | 1975 |  | 0 | 0 | 0 | 0 | 0 | 0 | 0 | 0 | 0 | 0 | 0 | 0 | 0 | 0 | 0 | 0 | 0 | 0 | 0 | 0 | 0 | 0 | 0 | 0 | 135 | 0 | 0 | 0 | 0 | 0
201 | 26648 | 2018 | WA | Lower Granite | 6175 | 4 | 0 | OP | HY | WAT | 135 | 0.348 | 411110.5 | 171794.667 | Distributed from 923 Generation And Fuel | 1978 |  | 0 | 0 | 0 | 0 | 0 | 0 | 0 | 0 | 0 | 0 | 0 | 0 | 0 | 0 | 0 | 0 | 0 | 0 | 0 | 0 | 0 | 0 | 0 | 0 | 135 | 0 | 0 | 0 | 0 | 0
202 | 26649 | 2018 | WA | Lower Granite | 6175 | 5 | 0 | OP | HY | WAT | 135 | 0.348 | 411110.5 | 171794.667 | Distributed from 923 Generation And Fuel | 1978 |  | 0 | 0 | 0 | 0 | 0 | 0 | 0 | 0 | 0 | 0 | 0 | 0 | 0 | 0 | 0 | 0 | 0 | 0 | 0 | 0 | 0 | 0 | 0 | 0 | 135 | 0 | 0 | 0 | 0 | 0
203 | 26650 | 2018 | WA | Lower Granite | 6175 | 6 | 0 | OP | HY | WAT | 135 | 0.348 | 411110.5 | 171794.667 | Distributed from 923 Generation And Fuel | 1978 |  | 0 | 0 | 0 | 0 | 0 | 0 | 0 | 0 | 0 | 0 | 0 | 0 | 0 | 0 | 0 | 0 | 0 | 0 | 0 | 0 | 0 | 0 | 0 | 0 | 135 | 0 | 0 | 0 | 0 | 0
204 | 26652 | 2018 | WA | Lower Monumental | 3927 | 2 | 0 | OP | HY | WAT | 135 | 0.336 | 397236.333 | 162479.167 | Distributed from 923 Generation And Fuel | 1969 |  | 0 | 0 | 0 | 0 | 0 | 0 | 0 | 0 | 0 | 0 | 0 | 0 | 0 | 0 | 0 | 0 | 0 | 0 | 0 | 0 | 0 | 0 | 0 | 0 | 135 | 0 | 0 | 0 | 0 | 0
205 | 26653 | 2018 | WA | Lower Monumental | 3927 | 3 | 0 | OP | HY | WAT | 135 | 0.336 | 397236.333 | 162479.167 | Distributed from 923 Generation And Fuel | 1970 |  | 0 | 0 | 0 | 0 | 0 | 0 | 0 | 0 | 0 | 0 | 0 | 0 | 0 | 0 | 0 | 0 | 0 | 0 | 0 | 0 | 0 | 0 | 0 | 0 | 135 | 0 | 0 | 0 | 0 | 0
206 | 26655 | 2018 | WA | Lower Monumental | 3927 | 5 | 0 | OP | HY | WAT | 135 | 0.336 | 397236.333 | 162479.167 | Distributed from 923 Generation And Fuel | 1979 |  | 0 | 0 | 0 | 0 | 0 | 0 | 0 | 0 | 0 | 0 | 0 | 0 | 0 | 0 | 0 | 0 | 0 | 0 | 0 | 0 | 0 | 0 | 0 | 0 | 135 | 0 | 0 | 0 | 0 | 0
207 | 26656 | 2018 | WA | Lower Monumental | 3927 | 6 | 0 | OP | HY | WAT | 135 | 0.336 | 397236.333 | 162479.167 | Distributed from 923 Generation And Fuel | 1979 |  | 0 | 0 | 0 | 0 | 0 | 0 | 0 | 0 | 0 | 0 | 0 | 0 | 0 | 0 | 0 | 0 | 0 | 0 | 0 | 0 | 0 | 0 | 0 | 0 | 135 | 0 | 0 | 0 | 0 | 0
208 | 26657 | 2018 | WA | Lower Snake River Wind Energy Project | 57195 | LSR 1 | 0 | OP | WT | WND | 342.7 | 0.278 | 833098 | 267262 | Distributed from 923 Generation And Fuel | 2012 |  | 0 | 0 | 0 | 0 | 0 | 0 | 0 | 0 | 0 | 0 | 0 | 0 | 0 | 0 | 0 | 0 | 0 | 0 | 0 | 0 | 0 | 0 | 0 | 0 | 0 | 0 | 0 | 0 | 0 | 342.7
209 | 26658 | 2018 | WA | LRI LFGTE Facility | 58688 | A | 0 | OP | IC | LFG | 1.5 | 0.861 | 11310.333 | 4589 | Distributed from 923 Generation And Fuel | 2013 |  | 0 | 0 | 0 | 0 | 0 | 0 | 0 | 1.5 | 0 | 0 | 0 | 0 | 0 | 0 | 0 | 0 | 0 | 0 | 0 | 0 | 0 | 0 | 0 | 0 | 0 | 0 | 0 | 0 | 0 | 0
210 | 26659 | 2018 | WA | LRI LFGTE Facility | 58688 | B | 0 | OP | IC | LFG | 1.5 | 0.861 | 11310.333 | 4589 | Distributed from 923 Generation And Fuel | 2013 |  | 0 | 0 | 0 | 0 | 0 | 0 | 0 | 1.5 | 0 | 0 | 0 | 0 | 0 | 0 | 0 | 0 | 0 | 0 | 0 | 0 | 0 | 0 | 0 | 0 | 0 | 0 | 0 | 0 | 0 | 0
211 | 26660 | 2018 | WA | LRI LFGTE Facility | 58688 | C | 0 | OP | IC | LFG | 1.5 | 0.861 | 11310.333 | 4589 | Distributed from 923 Generation And Fuel | 2013 |  | 0 | 0 | 0 | 0 | 0 | 0 | 0 | 1.5 | 0 | 0 | 0 | 0 | 0 | 0 | 0 | 0 | 0 | 0 | 0 | 0 | 0 | 0 | 0 | 0 | 0 | 0 | 0 | 0 | 0 | 0
212 | 26662 | 2018 | WA | Main Canal Headworks | 56698 | 1 | 0 | OP | HY | WAT | 26.8 | 0.421 | 98735 | 41906 | Distributed from 923 Generation And Fuel | 1987 |  | 0 | 0 | 0 | 0 | 0 | 0 | 0 | 0 | 0 | 0 | 0 | 0 | 0 | 0 | 0 | 0 | 0 | 0 | 0 | 0 | 0 | 0 | 0 | 0 | 26.8 | 0 | 0 | 0 | 0 | 0
213 | 26663 | 2018 | WA | March Point Cogeneration | 54268 | GTG1 | 0 | OP | GT | NG | 46.6 | 0.735 | 299887 | 112519 | Distributed from 923 Generation And Fuel | 1991 |  | 0 | 0 | 0 | 0 | 0 | 0 | 0 | 0 | 0 | 0 | 0 | 46.6 | 0 | 0 | 0 | 0 | 0 | 0 | 0 | 0 | 0 | 0 | 0 | 0 | 0 | 0 | 0 | 0 | 0 | 0
214 | 26664 | 2018 | WA | March Point Cogeneration | 54268 | GTG2 | 0 | OP | GT | NG | 46.6 | 0.735 | 299887 | 112519 | Distributed from 923 Generation And Fuel | 1991 |  | 0 | 0 | 0 | 0 | 0 | 0 | 0 | 0 | 0 | 0 | 0 | 46.6 | 0 | 0 | 0 | 0 | 0 | 0 | 0 | 0 | 0 | 0 | 0 | 0 | 0 | 0 | 0 | 0 | 0 | 0
215 | 26665 | 2018 | WA | March Point Cogeneration | 54268 | GTG3 | 0 | OP | GT | NG | 46.6 | 0.735 | 299887 | 112519 | Distributed from 923 Generation And Fuel | 1993 |  | 0 | 0 | 0 | 0 | 0 | 0 | 0 | 0 | 0 | 0 | 0 | 46.6 | 0 | 0 | 0 | 0 | 0 | 0 | 0 | 0 | 0 | 0 | 0 | 0 | 0 | 0 | 0 | 0 | 0 | 0
216 | 26667 | 2018 | WA | Marengo Wind Plant | 56466 | 1 | 0 | OP | WT | WND | 140.4 | 0.271 | 333908 | 167594.667 | Distributed from 923 Generation And Fuel | 2007 |  | 0 | 0 | 0 | 0 | 0 | 0 | 0 | 0 | 0 | 0 | 0 | 0 | 0 | 0 | 0 | 0 | 0 | 0 | 0 | 0 | 0 | 0 | 0 | 0 | 0 | 0 | 0 | 0 | 0 | 140.4
217 | 26668 | 2018 | WA | Marengo Wind Plant | 56466 | 2 | 0 | OP | WT | WND | 70.2 | 0.271 | 166954 | 83797.333 | Distributed from 923 Generation And Fuel | 2008 |  | 0 | 0 | 0 | 0 | 0 | 0 | 0 | 0 | 0 | 0 | 0 | 0 | 0 | 0 | 0 | 0 | 0 | 0 | 0 | 0 | 0 | 0 | 0 | 0 | 0 | 0 | 0 | 0 | 0 | 70.2
218 | 26669 | 2018 | WA | Mayfield | 3917 | 41 | 0 | OP | HY | WAT | 40.5 | 0.455 | 161493.75 | 68542 | Distributed from 923 Generation And Fuel | 1983 |  | 0 | 0 | 0 | 0 | 0 | 0 | 0 | 0 | 0 | 0 | 0 | 0 | 0 | 0 | 0 | 0 | 0 | 0 | 0 | 0 | 0 | 0 | 0 | 0 | 40.5 | 0 | 0 | 0 | 0 | 0
219 | 26670 | 2018 | WA | Mayfield | 3917 | 42 | 0 | OP | HY | WAT | 40.5 | 0.455 | 161493.75 | 68542 | Distributed from 923 Generation And Fuel | 1963 |  | 0 | 0 | 0 | 0 | 0 | 0 | 0 | 0 | 0 | 0 | 0 | 0 | 0 | 0 | 0 | 0 | 0 | 0 | 0 | 0 | 0 | 0 | 0 | 0 | 40.5 | 0 | 0 | 0 | 0 | 0
220 | 26671 | 2018 | WA | Mayfield | 3917 | 43 | 0 | OP | HY | WAT | 40.5 | 0.455 | 161493.75 | 68542 | Distributed from 923 Generation And Fuel | 1963 |  | 0 | 0 | 0 | 0 | 0 | 0 | 0 | 0 | 0 | 0 | 0 | 0 | 0 | 0 | 0 | 0 | 0 | 0 | 0 | 0 | 0 | 0 | 0 | 0 | 40.5 | 0 | 0 | 0 | 0 | 0
221 | 26672 | 2018 | WA | Mayfield | 3917 | 44 | 0 | OP | HY | WAT | 40.5 | 0.455 | 161493.75 | 68542 | Distributed from 923 Generation And Fuel | 1963 |  | 0 | 0 | 0 | 0 | 0 | 0 | 0 | 0 | 0 | 0 | 0 | 0 | 0 | 0 | 0 | 0 | 0 | 0 | 0 | 0 | 0 | 0 | 0 | 0 | 40.5 | 0 | 0 | 0 | 0 | 0
222 | 26674 | 2018 | WA | McNary Dam Fish Attraction Project | 7511 | 1 | 0 | OP | HY | WAT | 10 | 0.783 | 68628 | 29127 | Distributed from 923 Generation And Fuel | 1997 |  | 0 | 0 | 0 | 0 | 0 | 0 | 0 | 0 | 0 | 0 | 0 | 0 | 0 | 0 | 0 | 0 | 0 | 0 | 0 | 0 | 0 | 0 | 0 | 0 | 10 | 0 | 0 | 0 | 0 | 0
223 | 26675 | 2018 | WA | Merwin | 3847 | 1 | 0 | OP | HY | WAT | 45 | 0.378 | 149048.934 | 63260.074 | Distributed from 923 Generation And Fuel | 1932 |  | 0 | 0 | 0 | 0 | 0 | 0 | 0 | 0 | 0 | 0 | 0 | 0 | 0 | 0 | 0 | 0 | 0 | 0 | 0 | 0 | 0 | 0 | 0 | 0 | 45 | 0 | 0 | 0 | 0 | 0
224 | 26676 | 2018 | WA | Merwin | 3847 | 2 | 0 | OP | HY | WAT | 45 | 0.378 | 149048.934 | 63260.074 | Distributed from 923 Generation And Fuel | 1949 |  | 0 | 0 | 0 | 0 | 0 | 0 | 0 | 0 | 0 | 0 | 0 | 0 | 0 | 0 | 0 | 0 | 0 | 0 | 0 | 0 | 0 | 0 | 0 | 0 | 45 | 0 | 0 | 0 | 0 | 0
225 | 26677 | 2018 | WA | Merwin | 3847 | 3 | 0 | OP | HY | WAT | 45 | 0.378 | 149048.934 | 63260.074 | Distributed from 923 Generation And Fuel | 1958 |  | 0 | 0 | 0 | 0 | 0 | 0 | 0 | 0 | 0 | 0 | 0 | 0 | 0 | 0 | 0 | 0 | 0 | 0 | 0 | 0 | 0 | 0 | 0 | 0 | 45 | 0 | 0 | 0 | 0 | 0
226 | 26678 | 2018 | WA | Merwin | 3847 | House | 0 | OP | HY | WAT | 1 | 0.378 | 3312.199 | 1405.779 | Distributed from 923 Generation And Fuel | 1931 |  | 0 | 0 | 0 | 0 | 0 | 0 | 0 | 0 | 0 | 0 | 0 | 0 | 0 | 0 | 0 | 0 | 0 | 0 | 0 | 0 | 0 | 0 | 0 | 0 | 1 | 0 | 0 | 0 | 0 | 0
227 | 26679 | 2018 | WA | MESA 1 | 60016 | A | 0 | OP | BA | MWH | 1 | -0.004 | -33.5 | -8.5 | Distributed from 923 Generation And Fuel | 2015 |  | 0 | 0 | 0 | 0 | 0 | 0 | 0 | 0 | 0 | 0 | 1 | 0 | 0 | 0 | 0 | 0 | 0 | 0 | 0 | 0 | 0 | 0 | 0 | 0 | 0 | 0 | 0 | 0 | 0 | 0
228 | 26680 | 2018 | WA | MESA 1 | 60016 | B | 0 | OP | BA | MWH | 1 | -0.004 | -33.5 | -8.5 | Distributed from 923 Generation And Fuel | 2016 |  | 0 | 0 | 0 | 0 | 0 | 0 | 0 | 0 | 0 | 0 | 1 | 0 | 0 | 0 | 0 | 0 | 0 | 0 | 0 | 0 | 0 | 0 | 0 | 0 | 0 | 0 | 0 | 0 | 0 | 0
229 | 26682 | 2018 | WA | Meyers Falls | 3868 | UN1 | 0 | OP | HY | WAT | 0.9 | 0.729 | 5744.25 | 2437.875 | Distributed from 923 Generation And Fuel | 1915 |  | 0 | 0 | 0 | 0 | 0 | 0 | 0 | 0 | 0 | 0 | 0 | 0 | 0 | 0 | 0 | 0 | 0 | 0 | 0 | 0 | 0 | 0 | 0 | 0 | 0.9 | 0 | 0 | 0 | 0 | 0
230 | 26683 | 2018 | WA | Meyers Falls | 3868 | UN2 | 0 | OP | HY | WAT | 0.3 | 0.729 | 1914.75 | 812.625 | Distributed from 923 Generation And Fuel | 1915 |  | 0 | 0 | 0 | 0 | 0 | 0 | 0 | 0 | 0 | 0 | 0 | 0 | 0 | 0 | 0 | 0 | 0 | 0 | 0 | 0 | 0 | 0 | 0 | 0 | 0.3 | 0 | 0 | 0 | 0 | 0
231 | 26684 | 2018 | WA | Meyers Falls | 3868 | UNA | 0 | OP | HY | WAT | 0.2 | 0.729 | 1276.5 | 541.75 | Distributed from 923 Generation And Fuel | 2006 |  | 0 | 0 | 0 | 0 | 0 | 0 | 0 | 0 | 0 | 0 | 0 | 0 | 0 | 0 | 0 | 0 | 0 | 0 | 0 | 0 | 0 | 0 | 0 | 0 | 0.2 | 0 | 0 | 0 | 0 | 0
232 | 26685 | 2018 | WA | Meyers Falls | 3868 | UNB | 0 | OP | HY | WAT | 0.2 | 0.729 | 1276.5 | 541.75 | Distributed from 923 Generation And Fuel | 2006 |  | 0 | 0 | 0 | 0 | 0 | 0 | 0 | 0 | 0 | 0 | 0 | 0 | 0 | 0 | 0 | 0 | 0 | 0 | 0 | 0 | 0 | 0 | 0 | 0 | 0.2 | 0 | 0 | 0 | 0 | 0
233 | 26686 | 2018 | WA | Mint Farm Generating Station | 55700 | 1STG | 1 | OP | CA | NG | 133 | 0.418 | 486439 | 282707 | EIA-923 Generator File | 2008 |  | 0 | 0 | 0 | 0 | 0 | 0 | 0 | 0 | 0 | 0 | 0 | 133 | 0 | 0 | 0 | 0 | 0 | 0 | 0 | 0 | 0 | 0 | 0 | 0 | 0 | 0 | 0 | 0 | 0 | 0
234 | 26687 | 2018 | WA | Mint Farm Generating Station | 55700 | CTG1 | 0 | OP | CT | NG | 186 | 0.538 | 876913 | 504863 | EIA-923 Generator File | 2008 |  | 0 | 0 | 0 | 0 | 0 | 0 | 0 | 0 | 0 | 0 | 0 | 186 | 0 | 0 | 0 | 0 | 0 | 0 | 0 | 0 | 0 | 0 | 0 | 0 | 0 | 0 | 0 | 0 | 0 | 0
235 | 26688 | 2018 | WA | Monroe Street | 9095 | 6 | 0 | OP | HY | WAT | 14.8 | 0.625 | 81033 | 34392 | Distributed from 923 Generation And Fuel | 1992 |  | 0 | 0 | 0 | 0 | 0 | 0 | 0 | 0 | 0 | 0 | 0 | 0 | 0 | 0 | 0 | 0 | 0 | 0 | 0 | 0 | 0 | 0 | 0 | 0 | 14.8 | 0 | 0 | 0 | 0 | 0
236 | 26689 | 2018 | WA | Mossyrock | 3918 | 51 | 0 | OP | HY | WAT | 150 | 0.345 | 453886.5 | 153960.5 | Distributed from 923 Generation And Fuel | 1968 |  | 0 | 0 | 0 | 0 | 0 | 0 | 0 | 0 | 0 | 0 | 0 | 0 | 0 | 0 | 0 | 0 | 0 | 0 | 0 | 0 | 0 | 0 | 0 | 0 | 150 | 0 | 0 | 0 | 0 | 0
237 | 26690 | 2018 | WA | Mossyrock | 3918 | 52 | 0 | OP | HY | WAT | 150 | 0.345 | 453886.5 | 153960.5 | Distributed from 923 Generation And Fuel | 1968 |  | 0 | 0 | 0 | 0 | 0 | 0 | 0 | 0 | 0 | 0 | 0 | 0 | 0 | 0 | 0 | 0 | 0 | 0 | 0 | 0 | 0 | 0 | 0 | 0 | 150 | 0 | 0 | 0 | 0 | 0
238 | 26691 | 2018 | WA | Newhalem | 9842 | 20 | 0 | OP | HY | WAT | 2.3 | 0.084 | 1697 | 720 | Distributed from 923 Generation And Fuel | 1970 |  | 0 | 0 | 0 | 0 | 0 | 0 | 0 | 0 | 0 | 0 | 0 | 0 | 0 | 0 | 0 | 0 | 0 | 0 | 0 | 0 | 0 | 0 | 0 | 0 | 2.3 | 0 | 0 | 0 | 0 | 0
239 | 26692 | 2018 | WA | Nine Canyon | 7936 | 1 | 0 | OP | WT | WND | 95.9 | 0.283 | 237801 | 119357 | Distributed from 923 Generation And Fuel | 2002 |  | 0 | 0 | 0 | 0 | 0 | 0 | 0 | 0 | 0 | 0 | 0 | 0 | 0 | 0 | 0 | 0 | 0 | 0 | 0 | 0 | 0 | 0 | 0 | 0 | 0 | 0 | 0 | 0 | 0 | 95.9
240 | 26693 | 2018 | WA | Nine Mile | 3869 | 1 | 0 | OP | HY | WAT | 8.8 | 0.435 | 33540.17 | 14235.17 | Distributed from 923 Generation And Fuel | 1910 |  | 0 | 0 | 0 | 0 | 0 | 0 | 0 | 0 | 0 | 0 | 0 | 0 | 0 | 0 | 0 | 0 | 0 | 0 | 0 | 0 | 0 | 0 | 0 | 0 | 8.8 | 0 | 0 | 0 | 0 | 0
241 | 26694 | 2018 | WA | Nine Mile | 3869 | 2 | 0 | OP | HY | WAT | 8.8 | 0.435 | 33540.17 | 14235.17 | Distributed from 923 Generation And Fuel | 1908 |  | 0 | 0 | 0 | 0 | 0 | 0 | 0 | 0 | 0 | 0 | 0 | 0 | 0 | 0 | 0 | 0 | 0 | 0 | 0 | 0 | 0 | 0 | 0 | 0 | 8.8 | 0 | 0 | 0 | 0 | 0
242 | 26695 | 2018 | WA | Nine Mile | 3869 | 3N | 0 | OP | HY | WAT | 10 | 0.435 | 38113.83 | 16176.33 | Distributed from 923 Generation And Fuel | 1994 |  | 0 | 0 | 0 | 0 | 0 | 0 | 0 | 0 | 0 | 0 | 0 | 0 | 0 | 0 | 0 | 0 | 0 | 0 | 0 | 0 | 0 | 0 | 0 | 0 | 10 | 0 | 0 | 0 | 0 | 0
243 | 26696 | 2018 | WA | Nine Mile | 3869 | 4N | 0 | OP | HY | WAT | 10 | 0.435 | 38113.83 | 16176.33 | Distributed from 923 Generation And Fuel | 1994 |  | 0 | 0 | 0 | 0 | 0 | 0 | 0 | 0 | 0 | 0 | 0 | 0 | 0 | 0 | 0 | 0 | 0 | 0 | 0 | 0 | 0 | 0 | 0 | 0 | 10 | 0 | 0 | 0 | 0 | 0
244 | 26697 | 2018 | WA | Nippon Dynawave Packaging Longview WA | 50187 | TG1 | 2 | OP | ST | BLQ | 8 | 0.619 | 43367.425 | 16216.326 | EIA-923 Generator File | 1948 |  | 0 | 0 | 0 | 8 | 0 | 0 | 0 | 0 | 0 | 0 | 0 | 0 | 0 | 0 | 0 | 0 | 0 | 0 | 0 | 0 | 0 | 0 | 0 | 0 | 0 | 0 | 0 | 0 | 0 | 0
245 | 26698 | 2018 | WA | Nippon Dynawave Packaging Longview WA | 50187 | TG2 | 2 | OP | ST | BLQ | 5 | 0.857 | 37528.841 | 13801.902 | EIA-923 Generator File | 1948 |  | 0 | 0 | 0 | 5 | 0 | 0 | 0 | 0 | 0 | 0 | 0 | 0 | 0 | 0 | 0 | 0 | 0 | 0 | 0 | 0 | 0 | 0 | 0 | 0 | 0 | 0 | 0 | 0 | 0 | 0
246 | 26699 | 2018 | WA | Nippon Dynawave Packaging Longview WA | 50187 | TG4 | 2 | OP | ST | BLQ | 18 | 0.701 | 110502.78 | 46384.526 | EIA-923 Generator File | 1954 |  | 0 | 0 | 0 | 18 | 0 | 0 | 0 | 0 | 0 | 0 | 0 | 0 | 0 | 0 | 0 | 0 | 0 | 0 | 0 | 0 | 0 | 0 | 0 | 0 | 0 | 0 | 0 | 0 | 0 | 0
247 | 26700 | 2018 | WA | Nippon Dynawave Packaging Longview WA | 50187 | TG5 | 1 | OP | ST | WDS | 31.4 | 0.374 | 102861.76 | 35427.397 | EIA-923 Generator File | 1976 |  | 0 | 0 | 0 | 0 | 0 | 0 | 0 | 0 | 0 | 0 | 0 | 0 | 0 | 0 | 0 | 0 | 0 | 0 | 0 | 0 | 0 | 0 | 0 | 0 | 0 | 0 | 0 | 31.4 | 0 | 0
248 | 26701 | 2018 | WA | Nooksack Hydro | 58696 | GEN1 | 0 | OP | HY | WAT | 1.5 | 1.693 | 22250 | 9443 | Distributed from 923 Generation And Fuel | 1906 |  | 0 | 0 | 0 | 0 | 0 | 0 | 0 | 0 | 0 | 0 | 0 | 0 | 0 | 0 | 0 | 0 | 0 | 0 | 0 | 0 | 0 | 0 | 0 | 0 | 1.5 | 0 | 0 | 0 | 0 | 0
249 | 26702 | 2018 | WA | Northeast (WA) | 6210 | 1 | 0 | OP | GT | NG | 61.8 | 0.003 | 1515 | 938 | Distributed from 923 Generation And Fuel | 1978 |  | 0 | 0 | 0 | 0 | 0 | 0 | 0 | 0 | 0 | 0 | 0 | 61.8 | 0 | 0 | 0 | 0 | 0 | 0 | 0 | 0 | 0 | 0 | 0 | 0 | 0 | 0 | 0 | 0 | 0 | 0
250 | 26703 | 2018 | WA | Orchard Avenue 1 | 50421 | 201 | 0 | OP | HY | WAT | 0.8 | 0.22 | 1543 | 655 | Distributed from 923 Generation And Fuel | 1987 |  | 0 | 0 | 0 | 0 | 0 | 0 | 0 | 0 | 0 | 0 | 0 | 0 | 0 | 0 | 0 | 0 | 0 | 0 | 0 | 0 | 0 | 0 | 0 | 0 | 0.8 | 0 | 0 | 0 | 0 | 0
251 | 26704 | 2018 | WA | Orchard Avenue 1 | 50421 | 301 | 0 | OP | HY | WAT | 0.8 | 0.22 | 1543 | 655 | Distributed from 923 Generation And Fuel | 1987 |  | 0 | 0 | 0 | 0 | 0 | 0 | 0 | 0 | 0 | 0 | 0 | 0 | 0 | 0 | 0 | 0 | 0 | 0 | 0 | 0 | 0 | 0 | 0 | 0 | 0.8 | 0 | 0 | 0 | 0 | 0
252 | 26705 | 2018 | WA | Packwood | 3929 | 1 | 0 | OP | HY | WAT | 27.5 | 0.363 | 87522 | 37146 | Distributed from 923 Generation And Fuel | 1964 |  | 0 | 0 | 0 | 0 | 0 | 0 | 0 | 0 | 0 | 0 | 0 | 0 | 0 | 0 | 0 | 0 | 0 | 0 | 0 | 0 | 0 | 0 | 0 | 0 | 27.5 | 0 | 0 | 0 | 0 | 0
253 | 26706 | 2018 | WA | Palouse | 57530 | 1 | 0 | OP | WT | WND | 105.3 | 0.355 | 327172 | 164214 | Distributed from 923 Generation And Fuel | 2012 |  | 0 | 0 | 0 | 0 | 0 | 0 | 0 | 0 | 0 | 0 | 0 | 0 | 0 | 0 | 0 | 0 | 0 | 0 | 0 | 0 | 0 | 0 | 0 | 0 | 0 | 0 | 0 | 0 | 0 | 105.3
254 | 26707 | 2018 | WA | PEC Headworks | 7113 | 1 | 0 | OP | HY | WAT | 6.6 | 0.339 | 19584 | 8312 | Distributed from 923 Generation And Fuel | 1990 |  | 0 | 0 | 0 | 0 | 0 | 0 | 0 | 0 | 0 | 0 | 0 | 0 | 0 | 0 | 0 | 0 | 0 | 0 | 0 | 0 | 0 | 0 | 0 | 0 | 6.6 | 0 | 0 | 0 | 0 | 0
255 | 26709 | 2018 | WA | Port Townsend Paper | 50544 | GEN6 | 3 | OP | ST | BLQ | 7.5 | 0.563 | 37016.686 | 16478.748 | EIA-923 Generator File | 1986 |  | 0 | 0 | 0 | 7.5 | 0 | 0 | 0 | 0 | 0 | 0 | 0 | 0 | 0 | 0 | 0 | 0 | 0 | 0 | 0 | 0 | 0 | 0 | 0 | 0 | 0 | 0 | 0 | 0 | 0 | 0
256 | 26713 | 2018 | WA | Potholes East Canal 66.0 | 56697 | 1 | 0 | OP | HY | WAT | 2.3 | 0.205 | 4121 | 1749 | Distributed from 923 Generation And Fuel | 1985 |  | 0 | 0 | 0 | 0 | 0 | 0 | 0 | 0 | 0 | 0 | 0 | 0 | 0 | 0 | 0 | 0 | 0 | 0 | 0 | 0 | 0 | 0 | 0 | 0 | 2.3 | 0 | 0 | 0 | 0 | 0
257 | 26714 | 2018 | WA | Priest Rapids | 3887 | 1 | 0 | OP | HY | WAT | 95 | 0.566 | 470929.495 | 183758.293 | Distributed from 923 Generation And Fuel | 1961 |  | 0 | 0 | 0 | 0 | 0 | 0 | 0 | 0 | 0 | 0 | 0 | 0 | 0 | 0 | 0 | 0 | 0 | 0 | 0 | 0 | 0 | 0 | 0 | 0 | 95 | 0 | 0 | 0 | 0 | 0
258 | 26715 | 2018 | WA | Priest Rapids | 3887 | 10 | 0 | OP | HY | WAT | 95 | 0.566 | 470929.495 | 183758.293 | Distributed from 923 Generation And Fuel | 1959 |  | 0 | 0 | 0 | 0 | 0 | 0 | 0 | 0 | 0 | 0 | 0 | 0 | 0 | 0 | 0 | 0 | 0 | 0 | 0 | 0 | 0 | 0 | 0 | 0 | 95 | 0 | 0 | 0 | 0 | 0
259 | 26716 | 2018 | WA | Priest Rapids | 3887 | 2 | 0 | OP | HY | WAT | 97.8 | 0.566 | 484809.522 | 189174.327 | Distributed from 923 Generation And Fuel | 1961 |  | 0 | 0 | 0 | 0 | 0 | 0 | 0 | 0 | 0 | 0 | 0 | 0 | 0 | 0 | 0 | 0 | 0 | 0 | 0 | 0 | 0 | 0 | 0 | 0 | 97.8 | 0 | 0 | 0 | 0 | 0
260 | 26717 | 2018 | WA | Priest Rapids | 3887 | 3 | 0 | OP | HY | WAT | 95 | 0.566 | 470929.495 | 183758.293 | Distributed from 923 Generation And Fuel | 1960 |  | 0 | 0 | 0 | 0 | 0 | 0 | 0 | 0 | 0 | 0 | 0 | 0 | 0 | 0 | 0 | 0 | 0 | 0 | 0 | 0 | 0 | 0 | 0 | 0 | 95 | 0 | 0 | 0 | 0 | 0
261 | 26718 | 2018 | WA | Priest Rapids | 3887 | 4 | 0 | OP | HY | WAT | 95 | 0.566 | 470929.495 | 183758.293 | Distributed from 923 Generation And Fuel | 1960 |  | 0 | 0 | 0 | 0 | 0 | 0 | 0 | 0 | 0 | 0 | 0 | 0 | 0 | 0 | 0 | 0 | 0 | 0 | 0 | 0 | 0 | 0 | 0 | 0 | 95 | 0 | 0 | 0 | 0 | 0
262 | 26719 | 2018 | WA | Priest Rapids | 3887 | 5 | 0 | OP | HY | WAT | 95 | 0.566 | 470929.495 | 183758.293 | Distributed from 923 Generation And Fuel | 1960 |  | 0 | 0 | 0 | 0 | 0 | 0 | 0 | 0 | 0 | 0 | 0 | 0 | 0 | 0 | 0 | 0 | 0 | 0 | 0 | 0 | 0 | 0 | 0 | 0 | 95 | 0 | 0 | 0 | 0 | 0
263 | 26720 | 2018 | WA | Priest Rapids | 3887 | 6 | 0 | OP | HY | WAT | 95 | 0.566 | 470929.495 | 183758.293 | Distributed from 923 Generation And Fuel | 1960 |  | 0 | 0 | 0 | 0 | 0 | 0 | 0 | 0 | 0 | 0 | 0 | 0 | 0 | 0 | 0 | 0 | 0 | 0 | 0 | 0 | 0 | 0 | 0 | 0 | 95 | 0 | 0 | 0 | 0 | 0
264 | 26721 | 2018 | WA | Priest Rapids | 3887 | 7 | 0 | OP | HY | WAT | 95 | 0.566 | 470929.495 | 183758.293 | Distributed from 923 Generation And Fuel | 1960 |  | 0 | 0 | 0 | 0 | 0 | 0 | 0 | 0 | 0 | 0 | 0 | 0 | 0 | 0 | 0 | 0 | 0 | 0 | 0 | 0 | 0 | 0 | 0 | 0 | 95 | 0 | 0 | 0 | 0 | 0
265 | 26722 | 2018 | WA | Priest Rapids | 3887 | 8 | 0 | OP | HY | WAT | 95 | 0.566 | 470929.495 | 183758.293 | Distributed from 923 Generation And Fuel | 1959 |  | 0 | 0 | 0 | 0 | 0 | 0 | 0 | 0 | 0 | 0 | 0 | 0 | 0 | 0 | 0 | 0 | 0 | 0 | 0 | 0 | 0 | 0 | 0 | 0 | 95 | 0 | 0 | 0 | 0 | 0
266 | 26723 | 2018 | WA | Priest Rapids | 3887 | 9 | 0 | OP | HY | WAT | 97.8 | 0.566 | 484809.522 | 189174.327 | Distributed from 923 Generation And Fuel | 1959 |  | 0 | 0 | 0 | 0 | 0 | 0 | 0 | 0 | 0 | 0 | 0 | 0 | 0 | 0 | 0 | 0 | 0 | 0 | 0 | 0 | 0 | 0 | 0 | 0 | 97.8 | 0 | 0 | 0 | 0 | 0
267 | 26724 | 2018 | WA | Quincy Chute | 917 | 1 | 0 | OP | HY | WAT | 9.4 | 0.38 | 31319 | 13292 | Distributed from 923 Generation And Fuel | 1985 |  | 0 | 0 | 0 | 0 | 0 | 0 | 0 | 0 | 0 | 0 | 0 | 0 | 0 | 0 | 0 | 0 | 0 | 0 | 0 | 0 | 0 | 0 | 0 | 0 | 9.4 | 0 | 0 | 0 | 0 | 0
268 | 26746 | 2018 | WA | River Road Gen Plant | 7605 | 1 | 1 | OP | CS | NG | 248 | 0.549 | 1192592 | 626162 | EIA-923 Generator File | 1997 |  | 0 | 0 | 0 | 0 | 0 | 0 | 0 | 0 | 0 | 0 | 0 | 248 | 0 | 0 | 0 | 0 | 0 | 0 | 0 | 0 | 0 | 0 | 0 | 0 | 0 | 0 | 0 | 0 | 0 | 0
269 | 26747 | 2018 | WA | Rock Island | 6200 | A | 0 | OP | HY | WAT | 1.2 | 0.481 | 5056.517 | 2008.625 | Distributed from 923 Generation And Fuel | 1931 |  | 0 | 0 | 0 | 0 | 0 | 0 | 0 | 0 | 0 | 0 | 0 | 0 | 0 | 0 | 0 | 0 | 0 | 0 | 0 | 0 | 0 | 0 | 0 | 0 | 1.2 | 0 | 0 | 0 | 0 | 0
270 | 26749 | 2018 | WA | Rock Island | 6200 | B-10 | 0 | OP | HY | WAT | 22.5 | 0.481 | 94809.688 | 37661.725 | Distributed from 923 Generation And Fuel | 1953 |  | 0 | 0 | 0 | 0 | 0 | 0 | 0 | 0 | 0 | 0 | 0 | 0 | 0 | 0 | 0 | 0 | 0 | 0 | 0 | 0 | 0 | 0 | 0 | 0 | 22.5 | 0 | 0 | 0 | 0 | 0
271 | 26753 | 2018 | WA | Rock Island | 6200 | B-5 | 0 | OP | HY | WAT | 22.5 | 0.481 | 94809.688 | 37661.725 | Distributed from 923 Generation And Fuel | 1952 |  | 0 | 0 | 0 | 0 | 0 | 0 | 0 | 0 | 0 | 0 | 0 | 0 | 0 | 0 | 0 | 0 | 0 | 0 | 0 | 0 | 0 | 0 | 0 | 0 | 22.5 | 0 | 0 | 0 | 0 | 0
272 | 26754 | 2018 | WA | Rock Island | 6200 | B-6 | 0 | OP | HY | WAT | 22.5 | 0.481 | 94809.688 | 37661.725 | Distributed from 923 Generation And Fuel | 1952 |  | 0 | 0 | 0 | 0 | 0 | 0 | 0 | 0 | 0 | 0 | 0 | 0 | 0 | 0 | 0 | 0 | 0 | 0 | 0 | 0 | 0 | 0 | 0 | 0 | 22.5 | 0 | 0 | 0 | 0 | 0
273 | 26756 | 2018 | WA | Rock Island | 6200 | B-8 | 0 | OP | HY | WAT | 22.5 | 0.481 | 94809.688 | 37661.725 | Distributed from 923 Generation And Fuel | 1953 |  | 0 | 0 | 0 | 0 | 0 | 0 | 0 | 0 | 0 | 0 | 0 | 0 | 0 | 0 | 0 | 0 | 0 | 0 | 0 | 0 | 0 | 0 | 0 | 0 | 22.5 | 0 | 0 | 0 | 0 | 0
274 | 26757 | 2018 | WA | Rock Island | 6200 | B-9 | 0 | OP | HY | WAT | 22.5 | 0.481 | 94809.688 | 37661.725 | Distributed from 923 Generation And Fuel | 1953 |  | 0 | 0 | 0 | 0 | 0 | 0 | 0 | 0 | 0 | 0 | 0 | 0 | 0 | 0 | 0 | 0 | 0 | 0 | 0 | 0 | 0 | 0 | 0 | 0 | 22.5 | 0 | 0 | 0 | 0 | 0
275 | 26758 | 2018 | WA | Rock Island | 6200 | U-1 | 0 | OP | HY | WAT | 51.3 | 0.481 | 216166.088 | 85868.734 | Distributed from 923 Generation And Fuel | 1979 |  | 0 | 0 | 0 | 0 | 0 | 0 | 0 | 0 | 0 | 0 | 0 | 0 | 0 | 0 | 0 | 0 | 0 | 0 | 0 | 0 | 0 | 0 | 0 | 0 | 51.3 | 0 | 0 | 0 | 0 | 0
276 | 26759 | 2018 | WA | Rock Island | 6200 | U-2 | 0 | OP | HY | WAT | 51.3 | 0.481 | 216166.088 | 85868.734 | Distributed from 923 Generation And Fuel | 1979 |  | 0 | 0 | 0 | 0 | 0 | 0 | 0 | 0 | 0 | 0 | 0 | 0 | 0 | 0 | 0 | 0 | 0 | 0 | 0 | 0 | 0 | 0 | 0 | 0 | 51.3 | 0 | 0 | 0 | 0 | 0
277 | 26760 | 2018 | WA | Rock Island | 6200 | U-3 | 0 | OP | HY | WAT | 51.3 | 0.481 | 216166.088 | 85868.734 | Distributed from 923 Generation And Fuel | 1979 |  | 0 | 0 | 0 | 0 | 0 | 0 | 0 | 0 | 0 | 0 | 0 | 0 | 0 | 0 | 0 | 0 | 0 | 0 | 0 | 0 | 0 | 0 | 0 | 0 | 51.3 | 0 | 0 | 0 | 0 | 0
278 | 26761 | 2018 | WA | Rock Island | 6200 | U-4 | 0 | OP | HY | WAT | 51.3 | 0.481 | 216166.088 | 85868.734 | Distributed from 923 Generation And Fuel | 1979 |  | 0 | 0 | 0 | 0 | 0 | 0 | 0 | 0 | 0 | 0 | 0 | 0 | 0 | 0 | 0 | 0 | 0 | 0 | 0 | 0 | 0 | 0 | 0 | 0 | 51.3 | 0 | 0 | 0 | 0 | 0
279 | 26762 | 2018 | WA | Rock Island | 6200 | U-5 | 0 | OP | HY | WAT | 51.3 | 0.481 | 216166.088 | 85868.734 | Distributed from 923 Generation And Fuel | 1978 |  | 0 | 0 | 0 | 0 | 0 | 0 | 0 | 0 | 0 | 0 | 0 | 0 | 0 | 0 | 0 | 0 | 0 | 0 | 0 | 0 | 0 | 0 | 0 | 0 | 51.3 | 0 | 0 | 0 | 0 | 0
280 | 26763 | 2018 | WA | Rock Island | 6200 | U-6 | 0 | OP | HY | WAT | 51.3 | 0.481 | 216166.088 | 85868.734 | Distributed from 923 Generation And Fuel | 1978 |  | 0 | 0 | 0 | 0 | 0 | 0 | 0 | 0 | 0 | 0 | 0 | 0 | 0 | 0 | 0 | 0 | 0 | 0 | 0 | 0 | 0 | 0 | 0 | 0 | 51.3 | 0 | 0 | 0 | 0 | 0
281 | 26764 | 2018 | WA | Rock Island | 6200 | U-7 | 0 | OP | HY | WAT | 51.3 | 0.481 | 216166.088 | 85868.734 | Distributed from 923 Generation And Fuel | 1978 |  | 0 | 0 | 0 | 0 | 0 | 0 | 0 | 0 | 0 | 0 | 0 | 0 | 0 | 0 | 0 | 0 | 0 | 0 | 0 | 0 | 0 | 0 | 0 | 0 | 51.3 | 0 | 0 | 0 | 0 | 0
282 | 26765 | 2018 | WA | Rock Island | 6200 | U-8 | 0 | OP | HY | WAT | 51.3 | 0.481 | 216166.088 | 85868.734 | Distributed from 923 Generation And Fuel | 1978 |  | 0 | 0 | 0 | 0 | 0 | 0 | 0 | 0 | 0 | 0 | 0 | 0 | 0 | 0 | 0 | 0 | 0 | 0 | 0 | 0 | 0 | 0 | 0 | 0 | 51.3 | 0 | 0 | 0 | 0 | 0
283 | 26768 | 2018 | WA | Rocky Reach | 3883 | C-10 | 0 | OP | HY | WAT | 125.4 | 0.552 | 606713.781 | 252785.5 | Distributed from 923 Generation And Fuel | 1974 |  | 0 | 0 | 0 | 0 | 0 | 0 | 0 | 0 | 0 | 0 | 0 | 0 | 0 | 0 | 0 | 0 | 0 | 0 | 0 | 0 | 0 | 0 | 0 | 0 | 125.4 | 0 | 0 | 0 | 0 | 0
284 | 26769 | 2018 | WA | Rocky Reach | 3883 | C-11 | 0 | OP | HY | WAT | 125.4 | 0.552 | 606713.781 | 252785.5 | Distributed from 923 Generation And Fuel | 1974 |  | 0 | 0 | 0 | 0 | 0 | 0 | 0 | 0 | 0 | 0 | 0 | 0 | 0 | 0 | 0 | 0 | 0 | 0 | 0 | 0 | 0 | 0 | 0 | 0 | 125.4 | 0 | 0 | 0 | 0 | 0
285 | 26770 | 2018 | WA | Rocky Reach | 3883 | C-2 | 0 | OP | HY | WAT | 114 | 0.552 | 551557.982 | 229805 | Distributed from 923 Generation And Fuel | 1961 |  | 0 | 0 | 0 | 0 | 0 | 0 | 0 | 0 | 0 | 0 | 0 | 0 | 0 | 0 | 0 | 0 | 0 | 0 | 0 | 0 | 0 | 0 | 0 | 0 | 114 | 0 | 0 | 0 | 0 | 0
286 | 26771 | 2018 | WA | Rocky Reach | 3883 | C-3 | 0 | OP | HY | WAT | 114 | 0.552 | 551557.982 | 229805 | Distributed from 923 Generation And Fuel | 1961 |  | 0 | 0 | 0 | 0 | 0 | 0 | 0 | 0 | 0 | 0 | 0 | 0 | 0 | 0 | 0 | 0 | 0 | 0 | 0 | 0 | 0 | 0 | 0 | 0 | 114 | 0 | 0 | 0 | 0 | 0
287 | 26772 | 2018 | WA | Rocky Reach | 3883 | C-4 | 0 | OP | HY | WAT | 114 | 0.552 | 551557.982 | 229805 | Distributed from 923 Generation And Fuel | 1961 |  | 0 | 0 | 0 | 0 | 0 | 0 | 0 | 0 | 0 | 0 | 0 | 0 | 0 | 0 | 0 | 0 | 0 | 0 | 0 | 0 | 0 | 0 | 0 | 0 | 114 | 0 | 0 | 0 | 0 | 0
288 | 26773 | 2018 | WA | Rocky Reach | 3883 | C-5 | 0 | OP | HY | WAT | 114 | 0.552 | 551557.982 | 229805 | Distributed from 923 Generation And Fuel | 1961 |  | 0 | 0 | 0 | 0 | 0 | 0 | 0 | 0 | 0 | 0 | 0 | 0 | 0 | 0 | 0 | 0 | 0 | 0 | 0 | 0 | 0 | 0 | 0 | 0 | 114 | 0 | 0 | 0 | 0 | 0
289 | 26774 | 2018 | WA | Rocky Reach | 3883 | C-6 | 0 | OP | HY | WAT | 114 | 0.552 | 551557.982 | 229805 | Distributed from 923 Generation And Fuel | 1961 |  | 0 | 0 | 0 | 0 | 0 | 0 | 0 | 0 | 0 | 0 | 0 | 0 | 0 | 0 | 0 | 0 | 0 | 0 | 0 | 0 | 0 | 0 | 0 | 0 | 114 | 0 | 0 | 0 | 0 | 0
290 | 26775 | 2018 | WA | Rocky Reach | 3883 | C-7 | 0 | OP | HY | WAT | 114 | 0.552 | 551557.982 | 229805 | Distributed from 923 Generation And Fuel | 1961 |  | 0 | 0 | 0 | 0 | 0 | 0 | 0 | 0 | 0 | 0 | 0 | 0 | 0 | 0 | 0 | 0 | 0 | 0 | 0 | 0 | 0 | 0 | 0 | 0 | 114 | 0 | 0 | 0 | 0 | 0
291 | 26776 | 2018 | WA | Rocky Reach | 3883 | C-8 | 0 | OP | HY | WAT | 125.4 | 0.552 | 606713.781 | 252785.5 | Distributed from 923 Generation And Fuel | 1973 |  | 0 | 0 | 0 | 0 | 0 | 0 | 0 | 0 | 0 | 0 | 0 | 0 | 0 | 0 | 0 | 0 | 0 | 0 | 0 | 0 | 0 | 0 | 0 | 0 | 125.4 | 0 | 0 | 0 | 0 | 0
292 | 26778 | 2018 | WA | Roosevelt Biogas 1 | 7832 | 1 | 0 | OP | IC | LFG | 2.1 | 0 | 0 | 0 | Distributed from 923 Generation And Fuel | 1999 |  | 0 | 0 | 0 | 0 | 0 | 0 | 0 | 2.1 | 0 | 0 | 0 | 0 | 0 | 0 | 0 | 0 | 0 | 0 | 0 | 0 | 0 | 0 | 0 | 0 | 0 | 0 | 0 | 0 | 0 | 0
293 | 26779 | 2018 | WA | Roosevelt Biogas 1 | 7832 | 2 | 0 | OP | IC | LFG | 2.1 | 0 | 0 | 0 | Distributed from 923 Generation And Fuel | 1999 |  | 0 | 0 | 0 | 0 | 0 | 0 | 0 | 2.1 | 0 | 0 | 0 | 0 | 0 | 0 | 0 | 0 | 0 | 0 | 0 | 0 | 0 | 0 | 0 | 0 | 0 | 0 | 0 | 0 | 0 | 0
294 | 26780 | 2018 | WA | Roosevelt Biogas 1 | 7832 | 3 | 0 | OP | IC | LFG | 2.1 | 0 | 0 | 0 | Distributed from 923 Generation And Fuel | 1999 |  | 0 | 0 | 0 | 0 | 0 | 0 | 0 | 2.1 | 0 | 0 | 0 | 0 | 0 | 0 | 0 | 0 | 0 | 0 | 0 | 0 | 0 | 0 | 0 | 0 | 0 | 0 | 0 | 0 | 0 | 0
295 | 26781 | 2018 | WA | Roosevelt Biogas 1 | 7832 | 4 | 0 | OP | IC | LFG | 2.1 | 0 | 0 | 0 | Distributed from 923 Generation And Fuel | 1999 |  | 0 | 0 | 0 | 0 | 0 | 0 | 0 | 2.1 | 0 | 0 | 0 | 0 | 0 | 0 | 0 | 0 | 0 | 0 | 0 | 0 | 0 | 0 | 0 | 0 | 0 | 0 | 0 | 0 | 0 | 0
296 | 26782 | 2018 | WA | Roosevelt Biogas 1 | 7832 | 5 | 0 | OP | IC | LFG | 2.1 | 0 | 0 | 0 | Distributed from 923 Generation And Fuel | 2000 |  | 0 | 0 | 0 | 0 | 0 | 0 | 0 | 2.1 | 0 | 0 | 0 | 0 | 0 | 0 | 0 | 0 | 0 | 0 | 0 | 0 | 0 | 0 | 0 | 0 | 0 | 0 | 0 | 0 | 0 | 0
297 | 26783 | 2018 | WA | Roosevelt Biogas 1 | 7832 | 7 | 0 | OP | CT | LFG | 10 | 0.379 | 33209 | 6397 | EIA-923 Generator File | 2011 |  | 0 | 0 | 0 | 0 | 0 | 0 | 0 | 10 | 0 | 0 | 0 | 0 | 0 | 0 | 0 | 0 | 0 | 0 | 0 | 0 | 0 | 0 | 0 | 0 | 0 | 0 | 0 | 0 | 0 | 0
298 | 26784 | 2018 | WA | Roosevelt Biogas 1 | 7832 | 8 | 0 | OP | CT | LFG | 10 | 0.38 | 33305 | 6537 | EIA-923 Generator File | 2011 |  | 0 | 0 | 0 | 0 | 0 | 0 | 0 | 10 | 0 | 0 | 0 | 0 | 0 | 0 | 0 | 0 | 0 | 0 | 0 | 0 | 0 | 0 | 0 | 0 | 0 | 0 | 0 | 0 | 0 | 0
299 | 26785 | 2018 | WA | Roosevelt Biogas 1 | 7832 | 9 | 1 | OP | CA | LFG | 6 | 0.339 | 17838 | 3542 | EIA-923 Generator File | 2011 |  | 0 | 0 | 0 | 0 | 0 | 0 | 0 | 6 | 0 | 0 | 0 | 0 | 0 | 0 | 0 | 0 | 0 | 0 | 0 | 0 | 0 | 0 | 0 | 0 | 0 | 0 | 0 | 0 | 0 | 0
300 | 26787 | 2018 | WA | Ross | 6202 | 41 | 0 | OP | HY | WAT | 112.5 | 0.175 | 172041.5 | 43231.5 | Distributed from 923 Generation And Fuel | 1956 |  | 0 | 0 | 0 | 0 | 0 | 0 | 0 | 0 | 0 | 0 | 0 | 0 | 0 | 0 | 0 | 0 | 0 | 0 | 0 | 0 | 0 | 0 | 0 | 0 | 112.5 | 0 | 0 | 0 | 0 | 0
301 | 26788 | 2018 | WA | Ross | 6202 | 42 | 0 | OP | HY | WAT | 112.5 | 0.175 | 172041.5 | 43231.5 | Distributed from 923 Generation And Fuel | 1954 |  | 0 | 0 | 0 | 0 | 0 | 0 | 0 | 0 | 0 | 0 | 0 | 0 | 0 | 0 | 0 | 0 | 0 | 0 | 0 | 0 | 0 | 0 | 0 | 0 | 112.5 | 0 | 0 | 0 | 0 | 0
302 | 26789 | 2018 | WA | Ross | 6202 | 43 | 0 | OP | HY | WAT | 112.5 | 0.175 | 172041.5 | 43231.5 | Distributed from 923 Generation And Fuel | 1953 |  | 0 | 0 | 0 | 0 | 0 | 0 | 0 | 0 | 0 | 0 | 0 | 0 | 0 | 0 | 0 | 0 | 0 | 0 | 0 | 0 | 0 | 0 | 0 | 0 | 112.5 | 0 | 0 | 0 | 0 | 0
303 | 26790 | 2018 | WA | Ross | 6202 | 44 | 0 | OP | HY | WAT | 112.5 | 0.175 | 172041.5 | 43231.5 | Distributed from 923 Generation And Fuel | 1952 |  | 0 | 0 | 0 | 0 | 0 | 0 | 0 | 0 | 0 | 0 | 0 | 0 | 0 | 0 | 0 | 0 | 0 | 0 | 0 | 0 | 0 | 0 | 0 | 0 | 112.5 | 0 | 0 | 0 | 0 | 0
304 | 26791 | 2018 | WA | Roza | 6407 | 1 | 0 | OP | HY | WAT | 12.9 | 0.64 | 72330 | 30699 | Distributed from 923 Generation And Fuel | 1958 |  | 0 | 0 | 0 | 0 | 0 | 0 | 0 | 0 | 0 | 0 | 0 | 0 | 0 | 0 | 0 | 0 | 0 | 0 | 0 | 0 | 0 | 0 | 0 | 0 | 12.9 | 0 | 0 | 0 | 0 | 0
305 | 26792 | 2018 | WA | Russell D Smith | 56694 | 1 | 0 | OP | HY | WAT | 6.1 | 0.244 | 13040 | 5534 | Distributed from 923 Generation And Fuel | 1982 |  | 0 | 0 | 0 | 0 | 0 | 0 | 0 | 0 | 0 | 0 | 0 | 0 | 0 | 0 | 0 | 0 | 0 | 0 | 0 | 0 | 0 | 0 | 0 | 0 | 6.1 | 0 | 0 | 0 | 0 | 0
306 | 26794 | 2018 | WA | Sagebrush Power Partners | 56858 | GEN1 | 0 | OP | WT | WND | 100.7 | 0.29 | 255567 | 128274 | Distributed from 923 Generation And Fuel | 2010 |  | 0 | 0 | 0 | 0 | 0 | 0 | 0 | 0 | 0 | 0 | 0 | 0 | 0 | 0 | 0 | 0 | 0 | 0 | 0 | 0 | 0 | 0 | 0 | 0 | 0 | 0 | 0 | 0 | 0 | 100.7
307 | 26796 | 2018 | WA | SDS Lumber Gorge Energy Division | 50231 | TG3 | 1 | OP | ST | WDS | 5 | 0 | 0 | 0 | EIA-923 Generator File | 2002 |  | 0 | 0 | 0 | 0 | 0 | 0 | 0 | 0 | 0 | 0 | 0 | 0 | 0 | 0 | 0 | 0 | 0 | 0 | 0 | 0 | 0 | 0 | 0 | 0 | 0 | 0 | 0 | 5 | 0 | 0
308 | 26798 | 2018 | WA | Sheep Creek Hydro | 50091 | TB1 | 0 | OP | HY | WAT | 1.3 | 0.444 | 5054.562 | 2145 | Distributed from 923 Generation And Fuel | 1986 |  | 0 | 0 | 0 | 0 | 0 | 0 | 0 | 0 | 0 | 0 | 0 | 0 | 0 | 0 | 0 | 0 | 0 | 0 | 0 | 0 | 0 | 0 | 0 | 0 | 1.3 | 0 | 0 | 0 | 0 | 0
309 | 26800 | 2018 | WA | Sierra Pacific Aberdeen | 55882 | GEN1 | 1 | OP | ST | WDS | 18 | 0.776 | 122366 | 51705 | EIA-923 Generator File | 2003 |  | 0 | 0 | 0 | 0 | 0 | 0 | 0 | 0 | 0 | 0 | 0 | 0 | 0 | 0 | 0 | 0 | 0 | 0 | 0 | 0 | 0 | 0 | 0 | 0 | 0 | 0 | 0 | 18 | 0 | 0
310 | 26801 | 2018 | WA | Sierra Pacific Burlington Facility | 56406 | GEN1 | 1 | OP | ST | WDS | 28 | 0.624 | 153153 | 62238 | EIA-923 Generator File | 2007 |  | 0 | 0 | 0 | 0 | 0 | 0 | 0 | 0 | 0 | 0 | 0 | 0 | 0 | 0 | 0 | 0 | 0 | 0 | 0 | 0 | 0 | 0 | 0 | 0 | 0 | 0 | 0 | 28 | 0 | 0
311 | 26802 | 2018 | WA | Skookumchuck | 7259 | 1 | 0 | OP | HY | WAT | 1 | 0.374 | 3280 | 1392 | Distributed from 923 Generation And Fuel | 1990 |  | 0 | 0 | 0 | 0 | 0 | 0 | 0 | 0 | 0 | 0 | 0 | 0 | 0 | 0 | 0 | 0 | 0 | 0 | 0 | 0 | 0 | 0 | 0 | 0 | 1 | 0 | 0 | 0 | 0 | 0
312 | 26803 | 2018 | WA | Snoqualmie | 3860 | 1 | 0 | OP | HY | WAT | 1.5 | 0.609 | 8006.25 | 3398.086 | Distributed from 923 Generation And Fuel | 1898 |  | 0 | 0 | 0 | 0 | 0 | 0 | 0 | 0 | 0 | 0 | 0 | 0 | 0 | 0 | 0 | 0 | 0 | 0 | 0 | 0 | 0 | 0 | 0 | 0 | 1.5 | 0 | 0 | 0 | 0 | 0
313 | 26804 | 2018 | WA | Snoqualmie | 3860 | 2 | 0 | OP | HY | WAT | 1.5 | 0.609 | 8006.25 | 3398.086 | Distributed from 923 Generation And Fuel | 1898 |  | 0 | 0 | 0 | 0 | 0 | 0 | 0 | 0 | 0 | 0 | 0 | 0 | 0 | 0 | 0 | 0 | 0 | 0 | 0 | 0 | 0 | 0 | 0 | 0 | 1.5 | 0 | 0 | 0 | 0 | 0
314 | 26805 | 2018 | WA | Snoqualmie | 3860 | 3 | 0 | OP | HY | WAT | 1.5 | 0.609 | 8006.25 | 3398.086 | Distributed from 923 Generation And Fuel | 1898 |  | 0 | 0 | 0 | 0 | 0 | 0 | 0 | 0 | 0 | 0 | 0 | 0 | 0 | 0 | 0 | 0 | 0 | 0 | 0 | 0 | 0 | 0 | 0 | 0 | 1.5 | 0 | 0 | 0 | 0 | 0
315 | 26806 | 2018 | WA | Snoqualmie | 3860 | 4 | 0 | OP | HY | WAT | 1.5 | 0.609 | 8006.25 | 3398.086 | Distributed from 923 Generation And Fuel | 1898 |  | 0 | 0 | 0 | 0 | 0 | 0 | 0 | 0 | 0 | 0 | 0 | 0 | 0 | 0 | 0 | 0 | 0 | 0 | 0 | 0 | 0 | 0 | 0 | 0 | 1.5 | 0 | 0 | 0 | 0 | 0
316 | 26807 | 2018 | WA | Snoqualmie | 3860 | 5A | 0 | OP | HY | WAT | 6.8 | 0.609 | 36295 | 15404.656 | Distributed from 923 Generation And Fuel | 2013 |  | 0 | 0 | 0 | 0 | 0 | 0 | 0 | 0 | 0 | 0 | 0 | 0 | 0 | 0 | 0 | 0 | 0 | 0 | 0 | 0 | 0 | 0 | 0 | 0 | 6.8 | 0 | 0 | 0 | 0 | 0
317 | 26809 | 2018 | WA | Snoqualmie 2 | 7867 | 6A | 0 | OP | HY | WAT | 14.4 | 0.375 | 47317.953 | 20082.977 | Distributed from 923 Generation And Fuel | 2013 |  | 0 | 0 | 0 | 0 | 0 | 0 | 0 | 0 | 0 | 0 | 0 | 0 | 0 | 0 | 0 | 0 | 0 | 0 | 0 | 0 | 0 | 0 | 0 | 0 | 14.4 | 0 | 0 | 0 | 0 | 0
318 | 26810 | 2018 | WA | Snoqualmie 2 | 7867 | 7 | 0 | OP | HY | WAT | 24.3 | 0.375 | 79849.047 | 33890.023 | Distributed from 923 Generation And Fuel | 1957 |  | 0 | 0 | 0 | 0 | 0 | 0 | 0 | 0 | 0 | 0 | 0 | 0 | 0 | 0 | 0 | 0 | 0 | 0 | 0 | 0 | 0 | 0 | 0 | 0 | 24.3 | 0 | 0 | 0 | 0 | 0
319 | 26812 | 2018 | WA | South Fork Tolt | 622 | 1 | 0 | OP | HY | WAT | 16.8 | 0.396 | 58268 | 24730 | Distributed from 923 Generation And Fuel | 1995 |  | 0 | 0 | 0 | 0 | 0 | 0 | 0 | 0 | 0 | 0 | 0 | 0 | 0 | 0 | 0 | 0 | 0 | 0 | 0 | 0 | 0 | 0 | 0 | 0 | 16.8 | 0 | 0 | 0 | 0 | 0
320 | 26814 | 2018 | WA | Spokane Waste to Energy | 50886 | GEN1 | 2 | OP | ST | MSW | 26 | 0.541 | 123285 | 53079 | EIA-923 Generator File | 1991 |  | 0 | 0 | 0 | 0 | 0 | 0 | 0 | 0 | 0 | 26 | 0 | 0 | 0 | 0 | 0 | 0 | 0 | 0 | 0 | 0 | 0 | 0 | 0 | 0 | 0 | 0 | 0 | 0 | 0 | 0
321 | 26819 | 2018 | WA | Sumas Power Plant | 54476 | GEN1 | 0 | OP | CT | NG | 87.8 | 0.244 | 188051 | 134562 | EIA-923 Generator File | 1993 |  | 0 | 0 | 0 | 0 | 0 | 0 | 0 | 0 | 0 | 0 | 0 | 87.8 | 0 | 0 | 0 | 0 | 0 | 0 | 0 | 0 | 0 | 0 | 0 | 0 | 0 | 0 | 0 | 0 | 0 | 0
322 | 26820 | 2018 | WA | Sumas Power Plant | 54476 | GEN2 | 1 | OP | CA | NG | 37.7 | 0.257 | 84895 | 62550 | EIA-923 Generator File | 1993 |  | 0 | 0 | 0 | 0 | 0 | 0 | 0 | 0 | 0 | 0 | 0 | 37.7 | 0 | 0 | 0 | 0 | 0 | 0 | 0 | 0 | 0 | 0 | 0 | 0 | 0 | 0 | 0 | 0 | 0 | 0
323 | 26821 | 2018 | WA | Summer Falls Power Plant | 56695 | 1 | 0 | OP | HY | WAT | 46 | 0.448 | 180423 | 76576 | Distributed from 923 Generation And Fuel | 1985 |  | 0 | 0 | 0 | 0 | 0 | 0 | 0 | 0 | 0 | 0 | 0 | 0 | 0 | 0 | 0 | 0 | 0 | 0 | 0 | 0 | 0 | 0 | 0 | 0 | 46 | 0 | 0 | 0 | 0 | 0
324 | 26822 | 2018 | WA | Summer Falls Power Plant | 56695 | 2 | 0 | OP | HY | WAT | 46 | 0.448 | 180423 | 76576 | Distributed from 923 Generation And Fuel | 1985 |  | 0 | 0 | 0 | 0 | 0 | 0 | 0 | 0 | 0 | 0 | 0 | 0 | 0 | 0 | 0 | 0 | 0 | 0 | 0 | 0 | 0 | 0 | 0 | 0 | 46 | 0 | 0 | 0 | 0 | 0
325 | 26823 | 2018 | WA | Swauk Wind LLC | 58441 | SW | 0 | OP | WT | WND | 4.3 | 0.311 | 11707 | 5876 | Distributed from 923 Generation And Fuel | 2012 |  | 0 | 0 | 0 | 0 | 0 | 0 | 0 | 0 | 0 | 0 | 0 | 0 | 0 | 0 | 0 | 0 | 0 | 0 | 0 | 0 | 0 | 0 | 0 | 0 | 0 | 0 | 0 | 0 | 0 | 4.3
326 | 26824 | 2018 | WA | Swift 1 | 3850 | HY11 | 0 | OP | HY | WAT | 80 | 0.259 | 181794.333 | 50871.333 | Distributed from 923 Generation And Fuel | 1958 |  | 0 | 0 | 0 | 0 | 0 | 0 | 0 | 0 | 0 | 0 | 0 | 0 | 0 | 0 | 0 | 0 | 0 | 0 | 0 | 0 | 0 | 0 | 0 | 0 | 80 | 0 | 0 | 0 | 0 | 0
327 | 26825 | 2018 | WA | Swift 1 | 3850 | HY12 | 0 | OP | HY | WAT | 80 | 0.259 | 181794.333 | 50871.333 | Distributed from 923 Generation And Fuel | 1958 |  | 0 | 0 | 0 | 0 | 0 | 0 | 0 | 0 | 0 | 0 | 0 | 0 | 0 | 0 | 0 | 0 | 0 | 0 | 0 | 0 | 0 | 0 | 0 | 0 | 80 | 0 | 0 | 0 | 0 | 0
328 | 26826 | 2018 | WA | Swift 1 | 3850 | HY13 | 0 | OP | HY | WAT | 80 | 0.259 | 181794.333 | 50871.333 | Distributed from 923 Generation And Fuel | 1958 |  | 0 | 0 | 0 | 0 | 0 | 0 | 0 | 0 | 0 | 0 | 0 | 0 | 0 | 0 | 0 | 0 | 0 | 0 | 0 | 0 | 0 | 0 | 0 | 0 | 80 | 0 | 0 | 0 | 0 | 0
329 | 26829 | 2018 | WA | Tieton Dam Hydro Electric Project | 57496 | UNIT1 | 0 | OP | HY | WAT | 6.9 | 0.4 | 24192 | 10267.5 | Distributed from 923 Generation And Fuel | 2006 |  | 0 | 0 | 0 | 0 | 0 | 0 | 0 | 0 | 0 | 0 | 0 | 0 | 0 | 0 | 0 | 0 | 0 | 0 | 0 | 0 | 0 | 0 | 0 | 0 | 6.9 | 0 | 0 | 0 | 0 | 0
330 | 26830 | 2018 | WA | Tieton Dam Hydro Electric Project | 57496 | UNIT2 | 0 | OP | HY | WAT | 6.9 | 0.4 | 24192 | 10267.5 | Distributed from 923 Generation And Fuel | 2006 |  | 0 | 0 | 0 | 0 | 0 | 0 | 0 | 0 | 0 | 0 | 0 | 0 | 0 | 0 | 0 | 0 | 0 | 0 | 0 | 0 | 0 | 0 | 0 | 0 | 6.9 | 0 | 0 | 0 | 0 | 0
331 | 26831 | 2018 | WA | Transalta Centralia Generation | 3845 | 1 | 1 | OP | ST | RC | 729.9 | 0.39 | 2495903 | 1194320 | EIA-923 Generator File | 1972 | 2020 | 0 | 0 | 0 | 0 | 0 | 0 | 0 | 0 | 0 | 0 | 0 | 0 | 0 | 0 | 0 | 0 | 0 | 0 | 0 | 0 | 0 | 729.9 | 0 | 0 | 0 | 0 | 0 | 0 | 0 | 0
332 | 26832 | 2018 | WA | Transalta Centralia Generation | 3845 | 2 | 1 | OP | ST | RC | 729.9 | 0.449 | 2871480 | 1174842 | EIA-923 Generator File | 1973 | 2025 | 0 | 0 | 0 | 0 | 0 | 0 | 0 | 0 | 0 | 0 | 0 | 0 | 0 | 0 | 0 | 0 | 0 | 0 | 0 | 0 | 0 | 729.9 | 0 | 0 | 0 | 0 | 0 | 0 | 0 | 0
333 | 26838 | 2018 | WA | Tucannon River Wind Farm | 58571 | 1 | 0 | OP | WT | WND | 266.8 | 0.361 | 843716 | 423476 | Distributed from 923 Generation And Fuel | 2014 |  | 0 | 0 | 0 | 0 | 0 | 0 | 0 | 0 | 0 | 0 | 0 | 0 | 0 | 0 | 0 | 0 | 0 | 0 | 0 | 0 | 0 | 0 | 0 | 0 | 0 | 0 | 0 | 0 | 0 | 266.8
334 | 26839 | 2018 | WA | Tuolumne Wind Project | 56702 | WPT1 | 0 | OP | WT | WND | 136.3 | 0.323 | 386208 | 193845 | Distributed from 923 Generation And Fuel | 2009 |  | 0 | 0 | 0 | 0 | 0 | 0 | 0 | 0 | 0 | 0 | 0 | 0 | 0 | 0 | 0 | 0 | 0 | 0 | 0 | 0 | 0 | 0 | 0 | 0 | 0 | 0 | 0 | 0 | 0 | 136.3
335 | 26841 | 2018 | WA | Twin Falls Hydro | 50827 | UNI1 | 0 | OP | HY | WAT | 12 | 0.372 | 39155 | 16618.5 | Distributed from 923 Generation And Fuel | 1989 |  | 0 | 0 | 0 | 0 | 0 | 0 | 0 | 0 | 0 | 0 | 0 | 0 | 0 | 0 | 0 | 0 | 0 | 0 | 0 | 0 | 0 | 0 | 0 | 0 | 12 | 0 | 0 | 0 | 0 | 0
336 | 26842 | 2018 | WA | Twin Falls Hydro | 50827 | UNI2 | 0 | OP | HY | WAT | 12 | 0.372 | 39155 | 16618.5 | Distributed from 923 Generation And Fuel | 1989 |  | 0 | 0 | 0 | 0 | 0 | 0 | 0 | 0 | 0 | 0 | 0 | 0 | 0 | 0 | 0 | 0 | 0 | 0 | 0 | 0 | 0 | 0 | 0 | 0 | 12 | 0 | 0 | 0 | 0 | 0
337 | 26843 | 2018 | WA | Twin Reservoirs | 50382 | GEN1 | 0 | OP | HY | WAT | 2.2 | 0.595 | 11466 | 4866 | Distributed from 923 Generation And Fuel | 1988 |  | 0 | 0 | 0 | 0 | 0 | 0 | 0 | 0 | 0 | 0 | 0 | 0 | 0 | 0 | 0 | 0 | 0 | 0 | 0 | 0 | 0 | 0 | 0 | 0 | 2.2 | 0 | 0 | 0 | 0 | 0
338 | 26850 | 2018 | WA | University of Washington Power Plant | 54809 | TG2 | 0 | OP | ST | NG | 5 | 0.425 | 18619.15 | 6767.69 | EIA-923 Generator File | 1969 |  | 0 | 0 | 0 | 0 | 0 | 0 | 0 | 0 | 0 | 0 | 0 | 5 | 0 | 0 | 0 | 0 | 0 | 0 | 0 | 0 | 0 | 0 | 0 | 0 | 0 | 0 | 0 | 0 | 0 | 0
339 | 26851 | 2018 | WA | Upper Baker | 3861 | 1 | 0 | OP | HY | WAT | 52.4 | 0.364 | 166895.5 | 70834.5 | Distributed from 923 Generation And Fuel | 1959 |  | 0 | 0 | 0 | 0 | 0 | 0 | 0 | 0 | 0 | 0 | 0 | 0 | 0 | 0 | 0 | 0 | 0 | 0 | 0 | 0 | 0 | 0 | 0 | 0 | 52.4 | 0 | 0 | 0 | 0 | 0
340 | 26852 | 2018 | WA | Upper Baker | 3861 | 2 | 0 | OP | HY | WAT | 52.4 | 0.364 | 166895.5 | 70834.5 | Distributed from 923 Generation And Fuel | 1959 |  | 0 | 0 | 0 | 0 | 0 | 0 | 0 | 0 | 0 | 0 | 0 | 0 | 0 | 0 | 0 | 0 | 0 | 0 | 0 | 0 | 0 | 0 | 0 | 0 | 52.4 | 0 | 0 | 0 | 0 | 0
341 | 26853 | 2018 | WA | Upper Falls | 9096 | 1 | 0 | OP | HY | WAT | 10 | 0.698 | 61161 | 25958 | Distributed from 923 Generation And Fuel | 1922 |  | 0 | 0 | 0 | 0 | 0 | 0 | 0 | 0 | 0 | 0 | 0 | 0 | 0 | 0 | 0 | 0 | 0 | 0 | 0 | 0 | 0 | 0 | 0 | 0 | 10 | 0 | 0 | 0 | 0 | 0
342 | 26854 | 2018 | WA | Upriver Dam Hydro Plant | 50380 | GEN1 | 0 | OP | HY | WAT | 2 | 0.334 | 5858.977 | 2486.705 | Distributed from 923 Generation And Fuel | 1936 |  | 0 | 0 | 0 | 0 | 0 | 0 | 0 | 0 | 0 | 0 | 0 | 0 | 0 | 0 | 0 | 0 | 0 | 0 | 0 | 0 | 0 | 0 | 0 | 0 | 2 | 0 | 0 | 0 | 0 | 0
343 | 26855 | 2018 | WA | Upriver Dam Hydro Plant | 50380 | GEN2 | 0 | OP | HY | WAT | 2 | 0.334 | 5858.977 | 2486.705 | Distributed from 923 Generation And Fuel | 1936 |  | 0 | 0 | 0 | 0 | 0 | 0 | 0 | 0 | 0 | 0 | 0 | 0 | 0 | 0 | 0 | 0 | 0 | 0 | 0 | 0 | 0 | 0 | 0 | 0 | 2 | 0 | 0 | 0 | 0 | 0
344 | 26856 | 2018 | WA | Upriver Dam Hydro Plant | 50380 | GEN3 | 0 | OP | HY | WAT | 2 | 0.334 | 5858.977 | 2486.705 | Distributed from 923 Generation And Fuel | 1936 |  | 0 | 0 | 0 | 0 | 0 | 0 | 0 | 0 | 0 | 0 | 0 | 0 | 0 | 0 | 0 | 0 | 0 | 0 | 0 | 0 | 0 | 0 | 0 | 0 | 2 | 0 | 0 | 0 | 0 | 0
345 | 26857 | 2018 | WA | Upriver Dam Hydro Plant | 50380 | GEN4 | 0 | OP | HY | WAT | 5.8 | 0.334 | 16991.034 | 7211.443 | Distributed from 923 Generation And Fuel | 1984 |  | 0 | 0 | 0 | 0 | 0 | 0 | 0 | 0 | 0 | 0 | 0 | 0 | 0 | 0 | 0 | 0 | 0 | 0 | 0 | 0 | 0 | 0 | 0 | 0 | 5.8 | 0 | 0 | 0 | 0 | 0
346 | 26858 | 2018 | WA | Upriver Dam Hydro Plant | 50380 | GEN5 | 0 | OP | HY | WAT | 5.8 | 0.334 | 16991.034 | 7211.443 | Distributed from 923 Generation And Fuel | 1984 |  | 0 | 0 | 0 | 0 | 0 | 0 | 0 | 0 | 0 | 0 | 0 | 0 | 0 | 0 | 0 | 0 | 0 | 0 | 0 | 0 | 0 | 0 | 0 | 0 | 5.8 | 0 | 0 | 0 | 0 | 0
347 | 26860 | 2018 | WA | Vantage Wind Energy LLC | 57188 | 1 | 0 | OP | WT | WND | 90 | 0.321 | 252759 | 126864 | Distributed from 923 Generation And Fuel | 2010 |  | 0 | 0 | 0 | 0 | 0 | 0 | 0 | 0 | 0 | 0 | 0 | 0 | 0 | 0 | 0 | 0 | 0 | 0 | 0 | 0 | 0 | 0 | 0 | 0 | 0 | 0 | 0 | 0 | 0 | 90
348 | 26861 | 2018 | WA | Wanapum | 3888 | 10A | 0 | OP | HY | WAT | 122 | 0.507 | 541856.229 | 217835.071 | Distributed from 923 Generation And Fuel | 2014 |  | 0 | 0 | 0 | 0 | 0 | 0 | 0 | 0 | 0 | 0 | 0 | 0 | 0 | 0 | 0 | 0 | 0 | 0 | 0 | 0 | 0 | 0 | 0 | 0 | 122 | 0 | 0 | 0 | 0 | 0
349 | 26862 | 2018 | WA | Wanapum | 3888 | 1A | 0 | OP | HY | WAT | 122 | 0.507 | 541856.229 | 217835.071 | Distributed from 923 Generation And Fuel | 2013 |  | 0 | 0 | 0 | 0 | 0 | 0 | 0 | 0 | 0 | 0 | 0 | 0 | 0 | 0 | 0 | 0 | 0 | 0 | 0 | 0 | 0 | 0 | 0 | 0 | 122 | 0 | 0 | 0 | 0 | 0
350 | 26863 | 2018 | WA | Wanapum | 3888 | 2A | 0 | OP | HY | WAT | 122 | 0.507 | 541856.229 | 217835.071 | Distributed from 923 Generation And Fuel | 2012 |  | 0 | 0 | 0 | 0 | 0 | 0 | 0 | 0 | 0 | 0 | 0 | 0 | 0 | 0 | 0 | 0 | 0 | 0 | 0 | 0 | 0 | 0 | 0 | 0 | 122 | 0 | 0 | 0 | 0 | 0
351 | 26864 | 2018 | WA | Wanapum | 3888 | 3A | 0 | OP | HY | WAT | 122 | 0.507 | 541856.229 | 217835.071 | Distributed from 923 Generation And Fuel | 2017 |  | 0 | 0 | 0 | 0 | 0 | 0 | 0 | 0 | 0 | 0 | 0 | 0 | 0 | 0 | 0 | 0 | 0 | 0 | 0 | 0 | 0 | 0 | 0 | 0 | 122 | 0 | 0 | 0 | 0 | 0
352 | 26865 | 2018 | WA | Wanapum | 3888 | 4 | 0 | OP | HY | WAT | 103.8 | 0.507 | 461021.939 | 185338.363 | Distributed from 923 Generation And Fuel | 1963 | 2019 | 0 | 0 | 0 | 0 | 0 | 0 | 0 | 0 | 0 | 0 | 0 | 0 | 0 | 0 | 0 | 0 | 0 | 0 | 0 | 0 | 0 | 0 | 0 | 0 | 103.8 | 0 | 0 | 0 | 0 | 0
353 | 26866 | 2018 | WA | Wanapum | 3888 | 5A | 0 | OP | HY | WAT | 122 | 0.507 | 541856.229 | 217835.071 | Distributed from 923 Generation And Fuel | 2012 |  | 0 | 0 | 0 | 0 | 0 | 0 | 0 | 0 | 0 | 0 | 0 | 0 | 0 | 0 | 0 | 0 | 0 | 0 | 0 | 0 | 0 | 0 | 0 | 0 | 122 | 0 | 0 | 0 | 0 | 0
354 | 26867 | 2018 | WA | Wanapum | 3888 | 6A | 0 | OP | HY | WAT | 122 | 0.507 | 541856.229 | 217835.071 | Distributed from 923 Generation And Fuel | 2016 |  | 0 | 0 | 0 | 0 | 0 | 0 | 0 | 0 | 0 | 0 | 0 | 0 | 0 | 0 | 0 | 0 | 0 | 0 | 0 | 0 | 0 | 0 | 0 | 0 | 122 | 0 | 0 | 0 | 0 | 0
355 | 26868 | 2018 | WA | Wanapum | 3888 | 7A | 0 | OP | HY | WAT | 122 | 0.507 | 541856.229 | 217835.071 | Distributed from 923 Generation And Fuel | 2011 |  | 0 | 0 | 0 | 0 | 0 | 0 | 0 | 0 | 0 | 0 | 0 | 0 | 0 | 0 | 0 | 0 | 0 | 0 | 0 | 0 | 0 | 0 | 0 | 0 | 122 | 0 | 0 | 0 | 0 | 0
356 | 26869 | 2018 | WA | Wanapum | 3888 | 8A | 0 | OP | HY | WAT | 122 | 0.507 | 541856.229 | 217835.071 | Distributed from 923 Generation And Fuel | 2018 |  | 0 | 0 | 0 | 0 | 0 | 0 | 0 | 0 | 0 | 0 | 0 | 0 | 0 | 0 | 0 | 0 | 0 | 0 | 0 | 0 | 0 | 0 | 0 | 0 | 122 | 0 | 0 | 0 | 0 | 0
357 | 26870 | 2018 | WA | Wanapum | 3888 | 9A | 0 | OP | HY | WAT | 122 | 0.507 | 541856.229 | 217835.071 | Distributed from 923 Generation And Fuel | 2015 |  | 0 | 0 | 0 | 0 | 0 | 0 | 0 | 0 | 0 | 0 | 0 | 0 | 0 | 0 | 0 | 0 | 0 | 0 | 0 | 0 | 0 | 0 | 0 | 0 | 122 | 0 | 0 | 0 | 0 | 0
358 | 26882 | 2018 | WA | Weeks Falls | 54387 | GEN1 | 0 | OP | HY | WAT | 4.3 | 0.387 | 14593 | 6194 | Distributed from 923 Generation And Fuel | 1990 |  | 0 | 0 | 0 | 0 | 0 | 0 | 0 | 0 | 0 | 0 | 0 | 0 | 0 | 0 | 0 | 0 | 0 | 0 | 0 | 0 | 0 | 0 | 0 | 0 | 4.3 | 0 | 0 | 0 | 0 | 0
359 | 26883 | 2018 | WA | Wells | 3886 | U-1 | 0 | OP | HY | WAT | 77.4 | 0.655 | 443893.8 | 185400.2 | Distributed from 923 Generation And Fuel | 1967 |  | 0 | 0 | 0 | 0 | 0 | 0 | 0 | 0 | 0 | 0 | 0 | 0 | 0 | 0 | 0 | 0 | 0 | 0 | 0 | 0 | 0 | 0 | 0 | 0 | 77.4 | 0 | 0 | 0 | 0 | 0
360 | 26884 | 2018 | WA | Wells | 3886 | U-10 | 0 | OP | HY | WAT | 77.4 | 0.655 | 443893.8 | 185400.2 | Distributed from 923 Generation And Fuel | 1969 |  | 0 | 0 | 0 | 0 | 0 | 0 | 0 | 0 | 0 | 0 | 0 | 0 | 0 | 0 | 0 | 0 | 0 | 0 | 0 | 0 | 0 | 0 | 0 | 0 | 77.4 | 0 | 0 | 0 | 0 | 0
361 | 26886 | 2018 | WA | Wells | 3886 | U-3 | 0 | OP | HY | WAT | 77.4 | 0.655 | 443893.8 | 185400.2 | Distributed from 923 Generation And Fuel | 1967 |  | 0 | 0 | 0 | 0 | 0 | 0 | 0 | 0 | 0 | 0 | 0 | 0 | 0 | 0 | 0 | 0 | 0 | 0 | 0 | 0 | 0 | 0 | 0 | 0 | 77.4 | 0 | 0 | 0 | 0 | 0
362 | 26887 | 2018 | WA | Wells | 3886 | U-4 | 0 | OP | HY | WAT | 77.4 | 0.655 | 443893.8 | 185400.2 | Distributed from 923 Generation And Fuel | 1967 |  | 0 | 0 | 0 | 0 | 0 | 0 | 0 | 0 | 0 | 0 | 0 | 0 | 0 | 0 | 0 | 0 | 0 | 0 | 0 | 0 | 0 | 0 | 0 | 0 | 77.4 | 0 | 0 | 0 | 0 | 0
363 | 26888 | 2018 | WA | Wells | 3886 | U-5 | 0 | OP | HY | WAT | 77.4 | 0.655 | 443893.8 | 185400.2 | Distributed from 923 Generation And Fuel | 1967 |  | 0 | 0 | 0 | 0 | 0 | 0 | 0 | 0 | 0 | 0 | 0 | 0 | 0 | 0 | 0 | 0 | 0 | 0 | 0 | 0 | 0 | 0 | 0 | 0 | 77.4 | 0 | 0 | 0 | 0 | 0
364 | 26889 | 2018 | WA | Wells | 3886 | U-6 | 0 | OP | HY | WAT | 77.4 | 0.655 | 443893.8 | 185400.2 | Distributed from 923 Generation And Fuel | 1967 |  | 0 | 0 | 0 | 0 | 0 | 0 | 0 | 0 | 0 | 0 | 0 | 0 | 0 | 0 | 0 | 0 | 0 | 0 | 0 | 0 | 0 | 0 | 0 | 0 | 77.4 | 0 | 0 | 0 | 0 | 0
365 | 26890 | 2018 | WA | Wells | 3886 | U-7 | 0 | OP | HY | WAT | 77.4 | 0.655 | 443893.8 | 185400.2 | Distributed from 923 Generation And Fuel | 1967 |  | 0 | 0 | 0 | 0 | 0 | 0 | 0 | 0 | 0 | 0 | 0 | 0 | 0 | 0 | 0 | 0 | 0 | 0 | 0 | 0 | 0 | 0 | 0 | 0 | 77.4 | 0 | 0 | 0 | 0 | 0
366 | 26891 | 2018 | WA | Wells | 3886 | U-8 | 0 | OP | HY | WAT | 77.4 | 0.655 | 443893.8 | 185400.2 | Distributed from 923 Generation And Fuel | 1968 |  | 0 | 0 | 0 | 0 | 0 | 0 | 0 | 0 | 0 | 0 | 0 | 0 | 0 | 0 | 0 | 0 | 0 | 0 | 0 | 0 | 0 | 0 | 0 | 0 | 77.4 | 0 | 0 | 0 | 0 | 0
367 | 26892 | 2018 | WA | Wells | 3886 | U-9 | 0 | OP | HY | WAT | 77.4 | 0.655 | 443893.8 | 185400.2 | Distributed from 923 Generation And Fuel | 1969 |  | 0 | 0 | 0 | 0 | 0 | 0 | 0 | 0 | 0 | 0 | 0 | 0 | 0 | 0 | 0 | 0 | 0 | 0 | 0 | 0 | 0 | 0 | 0 | 0 | 77.4 | 0 | 0 | 0 | 0 | 0
368 | 26893 | 2018 | WA | West Point Treatment Plant | 50329 | 4 | 0 | OP | IC | OBG | 2.3 | 0.31 | 6252 | 2536.5 | Distributed from 923 Generation And Fuel | 2012 |  | 0 | 0 | 0 | 0 | 0 | 0 | 0 | 0 | 0 | 0 | 0 | 0 | 0 | 2.3 | 0 | 0 | 0 | 0 | 0 | 0 | 0 | 0 | 0 | 0 | 0 | 0 | 0 | 0 | 0 | 0
369 | 26894 | 2018 | WA | West Point Treatment Plant | 50329 | 5 | 0 | OP | IC | OBG | 2.3 | 0.31 | 6252 | 2536.5 | Distributed from 923 Generation And Fuel | 2012 |  | 0 | 0 | 0 | 0 | 0 | 0 | 0 | 0 | 0 | 0 | 0 | 0 | 0 | 2.3 | 0 | 0 | 0 | 0 | 0 | 0 | 0 | 0 | 0 | 0 | 0 | 0 | 0 | 0 | 0 | 0
370 | 26895 | 2018 | WA | WestRock (WA) | 57099 | STG1 | 2 | OP | ST | BLQ | 64 | 0.553 | 310246 | 141722 | EIA-923 Generator File | 2009 |  | 0 | 0 | 0 | 64 | 0 | 0 | 0 | 0 | 0 | 0 | 0 | 0 | 0 | 0 | 0 | 0 | 0 | 0 | 0 | 0 | 0 | 0 | 0 | 0 | 0 | 0 | 0 | 0 | 0 | 0
371 | 26896 | 2018 | WA | White Creek Wind Farm | 56487 | 1 | 0 | OP | WT | WND | 204 | 0.304 | 544026 | 273057 | Distributed from 923 Generation And Fuel | 2007 |  | 0 | 0 | 0 | 0 | 0 | 0 | 0 | 0 | 0 | 0 | 0 | 0 | 0 | 0 | 0 | 0 | 0 | 0 | 0 | 0 | 0 | 0 | 0 | 0 | 0 | 0 | 0 | 0 | 0 | 204
372 | 26901 | 2018 | WA | Whitehorn | 6120 | 2 | 0 | OP | GT | NG | 84.6 | 0.019 | 14278 | 8815 | Distributed from 923 Generation And Fuel | 1981 |  | 0 | 0 | 0 | 0 | 0 | 0 | 0 | 0 | 0 | 0 | 0 | 84.6 | 0 | 0 | 0 | 0 | 0 | 0 | 0 | 0 | 0 | 0 | 0 | 0 | 0 | 0 | 0 | 0 | 0 | 0
373 | 26902 | 2018 | WA | Whitehorn | 6120 | 3 | 0 | OP | GT | NG | 84.6 | 0.019 | 14278 | 8815 | Distributed from 923 Generation And Fuel | 1981 |  | 0 | 0 | 0 | 0 | 0 | 0 | 0 | 0 | 0 | 0 | 0 | 84.6 | 0 | 0 | 0 | 0 | 0 | 0 | 0 | 0 | 0 | 0 | 0 | 0 | 0 | 0 | 0 | 0 | 0 | 0
374 | 26903 | 2018 | WA | Wild Horse | 56322 | 1 | 0 | OP | WT | WND | 228.6 | 0.267 | 535599.905 | 191708.69 | Distributed from 923 Generation And Fuel | 2006 |  | 0 | 0 | 0 | 0 | 0 | 0 | 0 | 0 | 0 | 0 | 0 | 0 | 0 | 0 | 0 | 0 | 0 | 0 | 0 | 0 | 0 | 0 | 0 | 0 | 0 | 0 | 0 | 0 | 0 | 228.6
375 | 26904 | 2018 | WA | Wild Horse | 56322 | WH2 | 0 | OP | WT | WND | 44 | 0.267 | 103090.095 | 36899.31 | Distributed from 923 Generation And Fuel | 2009 |  | 0 | 0 | 0 | 0 | 0 | 0 | 0 | 0 | 0 | 0 | 0 | 0 | 0 | 0 | 0 | 0 | 0 | 0 | 0 | 0 | 0 | 0 | 0 | 0 | 0 | 0 | 0 | 0 | 0 | 44
376 | 26905 | 2018 | WA | Wild Horse | 56322 | WHS1 | 0 | OP | PV | SUN | 0.5 | 0.111 | 488 | 315 | Distributed from 923 Generation And Fuel | 2007 |  | 0 | 0 | 0 | 0 | 0 | 0 | 0 | 0 | 0 | 0 | 0 | 0 | 0 | 0 | 0 | 0 | 0 | 0 | 0 | 0 | 0 | 0 | 0 | 0.5 | 0 | 0 | 0 | 0 | 0 | 0
377 | 26906 | 2018 | WA | Windy Flats Wind Project | 57159 | GEN1 | 0 | OP | WT | WND | 262.2 | 0.294 | 674457 | 338522 | Distributed from 923 Generation And Fuel | 2009 |  | 0 | 0 | 0 | 0 | 0 | 0 | 0 | 0 | 0 | 0 | 0 | 0 | 0 | 0 | 0 | 0 | 0 | 0 | 0 | 0 | 0 | 0 | 0 | 0 | 0 | 0 | 0 | 0 | 0 | 262.2
378 | 26907 | 2018 | WA | Wynoochee | 7127 | 1 | 0 | OP | HY | WAT | 12.8 | 0.233 | 26071 | 11065 | Distributed from 923 Generation And Fuel | 1994 |  | 0 | 0 | 0 | 0 | 0 | 0 | 0 | 0 | 0 | 0 | 0 | 0 | 0 | 0 | 0 | 0 | 0 | 0 | 0 | 0 | 0 | 0 | 0 | 0 | 12.8 | 0 | 0 | 0 | 0 | 0
379 | 26908 | 2018 | WA | Yale | 3852 | 1 | 0 | OP | HY | WAT | 67 | 0.443 | 259818.5 | 110273.5 | Distributed from 923 Generation And Fuel | 1953 |  | 0 | 0 | 0 | 0 | 0 | 0 | 0 | 0 | 0 | 0 | 0 | 0 | 0 | 0 | 0 | 0 | 0 | 0 | 0 | 0 | 0 | 0 | 0 | 0 | 67 | 0 | 0 | 0 | 0 | 0
380 | 26909 | 2018 | WA | Yale | 3852 | 2 | 0 | OP | HY | WAT | 67 | 0.443 | 259818.5 | 110273.5 | Distributed from 923 Generation And Fuel | 1953 |  | 0 | 0 | 0 | 0 | 0 | 0 | 0 | 0 | 0 | 0 | 0 | 0 | 0 | 0 | 0 | 0 | 0 | 0 | 0 | 0 | 0 | 0 | 0 | 0 | 67 | 0 | 0 | 0 | 0 | 0
381 | 26910 | 2018 | WA | Yelm | 3878 | 1 | 0 | OP | HY | WAT | 3 | 0.7 | 18406.25 | 7812 | Distributed from 923 Generation And Fuel | 1930 |  | 0 | 0 | 0 | 0 | 0 | 0 | 0 | 0 | 0 | 0 | 0 | 0 | 0 | 0 | 0 | 0 | 0 | 0 | 0 | 0 | 0 | 0 | 0 | 0 | 3 | 0 | 0 | 0 | 0 | 0
382 | 26911 | 2018 | WA | Yelm | 3878 | 2 | 0 | OP | HY | WAT | 3 | 0.7 | 18406.25 | 7812 | Distributed from 923 Generation And Fuel | 1930 |  | 0 | 0 | 0 | 0 | 0 | 0 | 0 | 0 | 0 | 0 | 0 | 0 | 0 | 0 | 0 | 0 | 0 | 0 | 0 | 0 | 0 | 0 | 0 | 0 | 3 | 0 | 0 | 0 | 0 | 0
383 | 26912 | 2018 | WA | Yelm | 3878 | 3 | 0 | OP | HY | WAT | 6 | 0.7 | 36812.5 | 15624 | Distributed from 923 Generation And Fuel | 1955 |  | 0 | 0 | 0 | 0 | 0 | 0 | 0 | 0 | 0 | 0 | 0 | 0 | 0 | 0 | 0 | 0 | 0 | 0 | 0 | 0 | 0 | 0 | 0 | 0 | 6 | 0 | 0 | 0 | 0 | 0
384 | 26913 | 2018 | WA | Youngs Creek Hydroelectric Project | 57763 | 1 | 0 | OP | HY | WAT | 7.5 | 0.074 | 4877 | 2070 | Distributed from 923 Generation And Fuel | 2011 |  | 0 | 0 | 0 | 0 | 0 | 0 | 0 | 0 | 0 | 0 | 0 | 0 | 0 | 0 | 0 | 0 | 0 | 0 | 0 | 0 | 0 | 0 | 0 | 0 | 7.5 | 0 | 0 | 0 | 0 | 0
[17 empty] | Sum | 0 | 0 | 0 | 147.5 | 0 | 0 | 0 | 46.4 | 0 | 26 | 4 | 3738.2 | 1200 | 4.6 | 0 | 0 | 0 | 0 | 0 | 0 | 0 | 1459.8 | 0 | 19.7 | 19883.8 | 0 | 15 | 137.6 | 0 | 3074 | 29756.6
[17 empty] | % | 0% | 0% | 0% | 0.4957% | 0% | 0% | 0% | 0.1559% | 0% | 0.08738% | 0.01344% | 12.56% | 4.033% | 0.01546% | 0% | 0% | 0% | 0% | 0% | 0% | 0% | 4.906% | 0% | 0.0662% | 66.82% | 0% | 0.05041% | 0.4624% | 0% | 10.33%

## eGRID WY
| eGRID2018 Generator file sequence number | Data Year | Plant state abbreviation | Plant name | DOE/EIA ORIS plant or facility code | Generator ID | Number of associated boilers | Generator status | Generator prime mover type | Generator primary fuel | Generator nameplate capacity (MW) | Generator capacity factor | Generator annual net generation (MWh) | Generator ozone season net generation (MWh) | Generation data source | Generator year on-line | Generator planned or actual retirement year | AB | BFG | BIT | BLQ | DFO | GEO | JF | LFG | LIG | MSW | MWH | NG | NUC | OBG | OBS | OG | OTH | PC | PG | PRG | PUR | RC | SUB | SUN | WAT | WC | WDL | WDS | WH | WND
1 | 27787 | 2018 | WY | Alcova | 6409 | 1 | 0 | OP | HY | WAT | 20.7 | 0.301 | 54572 | 24739.5 | Distributed from 923 Generation And Fuel | 1955 |  | 0 | 0 | 0 | 0 | 0 | 0 | 0 | 0 | 0 | 0 | 0 | 0 | 0 | 0 | 0 | 0 | 0 | 0 | 0 | 0 | 0 | 0 | 0 | 0 | 20.7 | 0 | 0 | 0 | 0 | 0
2 | 27788 | 2018 | WY | Alcova | 6409 | 2 | 0 | OP | HY | WAT | 20.7 | 0.301 | 54572 | 24739.5 | Distributed from 923 Generation And Fuel | 1955 |  | 0 | 0 | 0 | 0 | 0 | 0 | 0 | 0 | 0 | 0 | 0 | 0 | 0 | 0 | 0 | 0 | 0 | 0 | 0 | 0 | 0 | 0 | 0 | 0 | 20.7 | 0 | 0 | 0 | 0 | 0
3 | 27789 | 2018 | WY | Arvada | 8028 | 1 | 0 | OP | GT | NG | 7.5 | 0.001 | 77 | 31.667 | Distributed from 923 Generation And Fuel | 2002 |  | 0 | 0 | 0 | 0 | 0 | 0 | 0 | 0 | 0 | 0 | 0 | 7.5 | 0 | 0 | 0 | 0 | 0 | 0 | 0 | 0 | 0 | 0 | 0 | 0 | 0 | 0 | 0 | 0 | 0 | 0
4 | 27790 | 2018 | WY | Arvada | 8028 | 2 | 0 | OP | GT | NG | 7.5 | 0.001 | 77 | 31.667 | Distributed from 923 Generation And Fuel | 2002 |  | 0 | 0 | 0 | 0 | 0 | 0 | 0 | 0 | 0 | 0 | 0 | 7.5 | 0 | 0 | 0 | 0 | 0 | 0 | 0 | 0 | 0 | 0 | 0 | 0 | 0 | 0 | 0 | 0 | 0 | 0
5 | 27791 | 2018 | WY | Arvada | 8028 | 3 | 0 | OP | GT | NG | 7.5 | 0.001 | 77 | 31.667 | Distributed from 923 Generation And Fuel | 2002 |  | 0 | 0 | 0 | 0 | 0 | 0 | 0 | 0 | 0 | 0 | 0 | 7.5 | 0 | 0 | 0 | 0 | 0 | 0 | 0 | 0 | 0 | 0 | 0 | 0 | 0 | 0 | 0 | 0 | 0 | 0
6 | 27792 | 2018 | WY | Barber Creek | 8030 | 1 | 0 | OP | GT | NG | 7.5 | 0.001 | 73 | 30 | Distributed from 923 Generation And Fuel | 2002 |  | 0 | 0 | 0 | 0 | 0 | 0 | 0 | 0 | 0 | 0 | 0 | 7.5 | 0 | 0 | 0 | 0 | 0 | 0 | 0 | 0 | 0 | 0 | 0 | 0 | 0 | 0 | 0 | 0 | 0 | 0
7 | 27793 | 2018 | WY | Barber Creek | 8030 | 2 | 0 | OP | GT | NG | 7.5 | 0.001 | 73 | 30 | Distributed from 923 Generation And Fuel | 2002 |  | 0 | 0 | 0 | 0 | 0 | 0 | 0 | 0 | 0 | 0 | 0 | 7.5 | 0 | 0 | 0 | 0 | 0 | 0 | 0 | 0 | 0 | 0 | 0 | 0 | 0 | 0 | 0 | 0 | 0 | 0
8 | 27794 | 2018 | WY | Barber Creek | 8030 | 3 | 0 | OP | GT | NG | 7.5 | 0.001 | 73 | 30 | Distributed from 923 Generation And Fuel | 2002 |  | 0 | 0 | 0 | 0 | 0 | 0 | 0 | 0 | 0 | 0 | 0 | 7.5 | 0 | 0 | 0 | 0 | 0 | 0 | 0 | 0 | 0 | 0 | 0 | 0 | 0 | 0 | 0 | 0 | 0 | 0
9 | 27795 | 2018 | WY | Beaver Creek Gas Plant | 55278 | 1 | 0 | OP | GT | NG | 2.5 | 0 | 0 | 0 | Distributed from 923 Generation And Fuel | 1983 |  | 0 | 0 | 0 | 0 | 0 | 0 | 0 | 0 | 0 | 0 | 0 | 2.5 | 0 | 0 | 0 | 0 | 0 | 0 | 0 | 0 | 0 | 0 | 0 | 0 | 0 | 0 | 0 | 0 | 0 | 0
10 | 27796 | 2018 | WY | Beaver Creek Gas Plant | 55278 | 2 | 0 | OP | GT | NG | 2.5 | 0 | 0 | 0 | Distributed from 923 Generation And Fuel | 1992 |  | 0 | 0 | 0 | 0 | 0 | 0 | 0 | 0 | 0 | 0 | 0 | 2.5 | 0 | 0 | 0 | 0 | 0 | 0 | 0 | 0 | 0 | 0 | 0 | 0 | 0 | 0 | 0 | 0 | 0 | 0
11 | 27797 | 2018 | WY | Beaver Creek Gas Plant | 55278 | STG-1 | 0 | OP | ST | WH | 0.9 | 0 | 0 | 0 | Distributed from 923 Generation And Fuel | 2018 |  | 0 | 0 | 0 | 0 | 0 | 0 | 0 | 0 | 0 | 0 | 0 | 0 | 0 | 0 | 0 | 0 | 0 | 0 | 0 | 0 | 0 | 0 | 0 | 0 | 0 | 0 | 0 | 0 | 0.9 | 0
12 | 27798 | 2018 | WY | Big Sand Draw Plant | 60130 | 1 | 0 | OP | IC | NG | 1.6 | 0.424 | 5946 | 2330.6 | Distributed from 923 Generation And Fuel | 2015 |  | 0 | 0 | 0 | 0 | 0 | 0 | 0 | 0 | 0 | 0 | 0 | 1.6 | 0 | 0 | 0 | 0 | 0 | 0 | 0 | 0 | 0 | 0 | 0 | 0 | 0 | 0 | 0 | 0 | 0 | 0
13 | 27799 | 2018 | WY | Big Sand Draw Plant | 60130 | 2 | 0 | OP | IC | NG | 1.6 | 0.424 | 5946 | 2330.6 | Distributed from 923 Generation And Fuel | 2015 |  | 0 | 0 | 0 | 0 | 0 | 0 | 0 | 0 | 0 | 0 | 0 | 1.6 | 0 | 0 | 0 | 0 | 0 | 0 | 0 | 0 | 0 | 0 | 0 | 0 | 0 | 0 | 0 | 0 | 0 | 0
14 | 27800 | 2018 | WY | Big Sand Draw Plant | 60130 | 4 | 0 | OP | IC | NG | 1.6 | 0.424 | 5946 | 2330.6 | Distributed from 923 Generation And Fuel | 2015 |  | 0 | 0 | 0 | 0 | 0 | 0 | 0 | 0 | 0 | 0 | 0 | 1.6 | 0 | 0 | 0 | 0 | 0 | 0 | 0 | 0 | 0 | 0 | 0 | 0 | 0 | 0 | 0 | 0 | 0 | 0
15 | 27801 | 2018 | WY | Big Sand Draw Plant | 60130 | 5 | 0 | OP | IC | NG | 1.6 | 0.424 | 5946 | 2330.6 | Distributed from 923 Generation And Fuel | 2015 |  | 0 | 0 | 0 | 0 | 0 | 0 | 0 | 0 | 0 | 0 | 0 | 1.6 | 0 | 0 | 0 | 0 | 0 | 0 | 0 | 0 | 0 | 0 | 0 | 0 | 0 | 0 | 0 | 0 | 0 | 0
16 | 27802 | 2018 | WY | Big Sand Draw Plant | 60130 | 6 | 0 | OP | IC | NG | 1.6 | 0.424 | 5946 | 2330.6 | Distributed from 923 Generation And Fuel | 2015 |  | 0 | 0 | 0 | 0 | 0 | 0 | 0 | 0 | 0 | 0 | 0 | 1.6 | 0 | 0 | 0 | 0 | 0 | 0 | 0 | 0 | 0 | 0 | 0 | 0 | 0 | 0 | 0 | 0 | 0 | 0
17 | 27807 | 2018 | WY | Boysen | 505 | 1 | 0 | OP | HY | WAT | 7.5 | 0.562 | 36898 | 16727.5 | Distributed from 923 Generation And Fuel | 1952 |  | 0 | 0 | 0 | 0 | 0 | 0 | 0 | 0 | 0 | 0 | 0 | 0 | 0 | 0 | 0 | 0 | 0 | 0 | 0 | 0 | 0 | 0 | 0 | 0 | 7.5 | 0 | 0 | 0 | 0 | 0
18 | 27808 | 2018 | WY | Boysen | 505 | 2 | 0 | OP | HY | WAT | 7.5 | 0.562 | 36898 | 16727.5 | Distributed from 923 Generation And Fuel | 1952 |  | 0 | 0 | 0 | 0 | 0 | 0 | 0 | 0 | 0 | 0 | 0 | 0 | 0 | 0 | 0 | 0 | 0 | 0 | 0 | 0 | 0 | 0 | 0 | 0 | 7.5 | 0 | 0 | 0 | 0 | 0
19 | 27809 | 2018 | WY | Buffalo Bill | 7317 | 1 | 0 | OP | HY | WAT | 6 | 0.663 | 34859.333 | 15803 | Distributed from 923 Generation And Fuel | 1992 |  | 0 | 0 | 0 | 0 | 0 | 0 | 0 | 0 | 0 | 0 | 0 | 0 | 0 | 0 | 0 | 0 | 0 | 0 | 0 | 0 | 0 | 0 | 0 | 0 | 6 | 0 | 0 | 0 | 0 | 0
20 | 27810 | 2018 | WY | Buffalo Bill | 7317 | 2 | 0 | OP | HY | WAT | 6 | 0.663 | 34859.333 | 15803 | Distributed from 923 Generation And Fuel | 1992 |  | 0 | 0 | 0 | 0 | 0 | 0 | 0 | 0 | 0 | 0 | 0 | 0 | 0 | 0 | 0 | 0 | 0 | 0 | 0 | 0 | 0 | 0 | 0 | 0 | 6 | 0 | 0 | 0 | 0 | 0
21 | 27811 | 2018 | WY | Buffalo Bill | 7317 | 3 | 0 | OP | HY | WAT | 6 | 0.663 | 34859.333 | 15803 | Distributed from 923 Generation And Fuel | 1992 |  | 0 | 0 | 0 | 0 | 0 | 0 | 0 | 0 | 0 | 0 | 0 | 0 | 0 | 0 | 0 | 0 | 0 | 0 | 0 | 0 | 0 | 0 | 0 | 0 | 6 | 0 | 0 | 0 | 0 | 0
22 | 27812 | 2018 | WY | Campbell Hill Windpower | 57090 | CHWF | 0 | OP | WT | WND | 99 | 0.356 | 308503 | 115656 | Distributed from 923 Generation And Fuel | 2009 |  | 0 | 0 | 0 | 0 | 0 | 0 | 0 | 0 | 0 | 0 | 0 | 0 | 0 | 0 | 0 | 0 | 0 | 0 | 0 | 0 | 0 | 0 | 0 | 0 | 0 | 0 | 0 | 0 | 0 | 99
23 | 27813 | 2018 | WY | Casper Wind Farm | 57093 | CWGT | 0 | OP | WT | WND | 17 | 0.203 | 30221 | 11330 | Distributed from 923 Generation And Fuel | 2009 |  | 0 | 0 | 0 | 0 | 0 | 0 | 0 | 0 | 0 | 0 | 0 | 0 | 0 | 0 | 0 | 0 | 0 | 0 | 0 | 0 | 0 | 0 | 0 | 0 | 0 | 0 | 0 | 0 | 0 | 17
24 | 27814 | 2018 | WY | Cheyenne Prairie Generating Station | 57703 | 01A | 0 | OP | CT | NG | 40 | 0.188 | 65778 | 33018 | EIA-923 Generator File | 2014 |  | 0 | 0 | 0 | 0 | 0 | 0 | 0 | 0 | 0 | 0 | 0 | 40 | 0 | 0 | 0 | 0 | 0 | 0 | 0 | 0 | 0 | 0 | 0 | 0 | 0 | 0 | 0 | 0 | 0 | 0
25 | 27815 | 2018 | WY | Cheyenne Prairie Generating Station | 57703 | 01B | 0 | OP | CT | NG | 40 | 0.218 | 76398 | 38624 | EIA-923 Generator File | 2014 |  | 0 | 0 | 0 | 0 | 0 | 0 | 0 | 0 | 0 | 0 | 0 | 40 | 0 | 0 | 0 | 0 | 0 | 0 | 0 | 0 | 0 | 0 | 0 | 0 | 0 | 0 | 0 | 0 | 0 | 0
26 | 27816 | 2018 | WY | Cheyenne Prairie Generating Station | 57703 | 01C | 1 | OP | CA | NG | 20 | 0.246 | 43098 | 21989 | EIA-923 Generator File | 2014 |  | 0 | 0 | 0 | 0 | 0 | 0 | 0 | 0 | 0 | 0 | 0 | 20 | 0 | 0 | 0 | 0 | 0 | 0 | 0 | 0 | 0 | 0 | 0 | 0 | 0 | 0 | 0 | 0 | 0 | 0
27 | 27817 | 2018 | WY | Cheyenne Prairie Generating Station | 57703 | 02A | 0 | OP | GT | NG | 40 | 0.002 | 642.333 | 350.667 | Distributed from 923 Generation And Fuel | 2014 |  | 0 | 0 | 0 | 0 | 0 | 0 | 0 | 0 | 0 | 0 | 0 | 40 | 0 | 0 | 0 | 0 | 0 | 0 | 0 | 0 | 0 | 0 | 0 | 0 | 0 | 0 | 0 | 0 | 0 | 0
28 | 27825 | 2018 | WY | Dave Johnston | 4158 | 1 | 1 | OP | ST | SUB | 133.6 | 0.468 | 547548 | 208444 | EIA-923 Generator File | 1959 |  | 0 | 0 | 0 | 0 | 0 | 0 | 0 | 0 | 0 | 0 | 0 | 0 | 0 | 0 | 0 | 0 | 0 | 0 | 0 | 0 | 0 | 0 | 133.6 | 0 | 0 | 0 | 0 | 0 | 0 | 0
29 | 27826 | 2018 | WY | Dave Johnston | 4158 | 2 | 1 | OP | ST | SUB | 133.6 | 0.578 | 676293 | 285514 | EIA-923 Generator File | 1961 |  | 0 | 0 | 0 | 0 | 0 | 0 | 0 | 0 | 0 | 0 | 0 | 0 | 0 | 0 | 0 | 0 | 0 | 0 | 0 | 0 | 0 | 0 | 133.6 | 0 | 0 | 0 | 0 | 0 | 0 | 0
30 | 27827 | 2018 | WY | Dave Johnston | 4158 | 3 | 1 | OP | ST | SUB | 255 | 0.674 | 1506038 | 646774 | EIA-923 Generator File | 1964 |  | 0 | 0 | 0 | 0 | 0 | 0 | 0 | 0 | 0 | 0 | 0 | 0 | 0 | 0 | 0 | 0 | 0 | 0 | 0 | 0 | 0 | 0 | 255 | 0 | 0 | 0 | 0 | 0 | 0 | 0
31 | 27828 | 2018 | WY | Dave Johnston | 4158 | 4 | 1 | OP | ST | SUB | 400 | 0.591 | 2070492 | 906355 | EIA-923 Generator File | 1972 |  | 0 | 0 | 0 | 0 | 0 | 0 | 0 | 0 | 0 | 0 | 0 | 0 | 0 | 0 | 0 | 0 | 0 | 0 | 0 | 0 | 0 | 0 | 400 | 0 | 0 | 0 | 0 | 0 | 0 | 0
32 | 27829 | 2018 | WY | Dry Fork Station | 56609 | 01 | 1 | OP | ST | SUB | 483.7 | 0.703 | 2979572 | 1277875 | Distributed from 923 Generation And Fuel | 2011 |  | 0 | 0 | 0 | 0 | 0 | 0 | 0 | 0 | 0 | 0 | 0 | 0 | 0 | 0 | 0 | 0 | 0 | 0 | 0 | 0 | 0 | 0 | 483.7 | 0 | 0 | 0 | 0 | 0 | 0 | 0
33 | 27830 | 2018 | WY | Dunlap | 57299 | 1 | 0 | OP | WT | WND | 111 | 0.403 | 391874 | 146912 | Distributed from 923 Generation And Fuel | 2010 |  | 0 | 0 | 0 | 0 | 0 | 0 | 0 | 0 | 0 | 0 | 0 | 0 | 0 | 0 | 0 | 0 | 0 | 0 | 0 | 0 | 0 | 0 | 0 | 0 | 0 | 0 | 0 | 0 | 0 | 111
34 | 27832 | 2018 | WY | Elk Basin Gasoline Plant | 52127 | GEN1 | 0 | OP | ST | OG | 1 | 0.587 | 5146 | 2356.117 | EIA-923 Generator File | 1948 |  | 0 | 0 | 0 | 0 | 0 | 0 | 0 | 0 | 0 | 0 | 0 | 0 | 0 | 0 | 0 | 1 | 0 | 0 | 0 | 0 | 0 | 0 | 0 | 0 | 0 | 0 | 0 | 0 | 0 | 0
35 | 27833 | 2018 | WY | Elk Basin Gasoline Plant | 52127 | GEN2 | 0 | OP | ST | OG | 1 | 0.642 | 5621 | 2356.117 | EIA-923 Generator File | 1948 |  | 0 | 0 | 0 | 0 | 0 | 0 | 0 | 0 | 0 | 0 | 0 | 0 | 0 | 0 | 0 | 1 | 0 | 0 | 0 | 0 | 0 | 0 | 0 | 0 | 0 | 0 | 0 | 0 | 0 | 0
36 | 27835 | 2018 | WY | Fontenelle | 4185 | 1 | 0 | OP | HY | WAT | 10 | 0.761 | 66647 | 30214 | Distributed from 923 Generation And Fuel | 1968 |  | 0 | 0 | 0 | 0 | 0 | 0 | 0 | 0 | 0 | 0 | 0 | 0 | 0 | 0 | 0 | 0 | 0 | 0 | 0 | 0 | 0 | 0 | 0 | 0 | 10 | 0 | 0 | 0 | 0 | 0
37 | 27836 | 2018 | WY | Foote Creek I | 55607 | GEN1 | 0 | OP | WT | WND | 41.4 | 0.368 | 133413 | 50016 | Distributed from 923 Generation And Fuel | 1999 |  | 0 | 0 | 0 | 0 | 0 | 0 | 0 | 0 | 0 | 0 | 0 | 0 | 0 | 0 | 0 | 0 | 0 | 0 | 0 | 0 | 0 | 0 | 0 | 0 | 0 | 0 | 0 | 0 | 0 | 41.4
38 | 27837 | 2018 | WY | Foote Creek II | 55608 | GEN1 | 0 | OP | WT | WND | 1.8 | 0.376 | 5929 | 2223 | Distributed from 923 Generation And Fuel | 1999 |  | 0 | 0 | 0 | 0 | 0 | 0 | 0 | 0 | 0 | 0 | 0 | 0 | 0 | 0 | 0 | 0 | 0 | 0 | 0 | 0 | 0 | 0 | 0 | 0 | 0 | 0 | 0 | 0 | 0 | 1.8
39 | 27838 | 2018 | WY | Foote Creek III | 55609 | GEN1 | 0 | OP | WT | WND | 24.8 | 0.327 | 71045 | 26634 | Distributed from 923 Generation And Fuel | 1999 |  | 0 | 0 | 0 | 0 | 0 | 0 | 0 | 0 | 0 | 0 | 0 | 0 | 0 | 0 | 0 | 0 | 0 | 0 | 0 | 0 | 0 | 0 | 0 | 0 | 0 | 0 | 0 | 0 | 0 | 24.8
40 | 27839 | 2018 | WY | Foote Creek IV | 55610 | GEN1 | 0 | OP | WT | WND | 16.8 | 0.355 | 52236 | 19583 | Distributed from 923 Generation And Fuel | 2000 |  | 0 | 0 | 0 | 0 | 0 | 0 | 0 | 0 | 0 | 0 | 0 | 0 | 0 | 0 | 0 | 0 | 0 | 0 | 0 | 0 | 0 | 0 | 0 | 0 | 0 | 0 | 0 | 0 | 0 | 16.8
41 | 27840 | 2018 | WY | Fremont Canyon | 4176 | 1 | 0 | OP | HY | WAT | 33.4 | 0.381 | 111356 | 50482 | Distributed from 923 Generation And Fuel | 1961 |  | 0 | 0 | 0 | 0 | 0 | 0 | 0 | 0 | 0 | 0 | 0 | 0 | 0 | 0 | 0 | 0 | 0 | 0 | 0 | 0 | 0 | 0 | 0 | 0 | 33.4 | 0 | 0 | 0 | 0 | 0
42 | 27841 | 2018 | WY | Fremont Canyon | 4176 | 2 | 0 | OP | HY | WAT | 33.4 | 0.381 | 111356 | 50482 | Distributed from 923 Generation And Fuel | 1960 |  | 0 | 0 | 0 | 0 | 0 | 0 | 0 | 0 | 0 | 0 | 0 | 0 | 0 | 0 | 0 | 0 | 0 | 0 | 0 | 0 | 0 | 0 | 0 | 0 | 33.4 | 0 | 0 | 0 | 0 | 0
43 | 27842 | 2018 | WY | Garland Canal Power Plant | 57551 | MAIN | 0 | OP | HY | WAT | 2.9 | 0.362 | 9193 | 8500 | Distributed from 923 Generation And Fuel | 1983 |  | 0 | 0 | 0 | 0 | 0 | 0 | 0 | 0 | 0 | 0 | 0 | 0 | 0 | 0 | 0 | 0 | 0 | 0 | 0 | 0 | 0 | 0 | 0 | 0 | 2.9 | 0 | 0 | 0 | 0 | 0
44 | 27843 | 2018 | WY | General Chemical | 54318 | TG1 | 3 | OP | ST | BIT | 15 | 0.694 | 91229 | 36084 | EIA-923 Generator File | 1968 |  | 0 | 0 | 15 | 0 | 0 | 0 | 0 | 0 | 0 | 0 | 0 | 0 | 0 | 0 | 0 | 0 | 0 | 0 | 0 | 0 | 0 | 0 | 0 | 0 | 0 | 0 | 0 | 0 | 0 | 0
45 | 27844 | 2018 | WY | General Chemical | 54318 | TG2 | 3 | OP | ST | BIT | 15 | 1.035 | 135954 | 54395 | EIA-923 Generator File | 1977 |  | 0 | 0 | 15 | 0 | 0 | 0 | 0 | 0 | 0 | 0 | 0 | 0 | 0 | 0 | 0 | 0 | 0 | 0 | 0 | 0 | 0 | 0 | 0 | 0 | 0 | 0 | 0 | 0 | 0 | 0
46 | 27845 | 2018 | WY | Genesis Alkali | 57915 | 1 | 7 | OP | ST | SUB | 3.5 | 0.857 | 26280 | 10629 | EIA-923 Generator File | 1953 |  | 0 | 0 | 0 | 0 | 0 | 0 | 0 | 0 | 0 | 0 | 0 | 0 | 0 | 0 | 0 | 0 | 0 | 0 | 0 | 0 | 0 | 0 | 3.5 | 0 | 0 | 0 | 0 | 0 | 0 | 0
47 | 27846 | 2018 | WY | Genesis Alkali | 57915 | 2 | 7 | OP | ST | SUB | 3.5 | 0.84 | 25765 | 10041 | EIA-923 Generator File | 1953 |  | 0 | 0 | 0 | 0 | 0 | 0 | 0 | 0 | 0 | 0 | 0 | 0 | 0 | 0 | 0 | 0 | 0 | 0 | 0 | 0 | 0 | 0 | 3.5 | 0 | 0 | 0 | 0 | 0 | 0 | 0
48 | 27847 | 2018 | WY | Genesis Alkali | 57915 | 3 | 7 | OP | ST | SUB | 4 | 0.815 | 28559 | 11579 | EIA-923 Generator File | 1964 |  | 0 | 0 | 0 | 0 | 0 | 0 | 0 | 0 | 0 | 0 | 0 | 0 | 0 | 0 | 0 | 0 | 0 | 0 | 0 | 0 | 0 | 0 | 4 | 0 | 0 | 0 | 0 | 0 | 0 | 0
49 | 27848 | 2018 | WY | Genesis Alkali | 57915 | 4 | 7 | OP | ST | SUB | 10 | 0.807 | 70658 | 29518 | EIA-923 Generator File | 1972 |  | 0 | 0 | 0 | 0 | 0 | 0 | 0 | 0 | 0 | 0 | 0 | 0 | 0 | 0 | 0 | 0 | 0 | 0 | 0 | 0 | 0 | 0 | 10 | 0 | 0 | 0 | 0 | 0 | 0 | 0
50 | 27849 | 2018 | WY | Genesis Alkali | 57915 | 5 | 7 | OP | ST | SUB | 10 | 0.843 | 73878 | 28823 | EIA-923 Generator File | 1975 |  | 0 | 0 | 0 | 0 | 0 | 0 | 0 | 0 | 0 | 0 | 0 | 0 | 0 | 0 | 0 | 0 | 0 | 0 | 0 | 0 | 0 | 0 | 10 | 0 | 0 | 0 | 0 | 0 | 0 | 0
51 | 27850 | 2018 | WY | Genesis Alkali | 57915 | 6 | 7 | OP | ST | SUB | 10 | 0.906 | 79340 | 32852 | EIA-923 Generator File | 1975 |  | 0 | 0 | 0 | 0 | 0 | 0 | 0 | 0 | 0 | 0 | 0 | 0 | 0 | 0 | 0 | 0 | 0 | 0 | 0 | 0 | 0 | 0 | 10 | 0 | 0 | 0 | 0 | 0 | 0 | 0
52 | 27851 | 2018 | WY | Glendo | 4177 | 1 | 0 | OP | HY | WAT | 19 | 0.232 | 38538.5 | 17471 | Distributed from 923 Generation And Fuel | 1958 |  | 0 | 0 | 0 | 0 | 0 | 0 | 0 | 0 | 0 | 0 | 0 | 0 | 0 | 0 | 0 | 0 | 0 | 0 | 0 | 0 | 0 | 0 | 0 | 0 | 19 | 0 | 0 | 0 | 0 | 0
53 | 27852 | 2018 | WY | Glendo | 4177 | 2 | 0 | OP | HY | WAT | 19 | 0.232 | 38538.5 | 17471 | Distributed from 923 Generation And Fuel | 1959 |  | 0 | 0 | 0 | 0 | 0 | 0 | 0 | 0 | 0 | 0 | 0 | 0 | 0 | 0 | 0 | 0 | 0 | 0 | 0 | 0 | 0 | 0 | 0 | 0 | 19 | 0 | 0 | 0 | 0 | 0
54 | 27853 | 2018 | WY | Glenrock | 56841 | 1 | 0 | OP | WT | WND | 99 | 0.349 | 302347.435 | 113348.543 | Distributed from 923 Generation And Fuel | 2008 |  | 0 | 0 | 0 | 0 | 0 | 0 | 0 | 0 | 0 | 0 | 0 | 0 | 0 | 0 | 0 | 0 | 0 | 0 | 0 | 0 | 0 | 0 | 0 | 0 | 0 | 0 | 0 | 0 | 0 | 99
55 | 27854 | 2018 | WY | Glenrock | 56841 | 2 | 0 | OP | WT | WND | 39 | 0.349 | 119106.565 | 44652.457 | Distributed from 923 Generation And Fuel | 2009 |  | 0 | 0 | 0 | 0 | 0 | 0 | 0 | 0 | 0 | 0 | 0 | 0 | 0 | 0 | 0 | 0 | 0 | 0 | 0 | 0 | 0 | 0 | 0 | 0 | 0 | 0 | 0 | 0 | 0 | 39
56 | 27855 | 2018 | WY | Guernsey | 4178 | 1 | 0 | OP | HY | WAT | 3.2 | 0.288 | 8082.5 | 3664 | Distributed from 923 Generation And Fuel | 1927 |  | 0 | 0 | 0 | 0 | 0 | 0 | 0 | 0 | 0 | 0 | 0 | 0 | 0 | 0 | 0 | 0 | 0 | 0 | 0 | 0 | 0 | 0 | 0 | 0 | 3.2 | 0 | 0 | 0 | 0 | 0
57 | 27856 | 2018 | WY | Guernsey | 4178 | 2 | 0 | OP | HY | WAT | 3.2 | 0.288 | 8082.5 | 3664 | Distributed from 923 Generation And Fuel | 1928 |  | 0 | 0 | 0 | 0 | 0 | 0 | 0 | 0 | 0 | 0 | 0 | 0 | 0 | 0 | 0 | 0 | 0 | 0 | 0 | 0 | 0 | 0 | 0 | 0 | 3.2 | 0 | 0 | 0 | 0 | 0
58 | 27857 | 2018 | WY | Happy Jack Windpower Project | 56960 | HJW01 | 0 | OP | WT | WND | 29.4 | 0.312 | 80316 | 30110 | Distributed from 923 Generation And Fuel | 2008 |  | 0 | 0 | 0 | 0 | 0 | 0 | 0 | 0 | 0 | 0 | 0 | 0 | 0 | 0 | 0 | 0 | 0 | 0 | 0 | 0 | 0 | 0 | 0 | 0 | 0 | 0 | 0 | 0 | 0 | 29.4
59 | 27858 | 2018 | WY | Hartzog | 8026 | 1 | 0 | OP | GT | NG | 7.5 | 0.001 | 81.333 | 33.667 | Distributed from 923 Generation And Fuel | 2002 |  | 0 | 0 | 0 | 0 | 0 | 0 | 0 | 0 | 0 | 0 | 0 | 7.5 | 0 | 0 | 0 | 0 | 0 | 0 | 0 | 0 | 0 | 0 | 0 | 0 | 0 | 0 | 0 | 0 | 0 | 0
60 | 27859 | 2018 | WY | Hartzog | 8026 | 2 | 0 | OP | GT | NG | 7.5 | 0.001 | 81.333 | 33.667 | Distributed from 923 Generation And Fuel | 2002 |  | 0 | 0 | 0 | 0 | 0 | 0 | 0 | 0 | 0 | 0 | 0 | 7.5 | 0 | 0 | 0 | 0 | 0 | 0 | 0 | 0 | 0 | 0 | 0 | 0 | 0 | 0 | 0 | 0 | 0 | 0
61 | 27860 | 2018 | WY | Hartzog | 8026 | 3 | 0 | OP | GT | NG | 7.5 | 0.001 | 81.333 | 33.667 | Distributed from 923 Generation And Fuel | 2002 |  | 0 | 0 | 0 | 0 | 0 | 0 | 0 | 0 | 0 | 0 | 0 | 7.5 | 0 | 0 | 0 | 0 | 0 | 0 | 0 | 0 | 0 | 0 | 0 | 0 | 0 | 0 | 0 | 0 | 0 | 0
62 | 27861 | 2018 | WY | Heart Mountain | 6408 | 1 | 0 | OP | HY | WAT | 5 | 0.508 | 22252 | 10088 | Distributed from 923 Generation And Fuel | 1948 |  | 0 | 0 | 0 | 0 | 0 | 0 | 0 | 0 | 0 | 0 | 0 | 0 | 0 | 0 | 0 | 0 | 0 | 0 | 0 | 0 | 0 | 0 | 0 | 0 | 5 | 0 | 0 | 0 | 0 | 0
63 | 27862 | 2018 | WY | High Plains | 57040 | 1 | 0 | OP | WT | WND | 99 | 0.377 | 327035 | 122604 | Distributed from 923 Generation And Fuel | 2009 |  | 0 | 0 | 0 | 0 | 0 | 0 | 0 | 0 | 0 | 0 | 0 | 0 | 0 | 0 | 0 | 0 | 0 | 0 | 0 | 0 | 0 | 0 | 0 | 0 | 0 | 0 | 0 | 0 | 0 | 99
64 | 27863 | 2018 | WY | Jim Bridger | 8066 | 1 | 1 | OP | ST | SUB | 608.3 | 0.438 | 2336327 | 851018 | EIA-923 Generator File | 1974 |  | 0 | 0 | 0 | 0 | 0 | 0 | 0 | 0 | 0 | 0 | 0 | 0 | 0 | 0 | 0 | 0 | 0 | 0 | 0 | 0 | 0 | 0 | 608.3 | 0 | 0 | 0 | 0 | 0 | 0 | 0
65 | 27864 | 2018 | WY | Jim Bridger | 8066 | 2 | 1 | OP | ST | SUB | 617 | 0.507 | 2739466 | 1078453 | EIA-923 Generator File | 1975 |  | 0 | 0 | 0 | 0 | 0 | 0 | 0 | 0 | 0 | 0 | 0 | 0 | 0 | 0 | 0 | 0 | 0 | 0 | 0 | 0 | 0 | 0 | 617 | 0 | 0 | 0 | 0 | 0 | 0 | 0
66 | 27865 | 2018 | WY | Jim Bridger | 8066 | 3 | 1 | OP | ST | SUB | 608.3 | 0.56 | 2985187 | 1237735 | EIA-923 Generator File | 1976 |  | 0 | 0 | 0 | 0 | 0 | 0 | 0 | 0 | 0 | 0 | 0 | 0 | 0 | 0 | 0 | 0 | 0 | 0 | 0 | 0 | 0 | 0 | 608.3 | 0 | 0 | 0 | 0 | 0 | 0 | 0
67 | 27866 | 2018 | WY | Jim Bridger | 8066 | 4 | 1 | OP | ST | SUB | 608.3 | 0.545 | 2905765 | 1145419 | EIA-923 Generator File | 1979 |  | 0 | 0 | 0 | 0 | 0 | 0 | 0 | 0 | 0 | 0 | 0 | 0 | 0 | 0 | 0 | 0 | 0 | 0 | 0 | 0 | 0 | 0 | 608.3 | 0 | 0 | 0 | 0 | 0 | 0 | 0
68 | 27867 | 2018 | WY | Kortes | 4180 | 1 | 0 | OP | HY | WAT | 12 | 0.368 | 38668.333 | 17530 | Distributed from 923 Generation And Fuel | 1951 |  | 0 | 0 | 0 | 0 | 0 | 0 | 0 | 0 | 0 | 0 | 0 | 0 | 0 | 0 | 0 | 0 | 0 | 0 | 0 | 0 | 0 | 0 | 0 | 0 | 12 | 0 | 0 | 0 | 0 | 0
69 | 27868 | 2018 | WY | Kortes | 4180 | 2 | 0 | OP | HY | WAT | 12 | 0.368 | 38668.333 | 17530 | Distributed from 923 Generation And Fuel | 1950 |  | 0 | 0 | 0 | 0 | 0 | 0 | 0 | 0 | 0 | 0 | 0 | 0 | 0 | 0 | 0 | 0 | 0 | 0 | 0 | 0 | 0 | 0 | 0 | 0 | 12 | 0 | 0 | 0 | 0 | 0
70 | 27869 | 2018 | WY | Kortes | 4180 | 3 | 0 | OP | HY | WAT | 12 | 0.368 | 38668.333 | 17530 | Distributed from 923 Generation And Fuel | 1950 |  | 0 | 0 | 0 | 0 | 0 | 0 | 0 | 0 | 0 | 0 | 0 | 0 | 0 | 0 | 0 | 0 | 0 | 0 | 0 | 0 | 0 | 0 | 0 | 0 | 12 | 0 | 0 | 0 | 0 | 0
71 | 27871 | 2018 | WY | Laramie River Station | 6204 | 1 | 1 | OP | ST | RC | 570 | 0.553 | 2762852 | 1130090 | EIA-923 Generator File | 1981 |  | 0 | 0 | 0 | 0 | 0 | 0 | 0 | 0 | 0 | 0 | 0 | 0 | 0 | 0 | 0 | 0 | 0 | 0 | 0 | 0 | 0 | 570 | 0 | 0 | 0 | 0 | 0 | 0 | 0 | 0
72 | 27872 | 2018 | WY | Laramie River Station | 6204 | 2 | 1 | OP | ST | RC | 570 | 0.732 | 3657120 | 1674998 | EIA-923 Generator File | 1981 |  | 0 | 0 | 0 | 0 | 0 | 0 | 0 | 0 | 0 | 0 | 0 | 0 | 0 | 0 | 0 | 0 | 0 | 0 | 0 | 0 | 0 | 570 | 0 | 0 | 0 | 0 | 0 | 0 | 0 | 0
73 | 27873 | 2018 | WY | Laramie River Station | 6204 | 3 | 1 | OP | ST | RC | 570 | 0.855 | 4269976 | 1701568 | EIA-923 Generator File | 1982 |  | 0 | 0 | 0 | 0 | 0 | 0 | 0 | 0 | 0 | 0 | 0 | 0 | 0 | 0 | 0 | 0 | 0 | 0 | 0 | 0 | 0 | 570 | 0 | 0 | 0 | 0 | 0 | 0 | 0 | 0
74 | 27874 | 2018 | WY | McFadden Ridge | 57039 | 1 | 0 | OP | WT | WND | 28.5 | 0.402 | 100324 | 37611 | Distributed from 923 Generation And Fuel | 2009 |  | 0 | 0 | 0 | 0 | 0 | 0 | 0 | 0 | 0 | 0 | 0 | 0 | 0 | 0 | 0 | 0 | 0 | 0 | 0 | 0 | 0 | 0 | 0 | 0 | 0 | 0 | 0 | 0 | 0 | 28.5
75 | 27875 | 2018 | WY | Medicine Bow | 692 | 10 | 0 | OP | WT | WND | 0.7 | 0.265 | 1627.64 | 610.213 | Distributed from 923 Generation And Fuel | 2000 |  | 0 | 0 | 0 | 0 | 0 | 0 | 0 | 0 | 0 | 0 | 0 | 0 | 0 | 0 | 0 | 0 | 0 | 0 | 0 | 0 | 0 | 0 | 0 | 0 | 0 | 0 | 0 | 0 | 0 | 0.7
76 | 27876 | 2018 | WY | Medicine Bow | 692 | 11 | 0 | OP | WT | WND | 0.7 | 0.265 | 1627.64 | 610.213 | Distributed from 923 Generation And Fuel | 2000 |  | 0 | 0 | 0 | 0 | 0 | 0 | 0 | 0 | 0 | 0 | 0 | 0 | 0 | 0 | 0 | 0 | 0 | 0 | 0 | 0 | 0 | 0 | 0 | 0 | 0 | 0 | 0 | 0 | 0 | 0.7
77 | 27877 | 2018 | WY | Medicine Bow | 692 | 1A | 0 | OP | WT | WND | 0.6 | 0.265 | 1395.12 | 523.04 | Distributed from 923 Generation And Fuel | 1998 |  | 0 | 0 | 0 | 0 | 0 | 0 | 0 | 0 | 0 | 0 | 0 | 0 | 0 | 0 | 0 | 0 | 0 | 0 | 0 | 0 | 0 | 0 | 0 | 0 | 0 | 0 | 0 | 0 | 0 | 0.6
78 | 27878 | 2018 | WY | Medicine Bow | 692 | 2A | 0 | OP | WT | WND | 0.6 | 0.265 | 1395.12 | 523.04 | Distributed from 923 Generation And Fuel | 1998 |  | 0 | 0 | 0 | 0 | 0 | 0 | 0 | 0 | 0 | 0 | 0 | 0 | 0 | 0 | 0 | 0 | 0 | 0 | 0 | 0 | 0 | 0 | 0 | 0 | 0 | 0 | 0 | 0 | 0 | 0.6
79 | 27879 | 2018 | WY | Medicine Bow | 692 | 5 | 0 | OP | WT | WND | 0.7 | 0.265 | 1627.64 | 610.213 | Distributed from 923 Generation And Fuel | 1999 |  | 0 | 0 | 0 | 0 | 0 | 0 | 0 | 0 | 0 | 0 | 0 | 0 | 0 | 0 | 0 | 0 | 0 | 0 | 0 | 0 | 0 | 0 | 0 | 0 | 0 | 0 | 0 | 0 | 0 | 0.7
80 | 27880 | 2018 | WY | Medicine Bow | 692 | 6 | 0 | OP | WT | WND | 0.7 | 0.265 | 1627.64 | 610.213 | Distributed from 923 Generation And Fuel | 1999 |  | 0 | 0 | 0 | 0 | 0 | 0 | 0 | 0 | 0 | 0 | 0 | 0 | 0 | 0 | 0 | 0 | 0 | 0 | 0 | 0 | 0 | 0 | 0 | 0 | 0 | 0 | 0 | 0 | 0 | 0.7
81 | 27881 | 2018 | WY | Medicine Bow | 692 | 7 | 0 | OP | WT | WND | 0.7 | 0.265 | 1627.64 | 610.213 | Distributed from 923 Generation And Fuel | 1999 |  | 0 | 0 | 0 | 0 | 0 | 0 | 0 | 0 | 0 | 0 | 0 | 0 | 0 | 0 | 0 | 0 | 0 | 0 | 0 | 0 | 0 | 0 | 0 | 0 | 0 | 0 | 0 | 0 | 0 | 0.7
82 | 27882 | 2018 | WY | Medicine Bow | 692 | 8 | 0 | OP | WT | WND | 0.7 | 0.265 | 1627.64 | 610.213 | Distributed from 923 Generation And Fuel | 1999 |  | 0 | 0 | 0 | 0 | 0 | 0 | 0 | 0 | 0 | 0 | 0 | 0 | 0 | 0 | 0 | 0 | 0 | 0 | 0 | 0 | 0 | 0 | 0 | 0 | 0 | 0 | 0 | 0 | 0 | 0.7
83 | 27883 | 2018 | WY | Medicine Bow | 692 | 9 | 0 | OP | WT | WND | 0.7 | 0.265 | 1627.64 | 610.213 | Distributed from 923 Generation And Fuel | 1999 |  | 0 | 0 | 0 | 0 | 0 | 0 | 0 | 0 | 0 | 0 | 0 | 0 | 0 | 0 | 0 | 0 | 0 | 0 | 0 | 0 | 0 | 0 | 0 | 0 | 0 | 0 | 0 | 0 | 0 | 0.7
84 | 27888 | 2018 | WY | Mountain Wind Power II LLC | 56753 | 1 | 0 | OP | WT | WND | 80 | 0.008 | 5674 | 2127 | Distributed from 923 Generation And Fuel | 2008 |  | 0 | 0 | 0 | 0 | 0 | 0 | 0 | 0 | 0 | 0 | 0 | 0 | 0 | 0 | 0 | 0 | 0 | 0 | 0 | 0 | 0 | 0 | 0 | 0 | 0 | 0 | 0 | 0 | 0 | 80
85 | 27889 | 2018 | WY | Mountain Wind Power LLC | 56752 | 1 | 0 | OP | WT | WND | 61 | 0.008 | 4326 | 1622 | Distributed from 923 Generation And Fuel | 2008 |  | 0 | 0 | 0 | 0 | 0 | 0 | 0 | 0 | 0 | 0 | 0 | 0 | 0 | 0 | 0 | 0 | 0 | 0 | 0 | 0 | 0 | 0 | 0 | 0 | 0 | 0 | 0 | 0 | 0 | 61
86 | 27890 | 2018 | WY | Naughton | 4162 | 1 | 1 | OP | ST | SUB | 192 | 0.728 | 1224135 | 521589 | EIA-923 Generator File | 1963 |  | 0 | 0 | 0 | 0 | 0 | 0 | 0 | 0 | 0 | 0 | 0 | 0 | 0 | 0 | 0 | 0 | 0 | 0 | 0 | 0 | 0 | 0 | 192 | 0 | 0 | 0 | 0 | 0 | 0 | 0
87 | 27891 | 2018 | WY | Naughton | 4162 | 2 | 1 | OP | ST | SUB | 256 | 0.704 | 1579434 | 674500 | EIA-923 Generator File | 1968 |  | 0 | 0 | 0 | 0 | 0 | 0 | 0 | 0 | 0 | 0 | 0 | 0 | 0 | 0 | 0 | 0 | 0 | 0 | 0 | 0 | 0 | 0 | 256 | 0 | 0 | 0 | 0 | 0 | 0 | 0
88 | 27892 | 2018 | WY | Naughton | 4162 | 3 | 1 | OP | ST | SUB | 384 | 0.576 | 1936509 | 847401 | EIA-923 Generator File | 1971 |  | 0 | 0 | 0 | 0 | 0 | 0 | 0 | 0 | 0 | 0 | 0 | 0 | 0 | 0 | 0 | 0 | 0 | 0 | 0 | 0 | 0 | 0 | 384 | 0 | 0 | 0 | 0 | 0 | 0 | 0
89 | 27894 | 2018 | WY | Neil Simpson Gas Turbine #2 | 55477 | GT2 | 0 | OP | GT | NG | 40 | 0.033 | 11679 | 4824 | Distributed from 923 Generation And Fuel | 2001 |  | 0 | 0 | 0 | 0 | 0 | 0 | 0 | 0 | 0 | 0 | 0 | 40 | 0 | 0 | 0 | 0 | 0 | 0 | 0 | 0 | 0 | 0 | 0 | 0 | 0 | 0 | 0 | 0 | 0 | 0
90 | 27895 | 2018 | WY | Neil Simpson II | 7504 | 2 | 1 | OP | ST | SUB | 90 | 0.817 | 643824 | 280441 | EIA-923 Generator File | 1995 |  | 0 | 0 | 0 | 0 | 0 | 0 | 0 | 0 | 0 | 0 | 0 | 0 | 0 | 0 | 0 | 0 | 0 | 0 | 0 | 0 | 0 | 0 | 90 | 0 | 0 | 0 | 0 | 0 | 0 | 0
91 | 27896 | 2018 | WY | Neil Simpson II | 7504 | GT1 | 0 | OP | GT | NG | 40 | 0.059 | 20625 | 8519 | Distributed from 923 Generation And Fuel | 2000 |  | 0 | 0 | 0 | 0 | 0 | 0 | 0 | 0 | 0 | 0 | 0 | 40 | 0 | 0 | 0 | 0 | 0 | 0 | 0 | 0 | 0 | 0 | 0 | 0 | 0 | 0 | 0 | 0 | 0 | 0
92 | 27904 | 2018 | WY | Pioneer Wind Park, LLC | 60259 | PWP1 | 0 | OP | WT | WND | 80 | 0.361 | 252682 | 94729 | Distributed from 923 Generation And Fuel | 2016 |  | 0 | 0 | 0 | 0 | 0 | 0 | 0 | 0 | 0 | 0 | 0 | 0 | 0 | 0 | 0 | 0 | 0 | 0 | 0 | 0 | 0 | 0 | 0 | 0 | 0 | 0 | 0 | 0 | 0 | 80
93 | 27905 | 2018 | WY | Rock River I LLC | 55740 | GEN1 | 0 | OP | WT | WND | 50 | 0.317 | 138698 | 51997 | Distributed from 923 Generation And Fuel | 2001 |  | 0 | 0 | 0 | 0 | 0 | 0 | 0 | 0 | 0 | 0 | 0 | 0 | 0 | 0 | 0 | 0 | 0 | 0 | 0 | 0 | 0 | 0 | 0 | 0 | 0 | 0 | 0 | 0 | 0 | 50
94 | 27906 | 2018 | WY | Rolling Hills | 56842 | 1 | 0 | OP | WT | WND | 99 | 0.32 | 277843 | 104162 | Distributed from 923 Generation And Fuel | 2009 |  | 0 | 0 | 0 | 0 | 0 | 0 | 0 | 0 | 0 | 0 | 0 | 0 | 0 | 0 | 0 | 0 | 0 | 0 | 0 | 0 | 0 | 0 | 0 | 0 | 0 | 0 | 0 | 0 | 0 | 99
95 | 27907 | 2018 | WY | Seminoe | 4182 | 1 | 0 | OP | HY | WAT | 17.2 | 0.232 | 34953 | 15845.667 | Distributed from 923 Generation And Fuel | 1939 |  | 0 | 0 | 0 | 0 | 0 | 0 | 0 | 0 | 0 | 0 | 0 | 0 | 0 | 0 | 0 | 0 | 0 | 0 | 0 | 0 | 0 | 0 | 0 | 0 | 17.2 | 0 | 0 | 0 | 0 | 0
96 | 27908 | 2018 | WY | Seminoe | 4182 | 2 | 0 | OP | HY | WAT | 17.2 | 0.232 | 34953 | 15845.667 | Distributed from 923 Generation And Fuel | 1939 |  | 0 | 0 | 0 | 0 | 0 | 0 | 0 | 0 | 0 | 0 | 0 | 0 | 0 | 0 | 0 | 0 | 0 | 0 | 0 | 0 | 0 | 0 | 0 | 0 | 17.2 | 0 | 0 | 0 | 0 | 0
97 | 27909 | 2018 | WY | Seminoe | 4182 | 3 | 0 | OP | HY | WAT | 17.2 | 0.232 | 34953 | 15845.667 | Distributed from 923 Generation And Fuel | 1939 |  | 0 | 0 | 0 | 0 | 0 | 0 | 0 | 0 | 0 | 0 | 0 | 0 | 0 | 0 | 0 | 0 | 0 | 0 | 0 | 0 | 0 | 0 | 0 | 0 | 17.2 | 0 | 0 | 0 | 0 | 0
98 | 27910 | 2018 | WY | Seven Mile Hill | 56843 | 1 | 0 | OP | WT | WND | 99 | 0.407 | 352576.177 | 132179.62 | Distributed from 923 Generation And Fuel | 2008 |  | 0 | 0 | 0 | 0 | 0 | 0 | 0 | 0 | 0 | 0 | 0 | 0 | 0 | 0 | 0 | 0 | 0 | 0 | 0 | 0 | 0 | 0 | 0 | 0 | 0 | 0 | 0 | 0 | 0 | 99
99 | 27911 | 2018 | WY | Seven Mile Hill | 56843 | 2 | 0 | OP | WT | WND | 19.5 | 0.407 | 69446.823 | 26035.38 | Distributed from 923 Generation And Fuel | 2008 |  | 0 | 0 | 0 | 0 | 0 | 0 | 0 | 0 | 0 | 0 | 0 | 0 | 0 | 0 | 0 | 0 | 0 | 0 | 0 | 0 | 0 | 0 | 0 | 0 | 0 | 0 | 0 | 0 | 0 | 19.5
100 | 27912 | 2018 | WY | Shoshone (WY) | 4183 | 1 | 0 | OP | HY | WAT | 3 | 0.737 | 19356 | 8775 | Distributed from 923 Generation And Fuel | 1922 |  | 0 | 0 | 0 | 0 | 0 | 0 | 0 | 0 | 0 | 0 | 0 | 0 | 0 | 0 | 0 | 0 | 0 | 0 | 0 | 0 | 0 | 0 | 0 | 0 | 3 | 0 | 0 | 0 | 0 | 0
101 | 27913 | 2018 | WY | Shute Creek Facility | 56312 | 021A | 0 | OP | GT | OG | 48 | 0.672 | 282741 | 101570.333 | Distributed from 923 Generation And Fuel | 2005 |  | 0 | 0 | 0 | 0 | 0 | 0 | 0 | 0 | 0 | 0 | 0 | 0 | 0 | 0 | 0 | 48 | 0 | 0 | 0 | 0 | 0 | 0 | 0 | 0 | 0 | 0 | 0 | 0 | 0 | 0
102 | 27914 | 2018 | WY | Shute Creek Facility | 56312 | 021B | 0 | OP | GT | OG | 48 | 0.672 | 282741 | 101570.333 | Distributed from 923 Generation And Fuel | 2005 |  | 0 | 0 | 0 | 0 | 0 | 0 | 0 | 0 | 0 | 0 | 0 | 0 | 0 | 0 | 0 | 48 | 0 | 0 | 0 | 0 | 0 | 0 | 0 | 0 | 0 | 0 | 0 | 0 | 0 | 0
103 | 27915 | 2018 | WY | Shute Creek Facility | 56312 | 021C | 0 | OP | GT | OG | 48 | 0.672 | 282741 | 101570.333 | Distributed from 923 Generation And Fuel | 2005 |  | 0 | 0 | 0 | 0 | 0 | 0 | 0 | 0 | 0 | 0 | 0 | 0 | 0 | 0 | 0 | 48 | 0 | 0 | 0 | 0 | 0 | 0 | 0 | 0 | 0 | 0 | 0 | 0 | 0 | 0
104 | 27916 | 2018 | WY | Silver Sage Windpower | 57091 | SSW01 | 0 | OP | WT | WND | 42 | 0.336 | 123734 | 46387 | Distributed from 923 Generation And Fuel | 2009 |  | 0 | 0 | 0 | 0 | 0 | 0 | 0 | 0 | 0 | 0 | 0 | 0 | 0 | 0 | 0 | 0 | 0 | 0 | 0 | 0 | 0 | 0 | 0 | 0 | 0 | 0 | 0 | 0 | 0 | 42
105 | 27917 | 2018 | WY | Simplot Phosphates | 54472 | GEN1 | 4 | OP | ST | OTH | 11.5 | 0.883 | 89002.35 | 37199.5 | EIA-923 Generator File | 1986 |  | 0 | 0 | 0 | 0 | 0 | 0 | 0 | 0 | 0 | 0 | 0 | 0 | 0 | 0 | 0 | 0 | 11.5 | 0 | 0 | 0 | 0 | 0 | 0 | 0 | 0 | 0 | 0 | 0 | 0 | 0
106 | 27918 | 2018 | WY | Sinclair Oil Refinery | 54374 | 2004 | 0 | OP | IC | NG | 1.3 | 0.122 | 1387.88 | 543.14 | Distributed from 923 Generation And Fuel | 2012 |  | 0 | 0 | 0 | 0 | 0 | 0 | 0 | 0 | 0 | 0 | 0 | 1.3 | 0 | 0 | 0 | 0 | 0 | 0 | 0 | 0 | 0 | 0 | 0 | 0 | 0 | 0 | 0 | 0 | 0 | 0
107 | 27919 | 2018 | WY | Sinclair Oil Refinery | 54374 | 2006 | 0 | OP | IC | NG | 1.3 | 0.122 | 1387.88 | 543.14 | Distributed from 923 Generation And Fuel | 2012 |  | 0 | 0 | 0 | 0 | 0 | 0 | 0 | 0 | 0 | 0 | 0 | 1.3 | 0 | 0 | 0 | 0 | 0 | 0 | 0 | 0 | 0 | 0 | 0 | 0 | 0 | 0 | 0 | 0 | 0 | 0
108 | 27920 | 2018 | WY | Sinclair Oil Refinery | 54374 | 2008 | 0 | OP | IC | NG | 1.3 | 0.122 | 1387.88 | 543.14 | Distributed from 923 Generation And Fuel | 2012 |  | 0 | 0 | 0 | 0 | 0 | 0 | 0 | 0 | 0 | 0 | 0 | 1.3 | 0 | 0 | 0 | 0 | 0 | 0 | 0 | 0 | 0 | 0 | 0 | 0 | 0 | 0 | 0 | 0 | 0 | 0
109 | 27922 | 2018 | WY | Sinclair Oil Refinery | 54374 | NO3 | 0 | OP | ST | OG | 1.3 | 0.311 | 3540.5 | 1620.87 | EIA-923 Generator File | 1954 |  | 0 | 0 | 0 | 0 | 0 | 0 | 0 | 0 | 0 | 0 | 0 | 0 | 0 | 0 | 0 | 1.3 | 0 | 0 | 0 | 0 | 0 | 0 | 0 | 0 | 0 | 0 | 0 | 0 | 0 | 0
110 | 27926 | 2018 | WY | Spirit Mountain | 7541 | 1 | 0 | OP | HY | WAT | 4.5 | 0.394 | 15539 | 7044 | Distributed from 923 Generation And Fuel | 1994 |  | 0 | 0 | 0 | 0 | 0 | 0 | 0 | 0 | 0 | 0 | 0 | 0 | 0 | 0 | 0 | 0 | 0 | 0 | 0 | 0 | 0 | 0 | 0 | 0 | 4.5 | 0 | 0 | 0 | 0 | 0
111 | 27927 | 2018 | WY | Strawberry Creek | 6393 | 1 | 0 | OP | HY | WAT | 0.5 | 0.803 | 3517.333 | 1594.667 | Distributed from 923 Generation And Fuel | 1940 |  | 0 | 0 | 0 | 0 | 0 | 0 | 0 | 0 | 0 | 0 | 0 | 0 | 0 | 0 | 0 | 0 | 0 | 0 | 0 | 0 | 0 | 0 | 0 | 0 | 0.5 | 0 | 0 | 0 | 0 | 0
112 | 27928 | 2018 | WY | Strawberry Creek | 6393 | 2 | 0 | OP | HY | WAT | 0.5 | 0.803 | 3517.333 | 1594.667 | Distributed from 923 Generation And Fuel | 1940 |  | 0 | 0 | 0 | 0 | 0 | 0 | 0 | 0 | 0 | 0 | 0 | 0 | 0 | 0 | 0 | 0 | 0 | 0 | 0 | 0 | 0 | 0 | 0 | 0 | 0.5 | 0 | 0 | 0 | 0 | 0
113 | 27929 | 2018 | WY | Strawberry Creek | 6393 | 3 | 0 | OP | HY | WAT | 0.5 | 0.803 | 3517.333 | 1594.667 | Distributed from 923 Generation And Fuel | 1951 |  | 0 | 0 | 0 | 0 | 0 | 0 | 0 | 0 | 0 | 0 | 0 | 0 | 0 | 0 | 0 | 0 | 0 | 0 | 0 | 0 | 0 | 0 | 0 | 0 | 0.5 | 0 | 0 | 0 | 0 | 0
114 | 27930 | 2018 | WY | Sweetwater Solar | 61369 | PV1 | 0 | OP | PV | SUN | 92 | 0.001 | 824 | 0 | Distributed from 923 Generation And Fuel | 2018 |  | 0 | 0 | 0 | 0 | 0 | 0 | 0 | 0 | 0 | 0 | 0 | 0 | 0 | 0 | 0 | 0 | 0 | 0 | 0 | 0 | 0 | 0 | 0 | 92 | 0 | 0 | 0 | 0 | 0 | 0
115 | 27931 | 2018 | WY | Swift Creek | 6394 | 3 | 0 | OP | HY | WAT | 0.8 | 0.526 | 3683.294 | 1669.647 | Distributed from 923 Generation And Fuel | 2009 |  | 0 | 0 | 0 | 0 | 0 | 0 | 0 | 0 | 0 | 0 | 0 | 0 | 0 | 0 | 0 | 0 | 0 | 0 | 0 | 0 | 0 | 0 | 0 | 0 | 0.8 | 0 | 0 | 0 | 0 | 0
116 | 27932 | 2018 | WY | Swift Creek | 6394 | 4 | 0 | OP | HY | WAT | 0.6 | 0.526 | 2762.471 | 1252.235 | Distributed from 923 Generation And Fuel | 2010 |  | 0 | 0 | 0 | 0 | 0 | 0 | 0 | 0 | 0 | 0 | 0 | 0 | 0 | 0 | 0 | 0 | 0 | 0 | 0 | 0 | 0 | 0 | 0 | 0 | 0.6 | 0 | 0 | 0 | 0 | 0
117 | 27933 | 2018 | WY | Swift Creek | 6394 | 5 | 0 | OP | HY | WAT | 0.3 | 0.526 | 1381.235 | 626.118 | Distributed from 923 Generation And Fuel | 2010 |  | 0 | 0 | 0 | 0 | 0 | 0 | 0 | 0 | 0 | 0 | 0 | 0 | 0 | 0 | 0 | 0 | 0 | 0 | 0 | 0 | 0 | 0 | 0 | 0 | 0.3 | 0 | 0 | 0 | 0 | 0
118 | 27937 | 2018 | WY | Top of the World Windpower Project | 57327 | TOTW1 | 0 | OP | WT | WND | 200 | 0.309 | 542231 | 203280 | Distributed from 923 Generation And Fuel | 2010 |  | 0 | 0 | 0 | 0 | 0 | 0 | 0 | 0 | 0 | 0 | 0 | 0 | 0 | 0 | 0 | 0 | 0 | 0 | 0 | 0 | 0 | 0 | 0 | 0 | 0 | 0 | 0 | 0 | 0 | 200
119 | 27938 | 2018 | WY | TransAlta Wyoming Wind | 56093 | GE15 | 0 | OP | WT | WND | 144 | 0.278 | 350158 | 131273 | Distributed from 923 Generation And Fuel | 2003 |  | 0 | 0 | 0 | 0 | 0 | 0 | 0 | 0 | 0 | 0 | 0 | 0 | 0 | 0 | 0 | 0 | 0 | 0 | 0 | 0 | 0 | 0 | 0 | 0 | 0 | 0 | 0 | 0 | 0 | 144
120 | 27940 | 2018 | WY | Western Sugar Coop - Torrington | 57967 | GEGEN | 0 | OP | ST | NG | 2 | 0.357 | 6262.32 | 2586.678 | EIA-923 Generator File | 1978 |  | 0 | 0 | 0 | 0 | 0 | 0 | 0 | 0 | 0 | 0 | 0 | 2 | 0 | 0 | 0 | 0 | 0 | 0 | 0 | 0 | 0 | 0 | 0 | 0 | 0 | 0 | 0 | 0 | 0 | 0
121 | 27941 | 2018 | WY | Wygen 1 | 55479 | 0001 | 1 | OP | ST | SUB | 90 | 0.811 | 639452 | 307414 | Distributed from 923 Generation And Fuel | 2003 |  | 0 | 0 | 0 | 0 | 0 | 0 | 0 | 0 | 0 | 0 | 0 | 0 | 0 | 0 | 0 | 0 | 0 | 0 | 0 | 0 | 0 | 0 | 90 | 0 | 0 | 0 | 0 | 0 | 0 | 0
122 | 27942 | 2018 | WY | Wygen 2 | 56319 | 0001 | 1 | OP | ST | SUB | 95 | 0.925 | 769549 | 333073 | Distributed from 923 Generation And Fuel | 2008 |  | 0 | 0 | 0 | 0 | 0 | 0 | 0 | 0 | 0 | 0 | 0 | 0 | 0 | 0 | 0 | 0 | 0 | 0 | 0 | 0 | 0 | 0 | 95 | 0 | 0 | 0 | 0 | 0 | 0 | 0
123 | 27943 | 2018 | WY | Wygen III | 56596 | 5 | 1 | OP | ST | SUB | 116 | 0.838 | 852015 | 335176 | EIA-923 Generator File | 2010 |  | 0 | 0 | 0 | 0 | 0 | 0 | 0 | 0 | 0 | 0 | 0 | 0 | 0 | 0 | 0 | 0 | 0 | 0 | 0 | 0 | 0 | 0 | 116 | 0 | 0 | 0 | 0 | 0 | 0 | 0
124 | 27944 | 2018 | WY | Wyodak | 6101 | 1 | 1 | OP | ST | SUB | 402.3 | 0.639 | 2251976 | 949549 | EIA-923 Generator File | 1978 |  | 0 | 0 | 0 | 0 | 0 | 0 | 0 | 0 | 0 | 0 | 0 | 0 | 0 | 0 | 0 | 0 | 0 | 0 | 0 | 0 | 0 | 0 | 402.3 | 0 | 0 | 0 | 0 | 0 | 0 | 0
[17 empty] | Sum | 0 | 0 | 30 | 0 | 0 | 0 | 0 | 0 | 0 | 0 | 0 | 306.4 | 0 | 0 | 0 | 147.3 | 11.5 | 0 | 0 | 0 | 0 | 1710 | 5514.1 | 92 | 301.8 | 0 | 0 | 0 | 0.9 | 1487.3 | 9601.3
[17 empty] | % | 0% | 0% | 0.3125% | 0% | 0% | 0% | 0% | 0% | 0% | 0% | 0% | 3.191% | 0% | 0% | 0% | 1.534% | 0.1198% | 0% | 0% | 0% | 0% | 17.81% | 57.43% | 0.9582% | 3.143% | 0% | 0% | 0% | 0.009374% | 15.49%